## Oil Boilers - Detailed Fuel Co
Borough, Block and Lot # | Facility Address | Natural Gas Utility (Con Edison or National Grid | Building Manager | Owner | Owner Address | DEP Boiler Application # | Deadline for phasing out #6 oil (i.e. data of next DEP permit renewal after July 1 2012) | Boiler Model | Number of identical boilers | Boiler capacity (Gross BTU) | Boiler Installation Date | Estimated retirement date of boiler (assuming 35 year average useful life) | Is boiler dual fuel capable? | Age range of boiler | Burner Model | Primary Fuel | Total Estimated Cosumption - High Estimate (Gallons) | Total Estimated Cosumption - Low Estimate (Gallons) | Total Estimated Cosumption - High Estimate (MMBTUs) | Total Estimated Cosumption - Low Estimate (MMBTUs) | Needs to comply with Greener Greater Buildings Laws? | Deadline for complying with Audit and Retrocommissioning Law | Building Type | City Council District | Total area of buildings on lot | Number of buildings on property (tax lot) | Number of floors | Number of residential units | Number of total units | Year constructed | Condominium housing? | Cooperative housing?
2032590022 | 2840 BAILEY AVENUE Bronx, NY 10463 (40.874331271215354, -73.9048664936111) | Con Edison | BESNIK REALTY CORP. | BESNIK REALTY CORP | 754 MACE AVENUE BRONX, NY 10467 (40.86314421709324, -73.86531286966195) | CA348086Y | 7/6/05 | ROCKMILLS MP 150 | 1 | 6 | 1986 | 2021 |  | 21 to 26 years old | I.C.I. DEG63P | #6 | 716160 | 501312 | 107424 | 75197 | Yes | 2019 | Elevator Apartments | 14 | 86412 | 1 | 6 | 87 | 87 | 1926
2057800940 | 3900 GREYSTONE AVENUE Bronx, NY 10463 (40.88950389842045, -73.9044515066065) | Con Edison | TROY PITTS SPRINT | WIENER, EDITH | 855 AVE MANHATTAN, NY 10001 (40.75025902143676, -73.99688630375988) | CA014493L | 7/6/05 | FEDERAL FST-150 | 2 | 6.27 | 1993 | 2028 |  | 16 to 20 years old | I.C.I. DEG-63 P | #6 | 550000 | 385000 | 82500 | 57750 | Yes | 2020 | Elevator Apartments | 11 | 134703 | 2 | 6 | 127 | 127 | 1928
2028230001 | 1650 GRAND Bronx, NY 10457 (40.84579837129786, -73.89832418681175) | Con Edison | BRONX LEBANON HOSPITAL | BRONX-LEBANON HOSPITA | 1650 SELWYN AVE BRONX, NY 10457 (40.84317219644427, -73.91039471761154) | CA159489X | 7/6/05 | CLEAVER BROOKS CB-600-600 | 2 | 25.21 | 1989 | 2024 |  | 21 to 26 years old | CLEAVER BROOKS CB-600-600 | #6 | 492750 | 344925 | 73912 | 51739 | Yes | 2013 | Elevator Apartments | 14 | 480769 | 1 | 11 | 0 | 1 | 1941
2030640001 | 4422 3 AVENUE Bronx, NY 10457 (40.854068314549714, -73.8909193391362) | Con Edison | ST BARNABAS HOSPITAL BOILER ROOM | ST BARNABAS NURSING H | 4422 3 AVENUE N Y 10457 (40.854068314549714, -73.8909193391362) | CB078401R | #N/A | B & W FM 10-66 | 1 | 49.5 | 2001 | 2036 | DUAL FUEL | 5 to 10 years old | FORNEY WT 24 | #6 | 482040 | 337428 | 72306 | 50614 | Yes | 2014 | Loft Buildings | 15 | 421234 | 4 | 8 | 0 | 1 | 1943
2025060016 | 1204 SHAKESPEARE AVENUE Bronx, NY 10452 (40.83687816328317, -73.92328825468772) | Con Edison | BRAGREIS REALTY CORP. | BRAGREIS REALTY CORP | 191024 BROOKLYN NY 11219 (40.63277295540763, -73.99667681118586) | CA352883Z | 7/6/05 | ROCKMILLS MP100 | 1 | 4.2 | 1983 | 2018 |  | 26 to 30 years old | ICI DEG42P | #6 | 480000 | 336000 | 72000 | 50400 | Yes | 2016 | Walk-Up Apartments | 16 | 53376 | 1 | 6 | 67 | 67 | 1926
2025990092 | 1040 149 STREET Bronx, NY 10455 (40.80988507818436, -73.90313113478395) | Con Edison | HESS CORPORATION | HESS CORPORATION |  | CA248495R | 7/4/05 | ROCKMILLS MP-800 | 2 | 29.41 | 1995 | 2030 | DUAL FUEL | 11 to 15 years old | I.C.I. DE-300P | #6 | 459900 | 321930 | 68985 | 48290 |  |  | Educational Structures | 17 | 116508 | 4 | 1 | 0 | 1 | 1931
2043470007 | 2324 BOSTON ROAD Bronx, NY 10467 (40.85993248480023, -73.8671915106287) | Con Edison | BRONX PARK EAST HOUSING CO | BRONX PARK HSNG CO IN | 2334 BOSTON ROAD BRONX, NY 10467 (40.860060266685025, -73.86714024203658) | CA409767X | 7/5/05 | FEDERAL FLR 4857 | 1 | 20.3 | 1967 | 2010 |  | 41 - 45 years old | ACE VSGHM-165 | #6 | 423400 | 296380 | 63510 | 44457 | Yes | 2017 | Elevator Apartments | 13 | 337570 | 1 | 21 | 322 | 322 | 1963 |  | YES
2032510490 | 40 MOSHOLU PKWY Bronx, NY 10468 (40.88048859303581, -73.88600719916569) | Con Edison | TRACEY TOWERS | TRACEY TOWERS ASSOCS | 1619 THIRD AVENUE MANHATTAN, NY 10128 (40.782063212447575, -73.95157124804915) | CB080107K | 7/6/05 | FEDERAL FST - 500 (NEW) | 2 | 16.7 | 2007 | 2042 | DUAL FUEL | Fewer than 5 years old | ICI DEG - 210 (P) | #6 | 420042 | 294029 | 63006 | 44104 | Yes | 2021 | Walk-Up Apartments | 11 | 1074489 | 2 | 42 | 871 | 872 | 1975 |  | YES
2040750031 | 2617 HALPERIN AVENUE Bronx, NY 10461 (40.84295972575407, -73.84444284933667) | Con Edison | JEROME SCHULMAN | MARTIN FRED EQUITY IN | 770 HULLS HIGHWAY CONN 06890-1074 (41.148293124034694, -73.2994103382427) | CA113080R | 7/5/05 | ROCKMILLS MP-80 | 1 | 3.43 | 1980 | 2015 | DUAL FUEL | 26 to 30 years old | INDUSTRIAL COMB#MMG-34-P | #4 | 395491 | 276844 | 57346 | 40142 |  |  | Office Buildings | 13 | 34816 | 1 | 4 | 44 | 44 | 1928
2028790080 | 1834 PHELAN PLACE Bronx, NY 10453 (40.853071904670976, -73.91656272399923) | Con Edison | STEPHEN ZEDAKER | GIO-GJO REALTY LLC | 1634 BABYLON NY 11704 (40.72468126732667, -73.36544900007124) | CA024288L | 7/7/05 | FEDERAL FST 125 | 1 | 4.96 | 1988 | 2023 | DUAL FUEL | 21 to 26 years old | INDUSTRIAL COMBUSTION DEG-54P | #4 | 384117 | 268882 | 55697 | 38988 | Yes | 2019 | Elevator Apartments | 14 | 55700 | 1 | 5 | 60 | 60 | 1926
2036810001 | 2001 STORY AVENUE Bronx, NY 10473 (40.824675513051055, -73.85556465126794) | Con Edison | BOULEVARD MANOR INC | BOULEVARD STORY, LLC | 97 77 QUEENS BOULEVARD REGO PARK, NY 11374 (40.72646491702238, -73.86148084756303) | CA231573M | 7/6/05 | FEDERAL FLW 463 | 3 | 14.7 | 1973 | 2010 |  | 36 - 40 year old | S T JOHNSON A53-H-400 | #4 | 375584 | 262909 | 54460 | 38122 | Yes | 2021 | Condominiums | 18 | 421833 | 2 | 9 | 355 | 355 | 1973
2036270040 | 820 BOYNTON AVENUE Bronx, NY 10473 (40.820116404127724, -73.87619412647015) | Con Edison | PRESTIGE MANAGEMENT INC. | LAFAYETTE MORRISON | 3924 TREMONT AVE BRONX, NY 10456 (40.821281757097886, -73.8185974257523) | CA391092Y | 7/6/05 | FEDERAL FST-500 | 3 | 19.99 | 1992 | 2027 |  | 16 to 20 years old | I.C.I.DEG-210 (P) | #6 | 374490 | 262143 | 56174 | 39321 | Yes | 2017 | Office Buildings | 18 | 256750 | 1 | 19 | 225 | 225 | 1962 |  | YES
2032200037 | 100 KINGSBRIDGE ROAD Bronx, NY 10468 (40.86655665070593, -73.89550275927074) | Con Edison | THE JEWISH HOME & HOSPITAL | WEST ROAD NURSING HOM | 100 KINGSBRIDGE ROAD BRONX, NY 10468 (40.86655665070593, -73.89550275927074) | CA119899M | 7/7/05 | EXISTING KEWANEE 7L291 | 1 | 21 | 1999 | 2034 | DUAL FUEL | 11 to 15 years old | NEW HEVE/I.C. DEG-210P | #6 | 373020 | 261114 | 55953 | 39167 | Yes | 2020 | Condominiums | 14 | 235297 | 1 | 12 | 0 | 1 | 1975
2026100012 | 530 169 STREET Bronx, NY 10456 (40.83263791097771, -73.90483959391557) | Con Edison | TERRACE FULTON ASSOC | FORDHAM FULTON LLC | 530 169 STREET BRONX, NY 10456 (40.83263791097771, -73.90483959391557) | CA271366X | 7/7/05 | FEDERAL FLR-4857 | 2 | 16.8 | 1966 | 2010 |  | 41 - 45 years old | S T JOHNSON A53-H-3M SIZE 500 | #6 | 367920 | 257544 | 55188 | 38632 | Yes | 2020 | Walk-Up Apartments | 16 | 285056 | 1 | 17 | 321 | 322 | 1965 |  | YES
2032200090 | 2545 DR M L KING JR BOULEVARD Bronx, NY 10468 (40.869693003729196, -73.89892699248668) | Con Edison | THE JEWISH HOME & HOSPITAL | WK NURSING HOME CORPO | 100 KINGSBRIDGE ROAD BRONX, NY 10468 (40.86655665070593, -73.89550275927074) | CA118899H | 7/7/05 | KEWANEE 7L-291F | 2 | 21 | 1999 | 2034 | DUAL FUEL | 11 to 15 years old | (NEW) HEVE/IND COMB.DEG-210 P | #6 | 365000 | 255500 | 54750 | 38325 | Yes | 2020 | Educational Structures | 14 | 173369 | 1 | 10 | 0 | 1 | 1971
2039200029 | 1801 ARCHER STREET Bronx, NY 10460 (40.83751749436405, -73.86722211809419) | Con Edison | MATSIA PROPERTY CORP. | MATSIA PROPERTIES COR | 1601 BRONXDALE AVENUE BRONX, NY 10462 (40.84351657306597, -73.85691921749257) | CA222187J | 7/6/05 | FEDERAL FST 100 | 1 | 4.2 | 1987 | 2022 |  | 21 to 26 years old | ICI DEG 42 P | #6 | 361356 | 252949 | 54203 | 37942 |  |  | Elevator Apartments | 18 | 34356 | 1 | 5 | 46 | 52 | 1927
2046710051 | 801 TILDEN STREET Bronx, NY 10467 (40.876896153761976, -73.86159668357158) | Con Edison | 801 TILDEN STREET CORP. | TILDEN TOWERS II | 250 PARK AVE NEW YORK, NY 10003 (40.738333453173844, -73.9878407889095) | CA007982R | 7/5/05 | KEWANEE 7L-289 | 2 | 16.94 | 1982 | 2017 | DUAL FUEL | 26 to 30 years old | HEV-E DEG 175-5 (I.C.I.) | #6 | 354364 | 248055 | 53155 | 37208 | Yes | 2021 | Elevator Apartments | 12 | 318060 | 2 | 30 | 266 | 266 | 1971 |  | YES
2059530038 | 5700 ARLINGTON AVENUE Bronx, NY 10471 (40.90648810489785, -73.90672785029895) | Con Edison | SKYVIEW OWNERS CORPC/O BLUE WOODS MGT. GROUP. | GOLDSTICK,PATRICIA | 5701 ARLINGTON AVENUE RIVERDALE, NY 10471 (40.90647653354831, -73.90679875550259) | CA511786M | 7/6/05 | ROCKMILLS MP-400 | 2 | 16.8 | 1986 | 2021 |  | 21 to 26 years old | S T JOHNSON FD68CAHM 400 | #6 | 350000 | 245000 | 52500 | 36750 | Yes | 2013 | Walk-Up Apartments | 11 | 404890 | 2 | 20 | 437 | 437 | 1961 |  | YES
2025680068 | 711 140 STREET Bronx, NY 10454 (40.80635444956329, -73.91229009248678) | Con Edison | ROBERT SARDINA | JACKSON AVENUE DEVELO | 175 WALNUT AVENUE BRONX, NY 10454 (40.80141852411647, -73.9099237496021) | CA292971R | 7/4/05 | TITUSVILLE SOH 103 | 1 | 4.48 | 1971 | 2010 |  | 36 - 40 year old | HEV-E-OIL AME - 6 | #4 | 343075 | 240152 | 49746 | 34822 |  |  | Loft Buildings | 17 | 34800 | 2 | 5 | 0 | 6 | 1931
2035670001 | 2070 SEWARD AVENUE Bronx, NY 10473 (40.820568656354716, -73.85250623408656) | Con Edison | JAMIE TOWERS | JAMIE TOWERS HOUSING | 3485 TREMONT AVE BRONX, NY 10465 (40.83151013263028, -73.82690649796429) | CA161593Z | 7/7/05 | CLEAVER BROOKS CB 400 400 | 3 | 17.76 | 1993 | 2028 |  | 16 to 20 years old | CLEAVER BROOKS CB 400 400 | #6 | 328500 | 229950 | 49275 | 34492 | Yes | 2017 | Walk-Up Apartments | 18 | 598478 | 5 | 13 | 624 | 624 | 1966 |  | YES
2036230001 | 875 BOYNTON AVENUE Bronx, NY 10473 (40.82123834375134, -73.87654080360605) | Con Edison | LAFAYETTE BOYNTON/M&E MGT | BOYNTON ACQUISITION C | 875 BOYNTON AVE BRONX, NY 10473 (40.82123834375134, -73.87654080360605) | CA093494L | 7/7/05 | FEDERAL FST-400 | 4 | 16.8 | 1994 | 2029 |  | 16 to 20 years old | ST JOHNSON FD 68 CAHM SIZE 400 | #4 | 328500 | 229950 | 47632 | 33343 | Yes | 2013 | Walk-Up Apartments | 17 | 1069698 | 4 | 19 | 968 | 968 | 1969
2032490092 | 2805 DR M L KING JR BOULEVARD Bronx, NY 10468 (40.869693003729196, -73.89892699248668) | Con Edison | MEWS MANAGEMENT ASSOCIATES | MORG-HITCH, . | 111 BROOK ST SCARSDALE, NY 10583 (40.977925558804145, -73.80659198988673) | CA574486Z | 7/6/05 | FEDERAL FST 80 | 1 | 3.1 | 1986 | 2021 |  | 21 to 26 years old | I.C.I. MEG 34 D | #6 | 328500 | 229950 | 49275 | 34492 |  |  | Walk-Up Apartments | 14 | 45000 | 1 | 5 | 48 | 48 | 1926
2036680001 | 945 UNDERHILL AVENUE Bronx, NY 10473 (40.82461882331404, -73.86089032634595) | Con Edison | LANGSAM PROPERTY SERV%NHP | UNDERHILL REALTY . | 1920 NEW YORK, NY 10116 (40.8110019996426, -73.95309800037239) | CA006297Y | 7/7/05 | FEDERAL FST 400 | 2 | 15.46 | 1997 | 2032 | DUAL FUEL | 11 to 15 years old | I.C. DEG-175 P | #6 | 317952 | 222566 | 47693 | 33385 | Yes | 2018 | Office Buildings | 18 | 490000 | 2 | 21 | 459 | 459 | 1965
2059530240 | 5900 ARLINGTON AVENUE Bronx, NY 10471 (40.90770565572506, -73.90662103886359) | Con Edison | SKYVIEW OWNERS CORP. | SKYVIEW OWNERS CORP | 5701 ARLINGTON AVENUE RIVERDALE, NY 10471 (40.90647653354831, -73.90679875550259) | CA511686P | 7/6/05 | ROCKMILLS MP-400 | 2 | 18.3 | 1986 | 2021 |  | 21 to 26 years old | ST JOHNSON FD 68 CAHM 400 | #6 | 306600 | 214620 | 45990 | 32193 | Yes | 2013 | Office Buildings | 11 | 407920 | 1 | 20 | 437 | 437 | 1962 |  | YES
2043440038 | 2241 HOLLAND AVENUE Bronx, NY 10467 (40.85859997533936, -73.86566734527067) | Con Edison | HOLLAND APT INC/HERON MGMT | HOLLAND APARTMENTS IN | 909 3 AVENUE MANHATTAN, NY 10022 (40.75866185484051, -73.96870377888831) | CA343089R | 7/4/05 | FEDERAL FST 80 | 1 | 3.28 | 1989 | 2024 |  | 21 to 26 years old | ICI MEG 34 P | #6 | 281853 | 197297 | 42278 | 29595 |  |  | Elevator Apartments | 13 | 35986 | 1 | 6 | 48 | 48 | 1948
2032510490 | 20 MOSHOLU PARKWAY Bronx, NY 10468 (40.88007941088719, -73.88590228397366) | Con Edison | CUMMINGS,THOMAS | TRACEY TOWERS ASSOCS | 43 20 203 STREET BAYSIDE, NY 11361 (40.76418884813688, -73.77232552860022) | CA009984J | 7/6/05 | KEWANEE (,#3)7L291 | 1 | 21 | 1984 | 2019 |  | 26 to 30 years old | ST JOHNSON FD68 CAHM SIZE 500 | #6 | 280000 | 196000 | 42000 | 29400 | Yes | 2021 | Elevator Apartments | 11 | 1074489 | 2 | 42 | 871 | 872 | 1975 |  | YES
2036810001 | 2001 STORY AVENUE Bronx, NY 10473 (40.824675513051055, -73.85556465126794) | Con Edison | BLVD. STORY LLC DANA MGT. % STELLAR MGT. | BOULEVARD STORY, LLC | 156 WILLIAM STREET OCEANSIDE, NY 11572 (40.633200775495425, -73.63736533034569) | CB602803M | 7/6/05 | ROCKMILLS MP-300 (NEW) | 3 | 10.04 | 2003 | 2038 | DUAL FUEL | 5 to 10 years old | ICI DEG-145P (NEW) | #6 | 279882 | 195917 | 41982 | 29388 | Yes | 2021 | Walk-Up Apartments | 18 | 421833 | 2 | 9 | 355 | 355 | 1973
2047220012 | 3457 EASTCHESTER ROAD Bronx, NY 10469 (40.877973827588555, -73.84691810236014) | Con Edison | LANGSAM PROPERTY | EASTCHESTER HEIGHTS L | 1230 PENNSYLVANIA BROOKLYN, NY 11239 (40.650468611487966, -73.88474281984874) | CA356989P | 7/6/05 | ROCKMILLS MP300 SL | 2 | 12.62 | 1989 | 2024 |  | 21 to 26 years old | HEVE DEG145P | #6 | 279225 | 195458 | 41884 | 29319 | Yes | 2022 | Elevator Apartments | 12 | 254000 | 1 | 6 | 326 | 326 | 1935
2047120001 | 3467 FISH AVENUE Bronx, NY 10469 (40.87721762009429, -73.85061111286609) | Con Edison | OWNER/SUPERINTENDENT | EASTCHESTER HEIGHTS L | 1230 PENNSYLVIA BROOKLYN, NY 11239 (40.650468611487966, -73.88474281984874) | CA357289Z | 7/6/05 | ROCKMILLS MP300 | 2 | 12.62 | 1989 | 2024 |  | 21 to 26 years old | HEVE DEG145P | #6 | 262800 | 183960 | 39420 | 27594 | Yes | 2022 | Walk-Up Apartments | 12 | 320157 | 1 | 4 | 360 | 360 | 1935
2024350025 | 1175 FINDLAY AVENUE Bronx, NY 10456 (40.831863084754644, -73.91293414135353) | Con Edison | FINDLAY HOUSE INC. | FINDLAY HOUSE INC | 1175 FINDLAY AVE N Y 10456 (40.831863084754644, -73.91293414135353) | CB032002Y | 7/6/05 | FEDERAL FST 300 | 2 | 12.6 | 2002 | 2037 | DUAL FUEL | 5 to 10 years old | HEVE (I.C.) DEG-145 P | #4 | 262075 | 183453 | 38001 | 26601 | Yes | 2015 | Office Buildings | 16 | 235000 | 1 | 14 | 227 | 227 | 1971
2059090977 | 4525 HENRY HUDSON PARKWAY Bronx, NY 10471 (40.89190699650249, -73.90799983008884) | Con Edison | GARTHCHESTER REALTY LTD | 4525 & 4555 APARTMENT | 209 GARTH ROAD SCARSDALE, NY 10583 (40.98302825396644, -73.81227485020388) | CA366190N | 7/7/05 | BEST 5E-300 | 2 | 11.9 | 1990 | 2025 |  | 16 to 20 years old | IRON FIREMAN EED-GO-6-12.5RK | #6 | 260610 | 182427 | 39092 | 27364 | Yes | 2019 | Walk-Up Apartments | 11 | 201511 | 2 | 12 | 145 | 145 | 1953 |  | YES
2032370067 | 2630 KINGSBRIDGE TERRACE Bronx, NY 10463 (40.87011398555815, -73.90559985194173) | Con Edison | KINGSBRIDGE TERR OWNERS | 2630 KINGSBRIDGE TER | 2736 INDEPENDENCE AVE RIVERDALE, NY 10463 (40.882258954549314, -73.91765023386792) | CA359286M | 7/5/05 | FEDERAL FST350 | 1 | 14.7 | 1986 | 2021 |  | 21 to 26 years old | HEV-E DEG145P | #6 | 252945 | 177062 | 37942 | 26559 | Yes | 2017 | Elevator Apartments | 14 | 200000 | 1 | 6 | 185 | 185 | 1955 |  | YES
2024600001 | 900 GRAND Bronx, NY 10451 (40.82701032928083, -73.91871827168761) | Con Edison | RENTAL & MANAGEMENT ASSOCATIES | CONCOURSE PLAZA REDEV | 900 GRAND BRONX, NY 10451 (40.82701032928083, -73.91871827168761) | CA271394N | 7/5/05 | ROCKMILLS MP-300 SL | 2 | 12.6 | 1994 | 2029 |  | 16 to 20 years old | S.T. JOHNSON FD 68 CAHM (SIZE 300) | #4 | 246375 | 172462 | 35724 | 25007 | Yes | 2020 | Elevator Apartments | 17 | 276550 | 1 | 10 | 298 | 301 | 1923
2032630085 | 3900 BAILEY AVENUE Bronx, NY 10463 (40.885139255638144, -73.89623515254294) | Con Edison | MATTHEW ADAMS/ DARWOOD MGMT | ORLOFF TOWER | 127 59TH STREET NEW YORK, NY 10018 (40.64351622796349, -74.02123094827493) | CA176882R | 7/5/05 | GIBRALTAR GHF 386-9 | 2 | 17.71 | 1982 | 2017 |  | 26 to 30 years old | I.C.I. DEG 145 S | #6 | 233600 | 163520 | 35040 | 24528 | Yes | 2013 | Elevator Apartments | 11 | 247530 | 1 | 19 | 188 | 188 | 1963 |  | YES
2036500001 | 950 EVERGREEN AVENUE Bronx, NY 10473 (40.82236069035507, -73.87959441577239) | Con Edison | EVERGREEN GRDNS. INC % GRENADIER RLTY. | EVERGREEN GARDENS INC | 155 ELMIRA LOOP BROOKLYN, NY 11239 (40.649723063146425, -73.88037616574464) | CB196906J | 7/6/05 | FEDERAL FLR - 4857 (EXSTG) | 2 | 17.7 | 2006 | 2041 | DUAL FUEL | Fewer than 5 years old | ICI DEG - 145P (NEW) | #6 | 230607 | 161425 | 34591 | 24214 | Yes | 2020 | Educational Structures | 17 | 174671 | 1 | 18 | 213 | 213 | 1964
2059090163 | 3950 BLACKSTONE AVENUE Bronx, NY 10471 (40.89026164254843, -73.9113627190534) | Con Edison | WEINREB MANAGEMENT | 3950 BLACKSTONE ASSOC | 276 RIVERSIDE DRIVE MANHATTAN, NY 10025 (40.79837591565439, -73.97328132801744) | CA204694P | 7/4/05 | FEDERAL FST-250 | 2 | 10.36 | 1994 | 2029 |  | 16 to 20 years old | HEVE DEG-105 (S) | #6 | 229950 | 160965 | 34492 | 24145 | Yes | 2019 | Elevator Apartments | 11 | 237000 | 1 | 6 | 176 | 176 | 1959
2024760050 | 911 WALTON AVENUE Bronx, NY 10452 (40.827944428864775, -73.92370093527764) | Con Edison | 911 LLC. | 911 LLC |  | CA263882M | 7/6/05 | FEDERAL FST 125 | 1 | 5.3 | 1982 | 2017 | DUAL FUEL | 26 to 30 years old | IRON FIREMAN AGO-6-6.3 RK | #4 | 226750 | 158725 | 32879 | 23015 | Yes | 2016 | Walk-Up Apartments | 17 | 90744 | 1 | 6 | 64 | 65 | 1925
2024760047 | 923 WALTON AVENUE Bronx, NY 10452 (40.82822220443063, -73.92353661733728) | Con Edison | COHEN,IRWIN | 911 LLC |  | CA263982J | 7/5/05 | FEDERAL FST 125 | 1 | 5.32 | 1982 | 2017 | DUAL FUEL | 26 to 30 years old | IRON FIREMAN AGO 6-6.3RK | #4 | 226750 | 158725 | 32879 | 23015 | Yes | 2016 | Office Buildings | 17 | 105356 | 1 | 6 | 60 | 60 | 1926
2057450305 | 2575 PALISADE AVENUE Bronx, NY 10463 (40.88137737251539, -73.92186414973085) | Con Edison | 2575 OWNERS CORP. | STAMOULIS, GEORGIA | 7 PENN PLAZA NEW YORK, NY 10001 (40.74956954963903, -73.99160848411982) | CA172183J | 7/5/05 | FEDERAL FLW 3036 | 2 | 10.5 | 1983 | 2018 |  | 26 to 30 years old | ST JOHNSON FD68CAHN SIZE 200 | #6 | 219000 | 153300 | 32850 | 22995 | Yes | 2015 | Loft Buildings | 11 | 168962 | 1 | 12 | 143 | 143 | 1958 |  | YES
2059530550 | 5640 NETHERLAND AVENUE Bronx, NY 10471 (40.90491455520935, -73.90633601836625) | Con Edison | NETHERLAND GARDENS CORP | JOSEPH, TIERNEY | 5620 NETHERLAND AVENUE RIVERDALE, NY 10471 (40.904634495681464, -73.90625456199678) | CA376069K | 7/6/05 | FITZGIBBONS DM 303 | 2 | 21 | 1969 | 2010 |  | 41 - 45 years old | SUPERIOR # AG-200 | #6 | 219000 | 153300 | 32850 | 22995 | Yes | 2013 | Office Buildings | 11 | 395000 | 3 | 6 | 462 | 462 | 1949 |  | YES
2059530550 | 5615 5621 NETHERLAND AVENUE Bronx, NY 10471 (40.90199442310421, -73.9036265005625) | Con Edison | NETHERLAND GARDENS INC. | JOSEPH, TIERNEY | 5620 NETHERLAND AVENUE RIVERDALE, NY 10471 (40.904634495681464, -73.90625456199678) | CA376169H | 7/6/05 | FITZGIBBONS DM 242 | 2 | 12.3 | 1969 | 2010 |  | 41 - 45 years old | SUPERIOR # ABAA6-200 | #6 | 219000 | 153300 | 32850 | 22995 | Yes | 2013 | Walk-Up Apartments | 11 | 395000 | 3 | 6 | 462 | 462 | 1949 |  | YES
2030640001 | 4422 3 AVENUE Bronx, NY 10457 (40.854068314549714, -73.8909193391362) | Con Edison | ST.BARNABAS HOSPITAL BOILER ROOM | ST BARNABAS NURSING H | 4422 3 AVENUE N Y 10457 (40.854068314549714, -73.8909193391362) | CB078301Z | #N/A | B & W FM 9-43 | 2 | 23.94 | 2001 | 2036 | DUAL FUEL | 5 to 10 years old | FORNEY WT 18 | #6 | 214240 | 149968 | 32136 | 22495 | Yes | 2014 | Walk-Up Apartments | 15 | 421234 | 4 | 8 | 0 | 1 | 1943
2059120001 | 4705 HENRY HUDSON PARKWAY Bronx, NY 10471 (40.895273914355045, -73.90793650701306) | Con Edison | WINDSOR APT INC | WINDSOR APARTMENTS, I | 166 10 POWELLS COVE BOULEVARD WHITESTONE, NY 11357 (40.78628404147537, -73.81123206101074) | CA167682H | 7/5/05 | GIBRALTAR GCB 322 | 2 | 14.76 | 1982 | 2017 |  | 26 to 30 years old | I.C.I. DEG 105S | #6 | 211044 | 147731 | 31657 | 22160 | Yes | 2022 | Elevator Apartments | 11 | 213921 | 1 | 13 | 183 | 183 | 1961 |  | YES
2033280152 | 3540 DEKALB AVENUE Bronx, NY 10467 (40.8833476047841, -73.87954067079073) | Con Edison | JOLU REAL PROPERTIES. | JO LU REAL PROPERTIES | 198 YONKERS NY 10704 (40.91979536266592, -73.86310263457887) | CA534685P | 7/5/05 | ROCKMILLS MP-60 | 1 | 2.6 | 1985 | 2020 |  | 21 to 26 years old | ICI MMG-28 | #4 | 210000 | 147000 | 30450 | 21315 |  |  | Elevator Apartments | 11 | 27000 | 1 | 5 | 31 | 31 | 1927
2059530550 | 5640 NETHERLAND AVENUE Bronx, NY 10471 (40.90491455520935, -73.90633601836625) | Con Edison | NETHERLAND GARDENS CORP. | JOSEPH, TIERNEY | 6 43RD STREET NEW YORK, NY 10017 (40.75381517729913, -73.97967506743592) | CB139203Y | 7/5/05 | FEDERAL FST-250 (NEW) | 2 | 8.36 | 2003 | 2038 | DUAL FUEL | 5 to 10 years old | INDDUSTRIAL COMBUSTION DEG-105 (P)(NEW) | #6 | 208999 | 146299 | 31350 | 21945 | Yes | 2013 | Loft Buildings | 11 | 395000 | 3 | 6 | 462 | 462 | 1949 |  | YES
2031510043 | 2335 VALENTINE AVENUE Bronx, NY 10458 (40.857847218960636, -73.89779739556562) | Con Edison | FM WEISS RLTY CORP | MSJ HOLDING , A NE | 198 WESTCHESTER BRONX, NY 10461 (40.84054431315492, -73.84125020140367) | CA001982J | 7/7/05 | ROCKMILLS MP70 | 1 | 2.6 | 1982 | 2017 | DUAL FUEL | 26 to 30 years old | ICI MMG 34(P) | #4 | 208040 | 145628 | 30166 | 21116 |  |  | Elevator Apartments | 15 | 26300 | 1 | 5 | 35 | 35 | 1925
2024430170 | 775 MORRIS AVENUE Bronx, NY 10451 (40.8229938257732, -73.91992687368291) | Con Edison | CONCOURSE VILLAGE INC | CONCOURSE VILLAGE INC | 775 CONCOURSE VILLAGE BRONX, NY 10451 (40.8229938257732, -73.91992687368291) | CA030596Y | 7/6/05 | FEDERAL PLW 529 | 1 | 21.14 | 1996 | 2031 | DUAL FUEL | 11 to 15 years old | HEVE DEG 210P | #6 | 205312 | 143719 | 30797 | 21558 | Yes | 2013 | Elevator Apartments | 16 | 876500 | 2 | 25 | 1248 | 1248 | 1964 |  | YES
2057140164 | 3130 IRWIN AVENUE Bronx, NY 10463 (40.88198450263496, -73.9084442204872) | Con Edison | N.Y TEACHERS HOUSING CORP | NEW YORK TEACHERS HOU | 3130 IRWIN AVE BRONX, NY 10463 (40.88198450263496, -73.9084442204872) | CA258091J | 7/5/05 | ROCKMILLS MP300 SS | 1 | 12.6 | 1991 | 2026 |  | 16 to 20 years old | S.T.JOHNSON FD68CAHM-300 | #6 | 200000 | 140000 | 30000 | 21000 | Yes | 2014 | Condominiums | 11 | 234000 | 2 | 12 | 224 | 225 | 1961 |  | YES
2043470007 | 2334 BOSTON ROAD Bronx, NY 10467 (40.860060266685025, -73.86714024203658) | Con Edison | BRONX PARK EAST HOUSING CO.INC | BRONX PARK HSNG CO IN | 2334 BOSTON ROAD N Y 10467 (40.860060266685025, -73.86714024203658) | CB126702K | 7/4/05 | EASTMOND/FEDERAL FST-500 | 1 | 21 | 2002 | 2037 | DUAL FUEL | 5 to 10 years old | HEVE (IC) DEG-210 P | #6 | 199400 | 139580 | 29910 | 20937 | Yes | 2017 | Churches, Synagogues, etc. | 13 | 337570 | 1 | 21 | 322 | 322 | 1963 |  | YES
2043470007 | 2334 BOSTON ROAD Bronx, NY 10467 (40.860060266685025, -73.86714024203658) | Con Edison | BRONX PARK EAST HSG | BRONX PARK HSNG CO IN | 2334 BOSTON RD BRONX, NY 10467 (40.860060266685025, -73.86714024203658) | CA063393P | 7/4/05 | FEDERAL FLR 4857 | 1 | 20.3 | 1993 | 2028 |  | 16 to 20 years old | WEBSTER HDRV 7 0 100 | #6 | 197100 | 137970 | 29565 | 20696 | Yes | 2017 | Elevator Apartments | 13 | 337570 | 1 | 21 | 322 | 322 | 1963 |  | YES
2057600112 | 3424 KINGSBRIDGE AVENUE Bronx, NY 10463 (40.88299528302095, -73.90344028354679) | Con Edison | KINGSBRIDGE GDNS%LANGSAM PROPT | KINGSBRIDGE REALTY AS | 1020 NEW YORK, NY 10116 (40.8110019996426, -73.95309800037239) | CA104788H | 7/7/05 | FEDERAL FLR 3036 | 1 | 14.75 | 1988 | 2023 |  | 21 to 26 years old | HEV-E DEG 105 S | #6 | 197100 | 137970 | 29565 | 20696 | Yes | 2020 | Walk-Up Apartments | 11 | 128500 | 1 | 13 | 138 | 138 | 1962
2047130001 | 3466 FISH AVENUE Bronx, NY 10469 (40.877237240995804, -73.8505434099016) | Con Edison | OWNER/SUPERINTENDENT | EASTCHESTER HEIGHTS L | 1230 PENNSYLVIA BROOKLYN, NY 11239 (40.650468611487966, -73.88474281984874) | CA357089Y | 7/6/05 | ROCKMILLS MP250 | 2 | 10.36 | 1989 | 2024 |  | 21 to 26 years old | HEVE DEG105P | #6 | 197100 | 137970 | 29565 | 20696 | Yes | 2013 | Elevator Apartments | 12 | 268560 | 1 | 4 | 292 | 292 | 1935
2057450001 | 2621 PALISADE AVENUE Bronx, NY 10463 (40.88178886634991, -73.92140725944232) | Con Edison | RIVER TERR/KREISEL CO. | RIVER TERRACE APTS IN | 209 GARTH ROAD SCARSDALE, NY 10583 (40.98302825396644, -73.81227485020388) | CA236094H | 7/5/05 | FEDERAL FST 250 | 2 | 10.5 | 1994 | 2029 |  | 16 to 20 years old | HEVE DEG 145 (P) | #6 | 197100 | 137970 | 29565 | 20696 | Yes | 2015 | Walk-Up Apartments | 11 | 231154 | 1 | 15 | 180 | 180 | 1962 |  | YES
2046700050 | 3531 BRONXWOOD AVENUE Bronx, NY 10469 (40.87589728908232, -73.86032974990074) | Con Edison | SURREY COOPERATIVE APTS | OCWEN FEDERAL BANK FS | 2307 ADAM CLAYTON POWELL JR BOULEVARD MANHATTAN, NY 10030 (40.81547446357607, -73.94341120347593) | CA420289H | 7/6/05 | FEDERAL FST 250 | 2 | 8.8 | 1989 | 2024 |  | 21 to 26 years old | ICI DEG 105 P | #6 | 193158 | 135211 | 28974 | 20282 | Yes | 2020 | Walk-Up Apartments | 12 | 289000 | 2 | 6 | 269 | 269 | 1962 |  | YES
2023490090 | 385 GERARD AVENUE Bronx, NY 10451 (40.81654397468993, -73.93022188454634) | Con Edison | EDGE MANAGEMENT, LLC | 385 GERARD LLC | 555 MADISON AVE MANHATTAN, NY 10017 (40.75245652744684, -73.97297648087982) | CA120171H | 7/5/05 | HEGGIE SIMPLEX 330 | 2 | 9.1 | 1971 | 2010 |  | 36 - 40 year old | RAY AR141-7 | #6 | 189800 | 132860 | 28470 | 19929 | Yes | 2019 | Elevator Apartments | 17 | 395000 | 1 | 12 | 0 | 12 | 1923
2045060001 | 2731 BARKER AVENUE Bronx, NY 10467 (40.86577219793854, -73.86915483339331) | Con Edison | ALLERTON ASSOCIATES | BRONX PARK EAST LLC | 165 Blythebourne Sta BROOKLYN, NY 11219-0003 (40.63277295540763, -73.99667681118586) | CA075386P | 7/4/05 | FEDERAL FST-250 | 1 | 8.36 | 1986 | 2021 |  | 21 to 26 years old | I.C.I DEG 105 (P) | #6 | 189070 | 132349 | 28360 | 19852 | Yes | 2016 | Elevator Apartments | 11 | 282920 | 4 | 5 | 358 | 368 | 1927
2032510420 | 3400 PAUL AVENUE Bronx, NY 10468 (40.877088902777075, -73.88957359897962) | Con Edison | METRO MANAGEMENT C/O SCOTT TOWER | SCOTT TOWER HOUSING C | 42 25 21 STREET LONG ISLAND CIT, NY 11101 (40.74570244980828, -73.93866902925225) | CA002281L | 7/7/05 | FEDERAL FLR 5464 | 2 | 17.9 | 1981 | 2016 | DUAL FUEL | 26 to 30 years old | HEVEOIL DEG 210 | #6 | 188163 | 131714 | 28224 | 19757 | Yes | 2021 | Elevator Apartments | 11 | 381213 | 1 | 21 | 352 | 352 | 1967 |  | YES
2036820001 | 2040 BRUCKNER BLVD Bronx, NY 10473 (40.826219180033725, -73.85471678377161) | Con Edison | 2020 BRUCKNER ASSOC. % STELLAR MGT. | STELLAR 2020 LLC | 156 WILLIAM STREET NEW YORK, NY 10038 (40.70999054661479, -74.0060256431043) | CB154006J | 7/5/05 | FEDERAL FST - 300 (NEW) | 2 | 10 | 2006 | 2041 | DUAL FUEL | Fewer than 5 years old | ICI DEG - 145P (NEW) | #6 | 186588 | 130612 | 27988 | 19592 | Yes | 2022 | Elevator Apartments | 18 | 359556 | 3 | 14 | 330 | 330 | 1966
2024430170 | 775 MORRIS AVENUE Bronx, NY 10451 (40.8229938257732, -73.91992687368291) | Con Edison | CONCOURSE VILLAGE INC | CONCOURSE VILLAGE INC | 775 MORRIS AVENUE BRONX, NY 10451 (40.8229938257732, -73.91992687368291) | CA346083J | 7/5/05 | FEDERAL FLR 6071 | 5 | 29.4 | 1983 | 2018 | DUAL FUEL | 26 to 30 years old | ICI DEG 210(S) | #6 | 184635 | 129245 | 27695 | 19387 | Yes | 2013 | Walk-Up Apartments | 16 | 876500 | 2 | 25 | 1248 | 1248 | 1964 |  | YES
2031750015 | 50 191 STREET Bronx, NY 10468 (40.863873259922826, -73.89803500848771) | Con Edison | VED PARKASH | PARKASH VED | 172 14 89 AVENUE JAMAICA, NY 11432 (40.71311535449007, -73.79282099978928) | CA309683K | 7/6/05 | FEDERAL FST-200 | 1 | 8.4 | 1983 | 2018 |  | 26 to 30 years old | IRON FIREMAN A06-9.8 | #6 | 183960 | 128772 | 27594 | 19316 | Yes | 2015 | Elevator Apartments | 14 | 119460 | 1 | 6 | 103 | 103 | 1942
2025260090 | 1131 33 OGDEN AVENUE Bronx, NY 10452 (40.83772426336412, -73.9233322114124) | Con Edison | HIGHBRIDGE HSE. OGDEN LLC % STELLAR MGT. | HIGHBRIDGE HOUSE OGDE | 156 WILLIAM STREET NEW YORK, NY 10038 (40.70999054661479, -74.0060256431043) | CB015107Y | 7/5/05 | EASCO SM4 - 200 (NEW) | 3 | 6.6 | 2007 | 2042 | DUAL FUEL | Fewer than 5 years old | ICI DEG - 84P (NEW) | #6 | 182318 | 127622 | 27348 | 19143 | Yes | 2016 | Condominiums | 16 | 0 | 0 | 0 | 0 | 0 | 0 |  | YES
2042220046 | 1560 PELHAM PARKWAY Bronx, NY 10461 (40.85669104968648, -73.84093882635297) | Con Edison | ZM FORCE LLC | ZM FORCE LLC | 408 MAMARONECK ROAD SCARSDALE, NY 10583 (40.975369755634226, -73.75670587294852) | CA279881R | 7/7/05 | PACIFIC 67L2 | 1 | 9.95 | 1981 | 2016 |  | 26 to 30 years old | HEV-E-OIL DEG-105 S | #6 | 181660 | 127162 | 27249 | 19074 | Yes | 2022 | Walk-Up Apartments | 13 | 184500 | 2 | 6 | 177 | 177 | 1960
2039010031 | 1430 THIERIOT AVENUE Bronx, NY 10460 (40.836090745978765, -73.86516757361966) | Con Edison | ARCHER COOPERATIVE INC. | ARCHER COOPERATIVE IN | 3924 TREMONT AVE BRONX, NY 10465 (40.821281757097886, -73.8185974257523) | CA269691R | 7/4/05 | FEDERAL FST 200 | 2 | 8.4 | 1991 | 2026 |  | 16 to 20 years old | IND. COMB. DEG-84 (P) | #6 | 179361 | 125553 | 26904 | 18833 | Yes | 2021 | Elevator Apartments | 18 | 217800 | 2 | 6 | 170 | 170 | 1960 |  | YES
2059530550 | 5621 NETHERLAND AVENUE Bronx, NY 10471 (40.904634495681464, -73.90632709811302) | Con Edison | NETHERLAND GARDENS CORP. | JOSEPH, TIERNEY | 6 43rd STREET NEW YORK, NY 10017 (40.75381517729913, -73.97967506743592) | CB139103X | 7/5/05 | FEDERAL FST-200 (NEW) | 2 | 6.69 | 2003 | 2038 | DUAL FUEL | 5 to 10 years old | IND. COMBUSTION DEG-84 (P) (NEW) | #6 | 179361 | 125553 | 26904 | 18833 | Yes | 2013 | Hotels | 11 | 395000 | 3 | 6 | 462 | 462 | 1949 |  | YES
2059530230 | 5800 ARLINGTON AVENUE Bronx, NY 10471 (40.90710125934282, -73.90684826109029) | Con Edison | SKYVIEW OWNERS CORP | SKYVIEW OWNERS CORP | 5701 ARLINGTON AVENUE RIVERDALE, NY 10471 (40.90647653354831, -73.90679875550259) | CA511886J | 7/6/05 | ROCKMILLS MP-400 | 2 | 16.8 | 1986 | 2021 |  | 21 to 26 years old | S.T. JOHNSON FD 68CAHM 400 | #6 | 177555 | 124288 | 26633 | 18643 | Yes | 2013 | Elevator Apartments | 11 | 400180 | 1 | 20 | 435 | 435 | 1961 |  | YES
2028210032 | 1560 GRAND Bronx, NY 10457 (40.84579837129786, -73.89832418681175) | Con Edison | 1560 GC LLC | 1560 GC LLC | 5676 RIVERDALE AVENUE BRONX, NY 10471 (40.90603192863733, -73.90429477417916) | CA083878L | 7/4/05 | ROCKMILLS MP300 | 1 | 13.4 | 1978 | 2013 |  | 31 to 35 years old | HEV-E-OIL DEG 145S | #6 | 175747 | 123023 | 26362 | 18453 | Yes | 2021 | Elevator Apartments | 16 | 139650 | 1 | 6 | 118 | 119 | 1929
2036820001 | 2040 BRUCKNER BOULEVARD Bronx, NY 10473 (40.826219180033725, -73.85471678377161) | Con Edison | BOULEVARD I HOUSING CORP | STELLAR 2020 LLC | 97 77 QUEENS BOULEVARD QUEENS, NY 11374 (40.72646491702238, -73.86148084756303) | CA142670J | 7/4/05 | FEDERAL #FLR 4857 | 1 | 8.4 | 1970 | 2010 |  | 36 - 40 year old | ACE #DPGH 130 | #6 | 175200 | 122640 | 26280 | 18396 | Yes | 2022 | Elevator Apartments | 18 | 359556 | 3 | 14 | 330 | 330 | 1966
2028800153 | 1750 SEDGWICK AVENUE Bronx, NY 10453 (40.85121160684191, -73.92149800583103) | Con Edison | MARION SCOTT REAL ESTATE INC. | ACV REALTY CORP | 107 129 EAST 126 STREET NEW YORK, NY 10035 (40.79381703542788, -73.91931750020245) | CA059373X | 7/6/05 | FEDERAL (2) PLW 331 | 2 | 14.1 | 1973 | 2010 | DUAL FUEL | 36 - 40 year old | PREFERRED # BHER 8-3M4 | #6 | 170890 | 119623 | 25634 | 17943 | Yes | 2020 | Elevator Apartments | 16 | 272370 | 1 | 20 | 227 | 227 | 1974
2038950001 | 1500 NOBLE AVENUE Bronx, NY 10460 (40.83659795948078, -73.87132561263411) | Con Edison | GRENADIER REALTY | NOBLE MANSION OWNER L | 1230 PENNSYLVANIA AVENUE BROOKLYN, NY 11239 (40.650468611487966, -73.88474281984874) | CA138471P | 7/5/05 | GIBRALTAR GHF 386-6 | 2 | 12.6 | 1971 | 2010 |  | 36 - 40 year old | PETRO MODEL WD-8AH | #6 | 170000 | 119000 | 25500 | 17850 | Yes | 2015 | Condominiums | 18 | 265625 | 1 | 17 | 238 | 238 | 1965
2032520340 | 120 GALE PLACE Bronx, NY 10463 (40.88461077073308, -73.89247192325327) | Con Edison | AMALGAMATED HOUSES CORP. | AMALGAMATED HOUSING C | 98 VAN CORTLAND PARK BRONX, NY 10463 (40.885020512320025, -73.89177221712886) | CB012305H | 7/5/05 | JOHNSTON PFTZ1200-4X150S (NEW) | 1 | 40.1 | 2005 | 2040 | DUAL FUEL | 5 to 10 years old | FABER #L3E-LNAF1200-0-G (NEW) | #6 | 167622 | 117335 | 25143 | 17600 | Yes | 2022 | Condominiums | 11 | 351827 | 1 | 13 | 282 | 282 | 1949 |  | YES
2045060040 | 2850 BRONX PARK Bronx, NY 10467 (40.86731543035577, -73.87041238708414) | Con Edison | ALLERTON ASSOCIATES | BRONX PARK EAST LLC | 165 BLYTHEBOUNE BROOKLYN, NY 11219-0003 (40.63277295540763, -73.99667681118586) | CA098386R | 7/6/05 | FEDERAL FST-250 | 2 | 10.5 | 1986 | 2021 |  | 21 to 26 years old | I.C.I. DEG 105 P | #6 | 167462 | 117223 | 25119 | 17584 | Yes | 2016 | Elevator Apartments | 11 | 277000 | 6 | 5 | 340 | 340 | 1929
2057220475 | 2600 NETHERLAND AVENUE Bronx, NY 10463 (40.878840739419545, -73.91675947741456) | Con Edison | THE CENTURY % HAMPTION MGMT | EDGEHILL ASSOCIATES | 2600 NETHERLAND AVE BRONX, NY 10463 (40.878840739419545, -73.91675947741456) | CA062784H | 7/7/05 | FEDERAL FLW 5464 | 3 | 21 | 1984 | 2019 |  | 26 to 30 years old | S.T. JOHNSON FD68 CAHM-500 | #6 | 167000 | 116900 | 25050 | 17535 | Yes | 2022 | Elevator Apartments | 11 | 844578 | 1 | 30 | 588 | 608 | 1975
2037490001 | 1210 CROES AVENUE Bronx, NY 10472 (40.82965995488397, -73.87066783578445) | Con Edison | CROES NEST REALTY L.P. | CROES NEST REALTY L P | 8605 BAY PARKWAY BROOKLYN, NY 11214 (40.6017350338482, -73.99398137684356) | CA376394Y | 7/5/05 | GIBRALTAR GHF-322-34 | 2 | 15.93 | 1994 | 2029 |  | 16 to 20 years old | INDUSTRIAL COMB. DEG-145-(S) | #6 | 164250 | 114975 | 24638 | 17246 | Yes | 2019 | Elevator Apartments | 18 | 198104 | 1 | 20 | 159 | 159 | 1964
2047210017 | 3468 FENTON AVENUE Bronx, NY 10469 (40.87705317442319, -73.84844943825993) | Con Edison | EASTCHESTER LLC. LANGSAM PROPERTY | EASTCHESTER HEIGHTS L | 1230 PENNSYLVIA BROOKLYN, NY 11239 (40.650468611487966, -73.88474281984874) | CA357389X | 7/6/05 | ROCKMILLS MP200 | 2 | 8.55 | 1989 | 2024 |  | 21 to 26 years old | HEVE DEG84P | #6 | 164250 | 114975 | 24638 | 17246 | Yes | 2021 | Walk-Up Apartments | 12 | 250000 | 6 | 5 | 280 | 280 | 1935
2057720001 | 3701 FIELDSTON ROAD Bronx, NY 10463 (40.88645212233688, -73.90674586956857) | Con Edison | ETHICAL CULTURE FIELDSTON | LEONARD FRANZBLAU &AS | 3901 FIEDSTON ROAD BRONX, NY 10471 (40.90199442310421, -73.9036265005625) | CA188493L | 7/7/05 | EASTMOND ESP 200 | 3 | 8.4 | 1993 | 2028 |  | 16 to 20 years old | ST JOHNSON FD 68 CAHM SIZE 200 | #6 | 164250 | 114975 | 24638 | 17246 |  |  | Elevator Apartments | 11 | 15525 | 1 | 2 | 0 | 11 | 1946
2027810500 | 355 FOOD CENTER DRIVE Bronx, NY 10474 (40.808437540927834, -73.8720330124457) | Con Edison | HUNTSPOINT CO-OP.MARKET INC. | DEPT.OF SMALL BUSINES | 355 FOOD CENTER DRIVE BRONX, NY 10474 (40.808437540927834, -73.8720330124457) | CA236673M | 7/7/05 | FLO KONTROLD 25A | 2 | 28 | 1973 | 2010 |  | 36 - 40 year old | TODD 76108 | #4 | 164250 | 114975 | 23816 | 16671 |  |  | Elevator Apartments | 17 | 1405879 | 11 | 1 | 0 | 10 | 1973
2022690001 | 533 142 STREET Bronx, NY 10454 (40.810206016059716, -73.91706545516631) | Con Edison | O.U.B.HOUSES HOUSING | O U B HOUSES HSG CO I | 2804 THIRD BRONX, NY 10455 (40.815240011180826, -73.9191050461506) | CA118293N | 7/6/05 | FEDERAL FST-200 | 2 | 8.19 | 1993 | 2028 |  | 16 to 20 years old | I.C.I. DEG-84S | #6 | 164250 | 114975 | 24638 | 17246 | Yes | 2019 | Elevator Apartments | 8 | 209819 | 2 | 17 | 173 | 173 | 1970
2025340008 | 1380 DR M L KING JR BOULEVARD Bronx, NY 10452 (40.83772426336412, -73.9233322114124) | Con Edison | UNIVERSITY RESIDENCE INC. | UNIVERSITY RESIDENCE | 1380 UNIVERSITY AVE BRONX, NY 10452 (40.84226780778729, -73.92602566630099) | CA113593M | 7/7/05 | FEDERAL (EXISTING) FLW 2429-SP | 2 | 8.2 | 1993 | 2028 |  | 16 to 20 years old | HEVE (IC) DEG-84 (P) | #6 | 164250 | 114975 | 24638 | 17246 | Yes | 2014 | Elevator Apartments | 16 | 182218 | 1 | 16 | 140 | 140 | 1967 |  | YES
2025890031 | 850 138 STREET Bronx, NY 10454 (40.80337464101358, -73.90947300327652) | Con Edison | MOUNT SINAI HOSPITAL. | ARAMARK FSM, LLC | 850 138 STREET BRONX, NY 10454 (40.80337464101358, -73.90947300327652) | CA415788X | 7/4/05 | CLEAVERBROOKS CB400-500,150 | 1 | 21 | 1988 | 2023 |  | 21 to 26 years old | CLEAVERBROOKS CB400-500,150 | #4 | 164000 | 114800 | 23780 | 16646 | Yes | 2019 | Elevator Apartments | 17 | 74080 | 1 | 2 | 0 | 2 | 1988
2045990017 | 3260 CRUGER AVENUE Bronx, NY 10467 (40.872999585646944, -73.86611237311301) | Con Edison | OAK DRIVE MUTUAL HOUSING/ANKER MGMT | OAK DRIVE MUTL HSNG I | 45 KNOLLWOOD ROAD ELMSFORD, NY 10523 (41.05901442847757, -73.80525667330616) | CA269191K | 7/4/05 | FEDERAL FLR-2125 | 2 | 7.4 | 1991 | 2026 |  | 16 to 20 years old | IND. COMB. DEG-84-(S) | #6 | 160965 | 112676 | 24145 | 16901 | Yes | 2019 | Condominiums | 12 | 116222 | 1 | 11 | 100 | 100 | 1965 |  | YES
2033960030 | 549 234 STREET Bronx, NY 10470 (40.89733161253489, -73.86319015150447) | Con Edison | SARANTAKOS, PETROS (OWNER) | 549 REALTY CORP | 125 BRONX NY 10470 (40.90012797192844, -73.8712277502604) | CA033177N | 7/5/05 | FEDERAL FST-125 | 1 | 5.7 | 1977 | 2012 |  | 31 to 35 years old | S T JOHNSON FD68A-150 | #6 | 160000 | 112000 | 24000 | 16800 | Yes | 2016 | Walk-Up Apartments | 11 | 61917 | 1 | 6 | 63 | 63 | 1930
2025970001 | 939 138 STREET Bronx, NY 10454 (40.80201356620891, -73.90702888907441) | Con Edison | CASTLE OIL | CASTLE PORT MORRIS ET | 939 138 STREET BRONX, NY 10454 (40.80201356620891, -73.90702888907441) | CB571103K | 7/6/05 | ROCKMILLS MP 600 (NEW) | 1 | 20 | 2003 | 2038 | DUAL FUEL | 5 to 10 years old | ICI DEG-252P (NEW) | #6 | 159430 | 111601 | 23914 | 16740 |  |  | Office Buildings | 17 | 4424 | 1 | 1 | 0 | 1 | 1948
2025970001 | 939 138 STREET Bronx, NY 10454 (40.80201356620891, -73.90702888907441) | Con Edison | CASTLE PORT MORRIS TERMINALS INC. | CASTLE PORT MORRIS ET | 939 138 STREET BRONX, NY 10454 (40.80201356620891, -73.90702888907441) | CB412803M | 7/6/05 | ROCKMILLS MP-600 (NEW) | 1 | 20 | 2003 | 2038 | DUAL FUEL | 5 to 10 years old | INDUSTRIAL COMBUSTION DEG-252P (NEW) | #6 | 159430 | 111601 | 23914 | 16740 |  |  | Elevator Apartments | 17 | 4424 | 1 | 1 | 0 | 1 | 1948
2032200016 | 2550 WEBB AVENUE Bronx, NY 10468 (40.86684599386663, -73.90365215591359) | Con Edison | WEST KINGSBRIDGE COMPANY | WEBB AVE. HOUSING DEV | 100 KINGSBRIDGE ROAD BRONX, NY 10468 (40.86655665070593, -73.89550275927074) | CB033703N | 7/6/05 | FEDERAL FLR 4250 (EXSTG) | 2 | 20.65 | 2003 | 2038 | DUAL FUEL | 5 to 10 years old | IC-DEG-145 P(NEW) | #6 | 157950 | 110565 | 23692 | 16585 | Yes | 2020 | Condominiums | 14 | 216000 | 1 | 12 | 0 | 1 | 1969
2032510490 | 40 MOSHOLU PARKWAY Bronx, NY 10468 (40.88048859303581, -73.88600719916569) | Con Edison | TRACEY TOWERS | TRACEY TOWERS ASSOCS | 1619 THIRD AVENUE NEW YORK, NY 10128 (40.782063212447575, -73.95157124804915) | CB060406N | #N/A | KEWANEE 7 L291 (EXSTG) | 1 | 17.7 | 2006 | 2041 | DUAL FUEL | Fewer than 5 years old | ICI DEG - 210P (NEW) | #6 | 156366 | 109456 | 23455 | 16418 | Yes | 2021 | Walk-Up Apartments | 11 | 1074489 | 2 | 42 | 871 | 872 | 1975 |  | YES
2032510490 | 40 MOSHOLU PARKWAY Bronx, NY 10468 (40.88048859303581, -73.88600719916569) | Con Edison | TRACEY TOWERS | TRACEY TOWERS ASSOCS | 1619 THIRD AVENUE NEW YORK, NY 10128 (40.782063212447575, -73.95157124804915) | CB060406N | #N/A | KEWANEE 7 L291 (EXSTG) | 1 | 17.7 | 2006 | 2041 | DUAL FUEL | Fewer than 5 years old | ICI DEG - 210P (NEW) | #6 | 156366 | 109456 | 23455 | 16418 | Yes | 2021 | Elevator Apartments | 11 | 1074489 | 2 | 42 | 871 | 872 | 1975 |  | YES
2036270040 | 820 BOYNTON AVENUE Bronx, NY 10473 (40.820116404127724, -73.87619412647015) | Con Edison | LAFAYETTE MORRISON HOUSING | LAFAYETTE MORRISON |  | CA391292Z | 7/6/05 | FEDERAL FST-400 | 1 | 17.66 | 1992 | 2027 |  | 16 to 20 years old | I.C.I. DEG-175 (P) | #6 | 156038 | 109226 | 23406 | 16384 | Yes | 2017 | Elevator Apartments | 18 | 256750 | 1 | 19 | 225 | 225 | 1962 |  | YES
2032480049 | 2685 DR M L KING JR BOULEVARD Bronx, NY 10468 (40.869693003729196, -73.89892699248668) | Con Edison | ARDOWORK CORP. | ARDOWORK CORPORATION | 2685 UNIVERSITY AVE BRONX, NY 10468 (40.868386306475436, -73.90104372711725) | CA156383Y | 7/6/05 | FEDERAL FST-350 | 1 | 14.1 | 1983 | 2018 |  | 26 to 30 years old | INDUSTRIAL COMBUSTION DEG-145(P) | #6 | 154578 | 108205 | 23187 | 16231 | Yes | 2018 | Elevator Apartments | 14 | 200000 | 1 | 6 | 180 | 193 | 1926
2038370001 | 1066 ZEREGA AVENUE Bronx, NY 10462 (40.83001238101115, -73.84424143412897) | Con Edison | TWIN PINE FUELS LLC | ZEREGA SIX STAR, LLC | 1066 ZEREGA AVENUE BRONX, NY 10462 (40.83001238101115, -73.84424143412897) | CA242973P | 7/4/05 | TITUSVILLE SOH425 | 1 | 16.8 | 1973 | 2010 |  | 36 - 40 year old | PETRO WD81/2/AH | #4 | 153300 | 107310 | 22228 | 15560 |  |  | Elevator Apartments | 13 | 35360 | 4 | 2 | 0 | 1 | 1951
2057430203 | 2550 INDEPENDENCE AVENUE Bronx, NY 10463 (40.88035295620323, -73.92083363513495) | Con Edison | 2550 INDEPENDENCE AV.OWNERS | 2550 INDEPENDENCE AVE | 2736 INDEPENDENCE AVE RIVERDALE, NY 10463 (40.882258954549314, -73.91765023386792) | CA485087R | 7/7/05 | FEDERAL FST 350 | 1 | 14.7 | 1987 | 2022 |  | 21 to 26 years old | ICI DEG 145 S | #6 | 151767 | 106237 | 22765 | 15936 | Yes | 2013 | Elevator Apartments | 11 | 200314 | 1 | 7 | 142 | 142 | 1959 |  | YES
2042920024 | 2132 WALLACE AVENUE Bronx, NY 10462 (40.85420147027102, -73.86478636901225) | Con Edison | GOJCAJ MANAGEMENT | DPA WALLACE AVENUE II | 2135 WALLACE AVE BRONX, NY 10462 (40.85426418848346, -73.86485671089446) | CA087380M | 7/5/05 | ROCKMILLS MP 250 | 1 | 10.5 | 1980 | 2015 |  | 26 to 30 years old | I.C.I. DEG 105 P | #4 | 150000 | 105000 | 21750 | 15225 | Yes | 2022 | Elevator Apartments | 13 | 175806 | 1 | 6 | 172 | 184 | 1929
2032510490 | 20 MOSHOLU PARKWAY Bronx, NY 10468 (40.88007941088719, -73.88590228397366) | Con Edison | TRACY TOWER & R.Y.MGMT | TRACEY TOWERS ASSOCS | 1619 3RD AVE MANHATTAN, NY 10128 (40.782063212447575, -73.95157124804915) | CA204984N | 7/6/05 | FEDERAL # FLW 529 | 1 | 17.8 | 1984 | 2019 |  | 26 to 30 years old | ST JOHNSON FD68CAHM500 | #6 | 149796 | 104857 | 22469 | 15729 | Yes | 2021 | Walk-Up Apartments | 11 | 1074489 | 2 | 42 | 871 | 872 | 1975 |  | YES
2036700001 | 950 UNDERHILL AVENUE Bronx, NY 10473 (40.824713393806256, -73.86083804888827) | Con Edison | 950 UNDERHILL AVE. % STELLAR MGT. | STELLAR BRUCKNER LLC | 156 WILLIAM STREET NEW YORK, NY 10038 (40.70999054661479, -74.0060256431043) | CB136406L | 7/5/05 | FEDERAL FST - 250 (NEW) | 2 | 8.3 | 2006 | 2041 | DUAL FUEL | Fewer than 5 years old | ICI DEG - 105P (NEW) | #6 | 149358 | 104551 | 22404 | 15683 | Yes | 2020 | Elevator Apartments | 18 | 216650 | 1 | 21 | 209 | 209 | 1966
2052590016 | 3410 DE REIMER AVENUE Bronx, NY 10475 (40.87960219215409, -73.83666318298415) | Con Edison | MARK TERRACE OWNERS CORP. | MARK TERRACE OWNERS C | 3410 DE REIMER AVENUE BRONX, NY 10475 (40.87960219215409, -73.83666318298415) | CB015007X | 7/6/05 | BEST 5-D-250 (NEW) | 1 | 8.3 | 2007 | 2042 | DUAL FUEL | Fewer than 5 years old | ICI DEG-105P (NEW) | #6 | 149358 | 104551 | 22404 | 15683 | Yes | 2019 | Elevator Apartments | 12 | 256000 | 1 | 16 | 208 | 208 | 1965 |  | YES
2059237501 | 4455 DOUGLAS AVENUE Bronx, NY 10471 (40.88892144790063, -73.9168761315297) | Con Edison | HAYDEN ON THE HUDSON |  | 675 THRID AVE NEW YORK, NY 10017 (40.75245652744684, -73.97297648087982) | CA238199N | 7/4/05 | ROCKMILLS MP-350 | 2 | 11.72 | 1999 | 2034 | DUAL FUEL | 11 to 15 years old | HEVE DEG 145P | #6 | 147825 | 103478 | 22174 | 15522 | Yes | 2013 | Elevator Apartments | 11 | 275568 | 21 | 3 | 177 | 177 | 1969 | YES
2039000039 | 1425 THIERIOT AVENUE Bronx, NY 10460 (40.83594955045619, -73.86521612640604) | Con Edison | STRATTON CO-OP | 1425 THERIOT AVE LLC | 404 PARK AVENUE MANHATTAN, NY 10016 (40.74338720170832, -73.98417235632) | CA274692P | 7/6/05 | FEDERAL FST-175 | 2 | 7 | 1992 | 2027 |  | 16 to 20 years old | HEVE DEG 84-P | #6 | 147825 | 103478 | 22174 | 15522 | Yes | 2020 | Elevator Apartments | 18 | 216000 | 2 | 6 | 169 | 169 | 1954 |  | YES
2024610094 | 1020 GRAND Bronx, NY 10451 (40.82069640711353, -73.92384136798472) | Con Edison | H&R BERNSTEIN | GREENWALD, ROBERT | 250 PARK AVENUE MANHATTAN, NY 10003-1402 (40.738333453173844, -73.9878407889095) | CA004186M | 7/6/05 | FEDERAL FST 400 | 2 | 16.5 | 1986 | 2021 |  | 21 to 26 years old | HEVEOIL DEG 175 P | #6 | 147815 | 103470 | 22172 | 15521 | Yes | 2021 | Elevator Apartments | 16 | 428360 | 1 | 23 | 453 | 466 | 1963 |  | YES
2044290001 | 2550 OLINVILLE AVENUE Bronx, NY 10467 (40.863816236651225, -73.86838289481757) | Con Edison | ALLERVILLE ARMS/WASHFIELD MGT | ALLERVILLE ARMS OWNER | 310 143RD STREET NEW YORK, NY 10030 (40.82158789036993, -73.94303423942956) | CA196483H | 7/6/05 | FEDERAL FLR-3643 | 1 | 17.71 | 1983 | 2018 |  | 26 to 30 years old | IND. COMB. DEG-145 S | #6 | 147679 | 103375 | 22152 | 15506 | Yes | 2019 | Elevator Apartments | 13 | 232532 | 1 | 18 | 213 | 213 | 1965 |  | YES
2031600020 | 2075 GRAND Bronx, NY 10453 (40.85465591059207, -73.90885013880322) | Con Edison | GRAND CONCOURSE 2075 LLC | GRAND CONCOURSE 2075 | 2304 NOSTRAND AVE BROOKLYN, NY 11210 (40.62856671210955, -73.94724894340749) | CA221098N | 7/6/05 | FEDERAL FST-100 | 1 | 4.06 | 1998 | 2033 | DUAL FUEL | 11 to 15 years old | I.C.I. MMG-42 (P) | #4 | 146609 | 102626 | 21258 | 14881 |  |  | Elevator Apartments | 14 | 40175 | 1 | 6 | 40 | 42 | 1924
2032500065 | 2850 WEBB AVENUE Bronx, NY 10468 (40.873148990577995, -73.90066446129676) | Con Edison | 2850 WEBB AVENUE CORP. | MGP REALTY LLC | 2850 WEBB AVENUE BRONX, NY 10468 (40.873148990577995, -73.90066446129676) | CA218186X | 7/6/05 | ROCKMILLS MP-90 | 1 | 4 | 1986 | 2021 |  | 21 to 26 years old | IND COMB #MMG 42-P | #4 | 146000 | 102200 | 21170 | 14819 | Yes | 2020 | Elevator Apartments | 14 | 54256 | 1 | 6 | 57 | 57 | 1957
2025270032 | 1125 DR M L KING JR BOULEVARD Bronx, NY 10452 (40.83772426336412, -73.9233322114124) | Con Edison | NYC HPD | NEW YORK CITY HOUSING | 1105 UNIVERSITY AVENUE BRONX, NY 10452 (40.83731252378702, -73.92807946190192) | CA282783K | 7/5/05 | FEDERAL PLW -331 | 1 | 55.4 | 1983 | 2018 |  | 26 to 30 years old | PREFERRED BHE-8-3M4 | #6 | 146000 | 102200 | 21900 | 15330 |  |  | Elevator Apartments | 17 | 639330 | 6 | 14 | 700 | 700 | 1953
2033140065 | 2665 GRAND Bronx, NY 10468 (40.86739262455648, -73.89983074888151) | Con Edison | MILL SHAN REALTY CO | MILLSHAN REATLY CO. | 363 WESTCHESTER AVENUE PORTSHESTER, NY 10573 (41.00430253378631, -73.67137892173311) | CA126180R | 7/6/05 | FEDERAL FST-250 | 1 | 9.3 | 1980 | 2015 |  | 26 to 30 years old | INDUSTRIAL COMBUSTION DEG-105-P | #6 | 141380 | 98966 | 21207 | 14845 | Yes | 2014 | Warehouses | 15 | 201600 | 1 | 9 | 118 | 123 | 1922
2044290001 | 2550 OLINVILLE AVENUE Bronx, NY 10467 (40.863816236651225, -73.86838289481757) | Con Edison | ALLERVILLE ARMS | ALLERVILLE ARMS OWNER | 310 143RD STREET NEW YORK, NY 10030 (40.82158789036993, -73.94303423942956) | CA017589J | 7/5/05 | FEDERAL FST 350 | 1 | 14.7 | 1989 | 2024 |  | 21 to 26 years old | ICI DEG 145-S | #6 | 141372 | 98960 | 21206 | 14844 | Yes | 2019 | Hospitals & Health | 13 | 232532 | 1 | 18 | 213 | 213 | 1965 |  | YES
2036720001 | 1965 LAFAYETTE AVENUE Bronx, NY 10473 (40.82229539387017, -73.85643000837979) | Con Edison | PARK LANE RESIDENCE CO. % PAOLA APTS. INC. | PACLA APARTMENTS INC | 155 ELMIRA LOOP BROOKLYN, NY 11339 (40.649723063146425, -73.88037616574464) | CB809905Y | 7/5/05 | FEDERAL FLR - 4857 (EXSTG) | 2 | 17.7 | 2005 | 2040 | DUAL FUEL | 5 to 10 years old | ICI DEG-175P (NEW) | #6 | 140160 | 98112 | 21024 | 14717 | Yes | 2022 | Elevator Apartments | 18 | 400932 | 1 | 21 | 353 | 353 | 1969
2025430060 | 750 132 STREET Bronx, NY 10454 (40.80139460760218, -73.91675934715195) | Con Edison | 132ND STREET ASSOCIATES THE BEN. CAPITAL CO. | 780 E 132ND ST. CO. | 708 THIRD AVENUE MANHATTAN, NY 10017 (40.75237006993255, -73.9733233627241) | CA210494L | 7/5/05 | FEDERAL FST-350 | 2 | 14.11 | 1994 | 2029 |  | 16 to 20 years old | HEVE DEG-145 (P) | #6 | 139612 | 97729 | 20942 | 14659 | Yes | 2013 | Elevator Apartments | 17 | 300000 | 1 | 2 | 0 | 2 | 1956
2033040035 | 2720 GRAND Bronx, NY 10458 (40.86260132868841, -73.88479001504714) | Con Edison | PROPERTY SERVICES LLC | 2720 LLC | 5600A BROADWAY BRONX, NY 10463 (40.87943056565291, -73.90428356958549) | CA408090Z | 7/7/05 | ROCKMILLS MP350 | 1 | 13.48 | 1990 | 2025 |  | 16 to 20 years old | HEVE DEG 145P | #6 | 139612 | 97729 | 20942 | 14659 | Yes | 2014 | Educational Structures | 15 | 255200 | 1 | 6 | 166 | 166 | 1929
2032250148 | 2300 SEDGWICK AVENUE Bronx, NY 10468 (40.862500266632196, -73.9089930204407) | Con Edison | ROSEWALL GARDENS ASSOCIATES | SEDGWICK 8 LLC | 141 50 85TH ROAD BRIARWOOD, NY 11435 (40.70119264912154, -73.80979665579099) | CA022380P | 7/5/05 | ROCKMILLS MP-4-162 | 1 | 5.8 | 1980 | 2015 |  | 26 to 30 years old | ICI DEG 63P | #6 | 137057 | 95940 | 20559 | 14391 | Yes | 2015 | Walk-Up Apartments | 14 | 92748 | 1 | 6 | 80 | 80 | 1927
2028220019 | 1749 GRAND Bronx, NY 10453 (40.849027908344546, -73.9137040504414) | Con Edison | MICHAEL GOLDBERG | 1749 GRAND CONCOURSE | 5600 BROADWAY BRONX, NY 10463 (40.87943056565291, -73.90428356958549) | CA114696J | 7/7/05 | FEDERAL FST-300 | 2 | 12.6 | 1996 | 2031 | DUAL FUEL | 11 to 15 years old | S.T. JOHNSON FD 68 CAHM (SIZE 300) | #6 | 135030 | 94521 | 20255 | 14178 | Yes | 2022 | Elevator Apartments | 14 | 423500 | 1 | 13 | 278 | 279 | 1924
2024580090 | 800 GRAND Bronx, NY 10451 (40.82680973473301, -73.91882573305251) | Con Edison | 800 GRAND CONCOURSE OWNERS | 800 GRAND CONCOURSE C | 800 GRAND BRONX, NY 10451 (40.82680973473301, -73.91882573305251) | CA245789Z | 7/6/05 | ROCKMILLS MP 200 | 2 | 10.5 | 1989 | 2024 |  | 21 to 26 years old | ICI DEG105P | #6 | 135000 | 94500 | 20250 | 14175 | Yes | 2018 | Loft Buildings | 17 | 252105 | 1 | 6 | 254 | 260 | 1954 |  | YES
2057480500 | 3001 HENRY HUDSON PARKWAY Bronx, NY 10463 (40.88263398274305, -73.91617657189812) | Con Edison | GOODMAN MGMT.CO.,INC. | 7 RENTCENTUN CORPORAT | 2736 INDEPENDENCE BRONX, NY 10463 (40.882258954549314, -73.91765023386792) | CA066879Z | 7/5/05 | ROCKMILLS MP175 | 1 | 7.4 | 1979 | 2014 |  | 31 to 35 years old | ICI DE 84P | #6 | 134138 | 93896 | 20121 | 14084 | Yes | 2018 | Office Buildings | 11 | 140000 | 1 | 6 | 85 | 85 | 1934 |  | YES
2046530049 | 3856 BRONX BOULEVARD Bronx, NY 10467 (40.885886774180484, -73.8658968069899) | Con Edison | PARKSIDE DEVELOPMENT % CENTURY MGMT. | PARKSIDE DEV CO INC | 3924 TREMONT AVE BRONX, NY 10465 (40.821281757097886, -73.8185974257523) | CB554403N | 7/6/05 | FITZGIBBONS DM-242 (EXSTG) | 2 | 8.8 | 2003 | 2038 | DUAL FUEL | 5 to 10 years old | (NEW) INDUSTRIAL COMBUSTION-DEG 84 | #6 | 133809 | 93666 | 20071 | 14050 | Yes | 2013 | Elevator Apartments | 12 | 167750 | 1 | 14 | 166 | 166 | 1958 |  | YES
2031470050 | 260 188 STREET Bronx, NY 10458 (40.86091270720894, -73.89619857837228) | Con Edison | UNION COMMUNITY HEALTH CENTER | ST. BARNABAS HOSITAL | 260 188 STREET BRONX, NY 10458 (40.86091270720894, -73.89619857837228) | CB506903J | 7/6/05 | FEDERAL FST-250 (EXSTG) | 2 | 8.36 | 2003 | 2038 | DUAL FUEL | 5 to 10 years old | INDUSTRIAL COMBUSTION-DEG 105 (NEW) | #6 | 133809 | 93666 | 20071 | 14050 | Yes | 2017 | Elevator Apartments | 15 | 204433 | 1 | 5 | 0 | 1 | 1922
2038710030 | 1690 174 STREET Bronx, NY 10472 (40.834445304250046, -73.87223718114949) | Con Edison | PRINCETON EQUITIES,LLC | PRINCETON EQUITIES | 300462 BROOKLYN NY 11230 (40.62192951023877, -73.96551106018723) | CA025298J | 7/5/05 | FEDERAL/EASTMOND FST-350 | 1 | 198.87 | 1998 | 2033 | DUAL FUEL | 11 to 15 years old | INDUSTRIAL COMB. DEG- 145 P | #6 | 133043 | 93130 | 19956 | 13970 | Yes | 2021 | Elevator Apartments | 18 | 85068 | 1 | 12 | 95 | 95 | 1964
2050600001 | 4300 MURDOCK AVENUE Bronx, NY 10466 (40.897329860992365, -73.84246776234777) | Con Edison | MOUNT SAINT MICHAEL ACADEMY | THE CITY OF NEW YORK | 4300 MURDOCK AVENUE BRONX, NY 10466 (40.897329860992365, -73.84246776234777) | CA228889L | 7/6/05 | FEDERAL FST250 | 2 | 9.8 | 1989 | 2024 |  | 21 to 26 years old | IRON FIREMAN AGO 4 9.8RK | #4 | 132300 | 92610 | 19184 | 13428 |  |  | Elevator Apartments | 12 | 38912 | 1 | 1 | 0 | 1 | 1925
2042300015 | 1950 HUTCHINSON RIVER PARKWAY Bronx, NY 10461 (40.85082347189134, -73.83563527668808) | Con Edison | HUTCHINSON PARKWAY APTS CO. | HUTCHINSON PWAY APTS | 1950 HUTCHINSON RIVER PARKWAY BRONX, NY 10461 (40.85082347189134, -73.83563527668808) | CA090479J | 7/4/05 | FEDERAL FLR 3643 (2) | 2 | 11 | 1979 | 2014 |  | 31 to 35 years old | ICI DEG-145-S | #6 | 131692 | 92184 | 19754 | 13828 | Yes | 2020 | Elevator Apartments | 13 | 179920 | 1 | 13 | 158 | 158 | 1961 |  | YES
2057160362 | 2400 JOHNSON AVENUE Bronx, NY 10463 (40.876735383105775, -73.91892853625143) | Con Edison | 2400 JOHNSON AVE. OWNERS % GOODMAN MGT. | WATER WAY DEVELOPMENT | 2736 INDEPENDENCE AVE BRONX, NY 10463 (40.882258954549314, -73.91765023386792) | CB114706Z | 7/5/05 | ROCKMILLS MP - 300 (NEW) | 1 | 10 | 2006 | 2041 | DUAL FUEL | Fewer than 5 years old | S.T. JOHNSON FD-68 CAHM SIZE 300 (NEW) | #6 | 131400 | 91980 | 19710 | 13797 | Yes | 2016 | Hotels | 11 | 142000 | 1 | 13 | 130 | 130 | 1969 |  | YES
2059200500 | 3901 INDEPENDENCE AVENUE Bronx, NY 10463 (40.8897645998312, -73.91294360757495) | Con Edison | 3901 INDEPENDENCE OWNERS/MERTO MGMT. | 3901 INDEPENDENCE OWN | 2736 INDEPENDENCE AVE RIVERDALE, NY 10463 (40.882258954549314, -73.91765023386792) | CA288987J | 7/6/05 | FEDERAL FLW 1822 | 2 | 6.4 | 1987 | 2022 |  | 21 to 26 years old | ICI DEG 84 P | #6 | 131400 | 91980 | 19710 | 13797 | Yes | 2020 | Elevator Apartments | 11 | 109152 | 1 | 6 | 106 | 106 | 1963 |  | YES
2045430001 | 3000 BRONX PARK Bronx, NY 10467 (40.86971543619559, -73.87048308781573) | Con Edison | ADEE TOWERS | ADEE TOWERS | 42 25 21ST STREET L I C, NY 11101 (40.74570244980828, -73.93866902925225) | CB110003R | 7/5/05 | NEW FEDERAL/EASTMOND FST-350 (NEW) | 2 | 11.72 | 2003 | 2038 | DUAL FUEL | 5 to 10 years old | HEVE (I.C.) DEG-145P (EXSTG) | #6 | 131400 | 91980 | 19710 | 13797 | Yes | 2013 | Office Buildings | 11 | 352360 | 1 | 20 | 297 | 297 | 1961 |  | YES
2058000001 | 3616 HENRY HUDSON PARKWAY Bronx, NY 10463 (40.88716420736203, -73.91166316785757) | Con Edison | CENTURY OPERATING | 3616 HENRY HUDSON PKW | 7 PENN PLAZA NEW YORK, NY 10001 (40.74956954963903, -73.99160848411982) | CA370385P | 7/4/05 | ROCKMILLS #MP-300-SS | 1 | 12.6 | 1985 | 2020 |  | 21 to 26 years old | IND COMB #DEG-145-P | #6 | 131400 | 91980 | 19710 | 13797 | Yes | 2020 | Elevator Apartments | 11 | 207100 | 3 | 6 | 119 | 120 | 1954 |  | YES
2032520310 | 3971 GOUVERNEUR AVENUE Bronx, NY 10463 (40.8831409189932, -73.89219776608122) | Con Edison | HDS FUNDING CO. | HDS FUNDING CO | 360 RYDER STATION BROOKLYN, NY 11234 (40.61636866748006, -73.92773224974349) | CA178580K | 7/6/05 | ROCKMILLS MP 4-133 | 1 | 5.2 | 1980 | 2015 |  | 26 to 30 years old | ICI MEG 54P | #6 | 131400 | 91980 | 19710 | 13797 | Yes | 2022 | Condominiums | 11 | 65394 | 1 | 6 | 67 | 67 | 1928
2042900008 | 801 NEILL AVENUE Bronx, NY 10462 (40.85058485446039, -73.8633439779082) | Con Edison | JANEL TOWER LLC | JANEL TOWERS LLC | 156 WILLIAM STREET NEW YORK, NY 10038 (40.70999054661479, -74.0060256431043) | CA271594H | 7/5/05 | ROCKMILLS MP-300 | 1 | 12.6 | 1994 | 2029 |  | 16 to 20 years old | S.T. JOHNSON FD68 CAHM (SIZE 300) | #6 | 131400 | 91980 | 19710 | 13797 | Yes | 2020 | Elevator Apartments | 13 | 252400 | 1 | 24 | 230 | 230 | 1952
2042900008 | 801 NEILL AVENUE Bronx, NY 10462 (40.85058485446039, -73.8633439779082) | Con Edison | JANEL TOWERS LLC | JANEL TOWERS LLC | 156 WILLIAM STREET NEW YORK, NY 10038 (40.70999054661479, -74.0060256431043) | CA096896H | 7/5/05 | ROCKMILLS MP 300 | 1 | 12.6 | 1996 | 2031 | DUAL FUEL | 11 to 15 years old | S.T.JOHNSON FD68 CAHM SIZE 300 | #6 | 131400 | 91980 | 19710 | 13797 | Yes | 2020 | Elevator Apartments | 13 | 252400 | 1 | 24 | 230 | 230 | 1952
2043370001 | 601 PELHAM PARKWAY Bronx, NY 10467 (40.857347493453446, -73.87084219916049) | Con Edison | JRD MANAGEMENT CORP. | 601 PELHAM PKWAY NORT | 600 MAMARONECK AVENUE HARRISON, NY 10528 (40.97181109572365, -73.74294097398212) | CA470385N | 7/6/05 | ROCKMILLS M P 200 | 1 | 7.8 | 1985 | 2020 |  | 21 to 26 years old | HEVEOIL DEG 84 P ( I.C.I. ) | #6 | 131400 | 91980 | 19710 | 13797 | Yes | 2017 | Elevator Apartments | 15 | 108757 | 1 | 7 | 116 | 116 | 1937 |  | YES
2042890020 | 764 BRADY AVENUE Bronx, NY 10462 (40.85234485751091, -73.8652318540521) | Con Edison | R. Y. MGMT. CO. INC. | AZIZ, ABDUL | 1619 3 AVENUE MANHATTAN, NY 10128 (40.782063212447575, -73.95157124804915) | CA078483K | 7/5/05 | ROCKMILLS MP-150 | 1 | 6.3 | 1983 | 2018 |  | 26 to 30 years old | HEVEOIL MEG-63-P ( I.C.I. ) | #6 | 131400 | 91980 | 19710 | 13797 | Yes | 2019 | Walk-Up Apartments | 13 | 94000 | 1 | 6 | 101 | 105 | 1933 |  | YES
2038670023 | 1340 STRATFORD AVENUE Bronx, NY 10472 (40.83257285948328, -73.87624996730352) | Con Edison | STRATFORD TOWER, INC. | STRATFORD TOWERS | 60 MORROW AVE SEARSDALE, NY 10583 (40.982434334576176, -73.82958565209285) | CA281883N | 7/6/05 | GIBTALTER GCB-193-23 | 2 | 8.86 | 1983 | 2018 |  | 26 to 30 years old | HEV-E ME 63-S ( I.C.I. ) | #6 | 131400 | 91980 | 19710 | 13797 | Yes | 2017 | Warehouses | 18 | 95370 | 1 | 11 | 129 | 129 | 1966
2043190045 | 2157 HOLLAND AVENUE Bronx, NY 10462 (40.855109870470436, -73.86577640620291) | Con Edison | ROLIL REALTY | ROLIL REALTY LLC | 105 COURT STREET BROOKLYN, NY 11201 (40.69083358302672, -73.9917782688907) | CA256085Y | 7/6/05 | ROCKMILLS MP-150 | 1 | 6.3 | 1985 | 2020 |  | 21 to 26 years old | I.C.I. DEG-63P | #6 | 130816 | 91571 | 19622 | 13736 | Yes | 2019 | Walk-Up Apartments | 13 | 73842 | 1 | 6 | 73 | 73 | 1930
2045810001 | 1210 BURKE AVENUE Bronx, NY 10469 (40.87114158884439, -73.85234041122155) | Con Edison | EASTCHESTER HOUSES | NEW YORK CITY HOUSING | 250 BROADWAY MANHATTAN, NY 10007 (40.713030997860336, -74.00729634911944) | CA123890H | #N/A | FEDERAL BOILER #PLW 331 | 4 | 9.8 | 1990 | 2025 |  | 16 to 20 years old | IRON FIREMAN #A0-6-15 RK | #6 | 127750 | 89425 | 19162 | 13414 |  |  | Loft Buildings | 12 | 890000 | 10 | 8 | 874 | 875 | 1949
2057450012 | 2727 PALISADE AVENUE Bronx, NY 10463 (40.88280475956938, -73.92029137660238) | Con Edison | HIGHPOINT OWNERS, INC. | MARCUS, JEFFREY I | 2736 INDEPENDENCE AVENUE BRONX, NY 10463 (40.882258954549314, -73.91765023386792) | CA159689K | 7/5/05 | ROCKMILLS MP200 | 2 | 8.19 | 1989 | 2024 |  | 21 to 26 years old | ICI DEG 84P | #6 | 126000 | 88200 | 18900 | 13230 | Yes | 2015 | Educational Structures | 11 | 194730 | 1 | 11 | 125 | 125 | 1955 |  | YES
2026540001 | 685 TINTON AVENUE Bronx, NY 10455 (40.816294695248985, -73.90517882030393) | Con Edison | ST. ANSELMS CHURCH | R C CH OF ST ANSELM | 685 TINTON AVENUE BRONX, NY 10455 (40.816294695248985, -73.90517882030393) | CA012370M | 7/4/05 | PACIFIC 9182 | 1 | 7 | 1970 | 2010 |  | 36 - 40 year old | RAY AR-141-6 | #4 | 125195 | 87636 | 18153 | 12707 |  |  | Walk-Up Apartments | 17 | 35000 | 2 | 4 | 0 | 1 | 1966
2043430001 | 2215 CRUGER AVENUE Bronx, NY 10467 (40.858167243319706, -73.86660543007959) | Con Edison | RESIDENTIAL CRUGER AVE | 2215-75 CRUGER APTS | 1651 CONEY ISLAND AVE BROOKLYN, NY 11230 (40.617134059024586, -73.96362996399334) | CA265186H | 7/5/05 | FEDERAL FST 300 | 1 | 12.6 | 1986 | 2021 |  | 21 to 26 years old | ICI DEG 145P | #6 | 125000 | 87500 | 18750 | 13125 | Yes | 2013 | Hotels | 13 | 140662 | 4 | 6 | 168 | 168 | 1952 |  | YES
2057740240 | 3825 CORLEAR AVENUE Bronx, NY 10463 (40.8859882825577, -73.9014213363884) | Con Edison | MANHATTAN COLLEGE | MANHATTAN COLLEGE | 4513 MANH COLLEGE PARKWAY BRONX, NY 10471 (40.90199442310421, -73.9036265005625) | CA176982Y | 7/6/05 | AMES 12X20 HRT | 2 | 11.9 | 1982 | 2017 |  | 26 to 30 years old | KEWANEE 300 KRC10-1162-06 | #6 | 124000 | 86800 | 18600 | 13020 | Yes | 2014 | Elevator Apartments | 11 | 135224 | 1 | 2 | 0 | 1 | 1947
2022710005 | 512 145 STREET Bronx, NY 10454 (40.81219375574815, -73.91620505086144) | Con Edison | O.U.B.HOUSES HOUSING CO. | O U B HOUSES HSG CO I | 2804 THIRD AVENUE BRONX, NY 10455 (40.815240011180826, -73.9191050461506) | CA055093N | 7/6/05 | FEDERAL FST-200 | 2 | 8.19 | 1993 | 2028 |  | 16 to 20 years old | INDUSTRIAL COMB. DEG-845 | #6 | 123844 | 86691 | 18577 | 13004 | Yes | 2021 | Elevator Apartments | 8 | 194388 | 2 | 6 | 188 | 189 | 1972
2059090825 | 600 246 STREET Bronx, NY 10471 (40.89262683915381, -73.90994891428436) | Con Edison | GLENWOOD MGMT.CORP%BRIAR HILL APTS CO. | BRIAR HILL REALTY LLC | 1200 UNION TURNPIKE NEW HYDE PARK, NY 11040 (40.752969146395, -73.70041803110757) | CA053899N | 7/7/05 | (NEW)FEDERAL FST-300 | 2 | 12.62 | 1999 | 2034 | DUAL FUEL | 11 to 15 years old | (NEW)HEVE/ICI DEG-145 P | #6 | 123188 | 86232 | 18478 | 12935 | Yes | 2019 | Educational Structures | 11 | 443283 | 5 | 13 | 403 | 403 | 1958
2030570011 | 480 188 STREET Bronx, NY 10458 (40.85837964710623, -73.89061135221377) | Con Edison | FORDHAM TERRACE | FORDHAM FULTON LLC | 495 BROADWAY MANHATTAN, NY 10012 (40.72203246858709, -73.99963146347596) | CB081705N | 7/4/05 | ROCKMILLS MP-250 (NEW) | 1 | 8.3 | 2005 | 2040 | DUAL FUEL | 5 to 10 years old | S.T. JOHNSON FD68 CAHM SIZE 250 (NEW) | #6 | 123188 | 86231 | 18478 | 12935 | Yes | 2017 | Walk-Up Apartments | 15 | 148500 | 1 | 15 | 170 | 170 | 1967
2030570011 | 480 188 STREET Bronx, NY 10458 (40.85837964710623, -73.89061135221377) | Con Edison | TERRACE FORDHAM ASSOCIATES | FORDHAM FULTON LLC | 495 BROADWAY MANHATTAN, NY 10012 (40.72203246858709, -73.99963146347596) | CA080295X | 7/5/05 | FEDERAL FLR 2429 | 1 | 12.6 | 1995 | 2030 | DUAL FUEL | 11 to 15 years old | S.T. JOHNSON FD68 CAHM SIZE 300 | #6 | 123188 | 86231 | 18478 | 12935 | Yes | 2017 | Walk-Up Apartments | 15 | 148500 | 1 | 15 | 170 | 170 | 1967
2057440048 | 750 KAPPOCK STREET Bronx, NY 10463 (40.881759500511656, -73.9197719501109) | Con Edison | GOODMAN MANAGEMENT/E TARSHISH | 750 KAPPOCK APTS CORP | 2736 INDEPENDENCE AVENUE RIVERDALE, NY 10463 (40.882258954549314, -73.91765023386792) | CA205373Z | 7/5/05 | NATIONAL C7820 | 1 | 10.5 | 1973 | 2010 |  | 36 - 40 year old | RAY AEOR 144 SIZE 300 | #6 | 123187 | 86231 | 18478 | 12935 | Yes | 2014 | Elevator Apartments | 11 | 209920 | 1 | 14 | 160 | 160 | 1953 |  | YES
2030620021 | 2111 LA FONTAINE AVENUE Bronx, NY 10457 (40.84998006555601, -73.89229606744857) | Con Edison | NEW YORK CITY HOUSING AUTHORITY, ENERGY DEPARTMENT | NEW YORK CITY HOUSING | 350 LIVINGSTON STREET BROOKLYN, NY 11217 (40.6876074709794, -73.9806224759338) | CA244898N | 7/7/05 | (EX)FEDERAL PLW 265 | 2 | 10.9 | 1998 | 2033 | DUAL FUEL | 11 to 15 years old | (NEW) POWERFLAME C6-GO-30 | #6 | 123058 | 86140 | 18459 | 12921 |  |  | Elevator Apartments | 15 | 208560 | 1 | 10 | 239 | 239 | 1973
2033190072 | 2914 JEROME AVENUE Bronx, NY 10468 (40.8717792207834, -73.89057262830832) | Con Edison | MARKO NUEULOVIC-RTY CO. | MDJJ REALTY CO. | 2914 JEROME AVENUE BRONX, NY 10468 (40.8717792207834, -73.89057262830832) | CA529285J | 7/5/05 | FEDERAL FST-200 | 1 | 8.5 | 1985 | 2020 |  | 21 to 26 years old | I.C.I. DEG-84 | #6 | 122640 | 85848 | 18396 | 12877 | Yes | 2019 | Churches, Synagogues, etc. | 15 | 124492 | 2 | 6 | 123 | 123 | 1935
2042380011 | 3104 WILKINSON AVENUE Bronx, NY 10461 (40.85162062235702, -73.82897754401198) | Con Edison | JEROME SCHULMAN | THERIOT REALTY CORP | 770 HULLS HIGHWAY CONN 06890-1074 (41.148293124034694, -73.2994103382427) | CA048079L | 7/4/05 | ROCKMILLS-MP-80 | 1 | 3.4 | 1979 | 2014 |  | 31 to 35 years old | ICI MMG 34P | #6 | 122202 | 85541 | 18330 | 12831 |  |  | Walk-Up Apartments | 13 | 32400 | 1 | 4 | 38 | 38 | 1924
2057390257 | 3135 JOHNSON AVENUE Bronx, NY 10463 (40.883055378382835, -73.91064609835382) | Con Edison | 3135 JOHNSON TENANT OWNERS | MARCIA STERN | 4827 GREATNECK NY 11027 | CA038295R | 7/5/05 | FEDERAL EASTMOND FST-200 | 2 | 8.4 | 1995 | 2030 | DUAL FUEL | 11 to 15 years old | INDUSTRIAL COMB. DEG-84 (P) | #6 | 121545 | 85082 | 18232 | 12762 | Yes | 2019 | Elevator Apartments | 11 | 141721 | 2 | 12 | 122 | 122 | 1953 |  | YES
2028340001 | 1475 GRAND Bronx, NY 10452 (40.83772426336412, -73.9233322114124) | Con Edison | ROOSEVELT GARDENS ASSOC. | ROOSEVELT GARDENS ASS | 33 01 VERNON BLVD N Y 11106 (40.761699790013324, -73.9316632529567) | CB259100Y | 7/6/05 | ROCKMILLS MP-400 | 2 | 16.8 | 2000 | 2035 | DUAL FUEL | 5 to 10 years old | IND.COMB. DEG-175 P | #6 | 121000 | 84700 | 18150 | 12705 | Yes | 2014 | Walk-Up Apartments | 14 | 291840 | 14 | 6 | 291 | 291 | 1923
2057230100 | 500 KAPPOCK STREET Bronx, NY 10463 (40.87725409240398, -73.91794516866473) | Con Edison | HILL TOP HOUSE INC. | HESKEL'S RIVERDALE, | 60 WEST38ST NEW YORK, NY 10018 (40.756840774582145, -73.99669149981281) | CA058982R | 7/5/05 | FEDERAL BOILER MODEL FST-150 | 1 | 5.9 | 1982 | 2017 | DUAL FUEL | 26 to 30 years old | IRON FIREMAN MODEL AG06-6.3-RK | #6 | 120269 | 84188 | 18040 | 12628 | Yes | 2013 | Hotels | 11 | 59142 | 2 | 7 | 82 | 82 | 1950
2059010001 | 3333 HENRY HUDSON PARKWAY Bronx, NY 10463 (40.88562728678762, -73.9136846122522) | Con Edison | INSIGNIA RESIDENTIAL GROUP | WHITEHALL TENANTS COR | 200 MADISON AVE NEW YORK, NY 10016 (40.74877830573848, -73.9822475686496) | CA327284M | 7/7/05 | FEDERAL FLW 5464 | 3 | 26.46 | 1984 | 2019 |  | 26 to 30 years old | S.T. JOHNSON FD68CAHM-500 | #6 | 120000 | 84000 | 18000 | 12600 | Yes | 2021 | Elevator Apartments | 11 | 718399 | 1 | 22 | 439 | 439 | 1970 |  | YES
2032960047 | 2875 BAINBRIDGE AVENUE Bronx, NY 10458 (40.86908562162102, -73.88707898025079) | Con Edison | BAINBRIDGE 2875 LLC | BAINBRIDGE 2875 LLC | 5676 RIVERDALE AVE BRONX, NY 10471 (40.90603192863733, -73.90429477417916) | CA388485H | 7/7/05 | FEDERAL FLW 1033 | 1 | 3.9 | 1985 | 2020 |  | 21 to 26 years old | I.C.I. ME-42P | #6 | 116800 | 81760 | 17520 | 12264 |  |  | Elevator Apartments | 15 | 34333 | 1 | 6 | 38 | 38 | 1965
2024540011 | 910 SHERIDAN AVENUE Bronx, NY 10451 (40.8272789713911, -73.92061804942975) | Con Edison | DERWOOD REALTY CORP. | DERWOOD REALTY CORP | 245 80THSTREET MANHATTAN, NY 10021 (40.76920532766377, -73.959183941086) | CA437184M | 7/4/05 | FED FST-150 | 1 | 5.9 | 1984 | 2019 |  | 26 to 30 years old | IND COMB DE-63-P | #6 | 116800 | 81760 | 17520 | 12264 | Yes | 2014 | Elevator Apartments | 16 | 84826 | 1 | 6 | 74 | 80 | 1948
2036420001 | 820 THERIOT AVENUE Bronx, NY 10473 (40.821978770420785, -73.86212586696199) | Con Edison | CAROL GRDNS. ASSOC.%GRENDAIER RLTY, | LORAC HOUSE INC | 155 ELMIRA LOOP BROOKLYN, NY 11239 (40.649723063146425, -73.88037616574464) | CB261403Z | 7/5/05 | GIBRALTAR 450-4 (EX) | 2 | 15.4 | 2003 | 2038 | DUAL FUEL | 5 to 10 years old | IC-DEG-145P (NEW) | #6 | 115304 | 80713 | 17296 | 12107 | Yes | 2022 | Elevator Apartments | 18 | 352866 | 2 | 16 | 317 | 317 | 1968
2037990012 | 2039 BLACKROCK AVENUE Bronx, NY 10472 (40.828418122383, -73.85529565028631) | Con Edison | RRACI REAL ESTATE | RRACI REAL ESTATE COR | 3138 WILLIAMSBRIDGE BRONX, NY 10461 (40.846960590359004, -73.840632836736) | CA355684J | 7/7/05 | FEDERAL FLW 1518 | 2 | 5.25 | 1984 | 2019 |  | 26 to 30 years old | INDUSTR COMBUS DEG-54(S) | #6 | 114976 | 80483 | 17246 | 12072 | Yes | 2019 | Walk-Up Apartments | 18 | 74880 | 1 | 8 | 63 | 63 | 1964
2032500009 | 2840 SEDGWICK AVENUE Bronx, NY 10468 (40.873407816889525, -73.90181249881066) | Con Edison | HOWARD SCHWADE | 2840 SEDGWICK LLC | 1920 MANHATTAN NY 10116 (40.8110019996426, -73.95309800037239) | CA419386L | 7/6/05 | BEST 5B-125 | 1 | 5.3 | 1986 | 2021 |  | 21 to 26 years old | IND. COMB.MMG-54-P | #4 | 114976 | 80483 | 16671 | 11670 | Yes | 2020 | Walk-Up Apartments | 14 | 98238 | 1 | 6 | 93 | 93 | 1937
2025040094 | 1040 ANDERSON AVENUE Bronx, NY 10452 (40.83319165358201, -73.92641144345615) | Con Edison | ANDERSON AVE ASSOICATES | ANDERSON AVENUE ASSOC | 1046 MCLEAN AVENUE YONKERS, NY 10704 (40.901480913451834, -73.8626385728918) | CA021885X | 7/7/05 | FEDERAL FST-300 | 1 | 12.6 | 1985 | 2020 |  | 21 to 26 years old | INDU COMBU DEG-145-P | #6 | 114975 | 80482 | 17246 | 12072 | Yes | 2014 | Elevator Apartments | 17 | 143606 | 2 | 5 | 172 | 172 | 1926
2028810058 | 1889 SEDGWICK AVENUE Bronx, NY 10453 (40.85449212725128, -73.91708683234033) | Con Edison | DANICA ASSOCIATES % BSR MGMT. | STELLAR SEDGWICK LLC | 156 WILLIAM STREET NEW YORK, NY 10038 (40.70999054661479, -74.0060256431043) | CB045302K | 7/6/05 | PACIFIC/NATIONAL CA6630 | 2 | 8.86 | 2002 | 2037 | DUAL FUEL | 5 to 10 years old | S.T. JOHNSON FD 68 CAHM SIZE 250 | #6 | 114975 | 80482 | 17246 | 12072 | Yes | 2021 | Elevator Apartments | 16 | 139235 | 2 | 15 | 103 | 103 | 1967
2036000004 | 755 WHITE PLAINS ROAD Bronx, NY 10473 (40.82104592625939, -73.85807012052905) | Con Edison | GRENADIER REALTY CORP. A/A/F | CITY OF NEW YORK | 155 ELMIRA LOOP BROOKLYN, NY 11239 (40.649723063146425, -73.88037616574464) | CA113396N | 7/7/05 | EASTMOND/FEDERAL PLW-397 | 2 | 16.66 | 1996 | 2031 | DUAL FUEL | 11 to 15 years old | GORDON PIATT FL 16.1-GO-100 | #6 | 114975 | 80482 | 17246 | 12072 | Yes | 2020 | Walk-Up Apartments | 18 | 1021752 | 11 | 6 | 948 | 955 | 1977
2059500406 | 5430 NETHERLAND AVENUE Bronx, NY 10471 (40.90233077506074, -73.90685591288256) | Con Edison | RIVERDALE PARK/CENTURY MGMT | RIVERDALE PARK CORP. | 11 NEW STREET ENGLEWOOD CLIFFS, NJ 76632 (40.87741732880954, -73.9512929044011) | CA381285L | 7/4/05 | ROCKMILLS MP300SS | 1 | 12.6 | 1985 | 2020 |  | 21 to 26 years old | HEV-E-OIL DEG 145P | #6 | 114975 | 80482 | 17246 | 12072 | Yes | 2020 | Elevator Apartments | 11 | 189592 | 1 | 6 | 144 | 144 | 1939 |  | YES
2042220046 | 1560 PELHAM PARKWAY Bronx, NY 10461 (40.85669104968648, -73.84093882635297) | Con Edison | SAMSON MANAGEMENT CO | ZM FORCE LLC | 97 77 QUEENS BOULEVARD QUEENS, NY 11374 (40.72646491702238, -73.86148084756303) | CA076297H | 7/4/05 | FEDERAL/EASTMOND FST-250 | 1 | 10.36 | 1997 | 2032 | DUAL FUEL | 11 to 15 years old | HEVE (I.C.)DEG 105-P | #6 | 114975 | 80482 | 17246 | 12072 | Yes | 2022 | Warehouses | 13 | 184500 | 2 | 6 | 177 | 177 | 1960
2027630227 | 750 FAILE STREET Bronx, NY 10474 (40.81564596217016, -73.8868975936805) | Con Edison | AAA MANAGEMENT CORP | CARNES MCKINNEY APART | 750 FAILE STREET BRONX, NY 10474 (40.81564596217016, -73.8868975936805) | CA127282M | 7/6/05 | GIBRALTER GHF | 2 | 5.2 | 1982 | 2017 |  | 26 to 30 years old | ICI MEG 54-S | #6 | 114974 | 80482 | 17246 | 12072 | Yes | 2013 | Elevator Apartments | 17 | 108306 | 1 | 11 | 111 | 111 | 1965 |  | YES
2024610016 | 180 163 STREET Bronx, NY 10451 (40.828269353265576, -73.92086216755824) | Con Edison | SINNOTT MANAGEMENT | PARKASH 180 LLC | 172 14 89 th AVE JAMAICA, NY 11432 (40.71311535449007, -73.79282099978928) | CA144680M | 7/6/05 | ROCKMILLS MP-4-122 | 1 | 5.1 | 1980 | 2015 | DUAL FUEL | 26 to 30 years old | INDUSTRIAL COMBUSTION MEG-54 P | #4 | 114658 | 80260 | 16625 | 11638 | Yes | 2021 | Elevator Apartments | 17 | 68846 | 1 | 6 | 64 | 64 | 1941
2033260105 | 45 MOSHOLU PARKWAY Bronx, NY 10467 (40.87936127890745, -73.88316314714886) | Con Edison | RETTNER REALTY COMPANY. | PARK LANE MOSHOLU, | 374 McLEAN AVENUE YONKERS, NY 10705 (40.910382737817955, -73.88660577242385) | CA261281H | 7/7/05 | FEDERAL (EASTMOND) BOILER MODEL FST-150 | 1 | 5.6 | 1981 | 2016 | DUAL FUEL | 26 to 30 years old | INDUSTRIAL COMBUSTION MODEL MEG-63-P | #6 | 114542 | 80179 | 17181 | 12027 | Yes | 2016 | Office Buildings | 11 | 70650 | 1 | 6 | 72 | 72 | 1926
2058451825 | 5550 FIELDSTON ROAD Bronx, NY 10471 (40.90334022948005, -73.90082610832218) | Con Edison | FIELDSTONEDALE MUTUAL % GARTHCHESTER RLTY. | FIELDSTONDALE MUTUAL | 209 GARTH ROAD SCARDALE, NY 10583 (40.98302825396644, -73.81227485020388) | CB246402M | 7/4/05 | BEST-5D-250 (NEW) | 1 | 8.37 | 2002 | 2037 | DUAL FUEL | 5 to 10 years old | (EXISTING)IC-DEG-105-S (EXTSG) | #6 | 113442 | 79409 | 17016 | 11911 | Yes | 2015 | Office Buildings | 11 | 263206 | 2 | 9 | 180 | 180 | 1960 |  | YES
2033350060 | 3150 ROCHAMBEAU AVENUE Bronx, NY 10467 (40.87463391810902, -73.88035835920807) | Con Edison | SUNBYRD REALTY | SUNBRYD REALTY CORP | 0139 ISLIP N Y 11751 (40.734999748691244, -73.20785467797826) | CB172700L | 7/5/05 | ROCKMILLS MP-250 | 1 | 10.5 | 2000 | 2035 | DUAL FUEL | 5 to 10 years old | IND.COMB. DEG-105 P | #6 | 113442 | 79409 | 17016 | 11911 | Yes | 2015 | Elevator Apartments | 11 | 174705 | 1 | 6 | 138 | 140 | 1928
2042840020 | 2055 CRUGER AVENUE Bronx, NY 10462 (40.85196755011059, -73.86680927090602) | Con Edison | GENESIS REALTY GROUP. | ED-BOB MANAGEMENT COR | 4419 3 AVENUE BRONX, NY 10457 (40.851774707424624, -73.89313516487118) | CA132280P | 7/5/05 | FEDERAL FST-125 | 1 | 5.6 | 1980 | 2015 | DUAL FUEL | 26 to 30 years old | I.C.I. DEG-63S | #6 | 112753 | 78927 | 16913 | 11839 | Yes | 2014 | Walk-Up Apartments | 13 | 84006 | 2 | 6 | 72 | 72 | 1935
2032530051 | 2763 SEDGWICK AVENUE Bronx, NY 10468 (40.871328427416046, -73.90239755313654) | Con Edison | 1700 DEVELOP.CO INC #3 | NORTH RIM, LLC |  | CA078779J | 7/7/05 | FEDERAL FST 250 | 1 | 10.8 | 1979 | 2014 |  | 31 to 35 years old | HEVEOIL DE 105-S | #6 | 112712 | 78898 | 16907 | 11835 | Yes | 2013 | Factory & Industrial Buildings | 14 | 76860 | 1 | 5 | 62 | 62 | 1923
2059111102 | 4601 HENRY HUDSON PARKWAY Bronx, NY 10471 (40.893600718659016, -73.90800882426292) | Con Edison | GOODMAN MGMT. CO | 4601 OWNERS CORP | 2736 INDEPENDENCE AVENUE RIVERDALE, NY 10463 (40.882258954549314, -73.91765023386792) | CA030371N | 7/7/05 | ROCKMILLS MP 175 | 1 | 6.2 | 1971 | 2010 |  | 36 - 40 year old | SUPERIOR AB 150 | #4 | 112420 | 78694 | 16301 | 11411 | Yes | 2021 | Hospitals & Health | 11 | 57250 | 1 | 2 | 52 | 52 | 1951 |  | YES
2032630235 | 3845 SEDGWICK AVENUE Bronx, NY 10463 (40.88263187377915, -73.89522599588618) | Con Edison | PARK RESERVOIR | PARK RES HOUSING CP | 98 VAN CORTLANDT PARK BRONX, NY 10463 (40.885020512320025, -73.89177221712886) | CA256571J | 7/6/05 | NATIONAL CA6630 | 1 | 8.4 | 1971 | 2010 |  | 36 - 40 year old | ENTERPRISE H3P | #6 | 111984 | 78389 | 16798 | 11758 | Yes | 2013 | Factory & Industrial Buildings | 11 | 170350 | 2 | 13 | 170 | 171 | 1958 |  | YES
2033130029 | 100 MOSHOLU PARKWAY Bronx, NY 10458 (40.87676440109852, -73.8838872081061) | Con Edison | 100 MOSHOLU PKWY ASSOC., LLC | 100 MOSHOLU PARKWAYAS | 145 HUGUENOT ST NEW ROCHELLE, NY 10801-5236 (40.91319235913511, -73.77945045104241) | CA219681H | 7/7/05 | FEDERAL (EASTMOND) BOILER FST-125-SP | 1 | 5.2 | 1981 | 2016 | DUAL FUEL | 26 to 30 years old | INDUSTRIAL COMBUSTION MODEL MMG-54-P | #4 | 110654 | 77458 | 16045 | 11231 | Yes | 2013 | Condominiums | 11 | 82218 | 1 | 6 | 49 | 49 | 1928
2059190460 | 3850 HUDSON MANOR TERRACE Bronx, NY 10463 (40.88950048477003, -73.91545578079824) | Con Edison | EQUITY MGMT GROUP/HUDSON | HUDSON MANOR TERRACE | 6 43RD ST MANHATTAN, NY 10017 (40.75381517729913, -73.97967506743592) | CA557985Z | 7/5/05 | FEDERAL FST-300 | 1 | 12.6 | 1985 | 2020 |  | 21 to 26 years old | I.C.I. DEG-145 (P) | #6 | 110016 | 77011 | 16502 | 11552 | Yes | 2019 | Elevator Apartments | 11 | 188200 | 2 | 6 | 110 | 110 | 1954 |  | YES
2059190448 | 3750 HUDSON MANOR TERRACE Bronx, NY 10463 (40.88855787898445, -73.91559859985666) | Con Edison | EQUITY MGMT | HUDSON MANOR TERRACE | 6 43RD ST MANHATTAN, NY 10017 (40.75381517729913, -73.97967506743592) | CA557885L | 7/7/05 | FEDERAL FST 300 | 1 | 11.9 | 1985 | 2020 |  | 21 to 26 years old | I.C.I DEG145P | #6 | 110000 | 77000 | 16500 | 11550 | Yes | 2019 | Elevator Apartments | 11 | 163944 | 2 | 6 | 104 | 104 | 1954 |  | YES
2024740001 | 811 WALTON AVENUE Bronx, NY 10451 (40.825435094622065, -73.92526536182996) | Con Edison | STELLAR MGMT CO. | CELY, LARA C | 156 WILLIAM STREET MANHATTAN, NY 10038 (40.70999054661479, -74.0060256431043) | CA464287Z | 7/7/05 | ROCKMILLS MP 250 | 1 | 10.37 | 1987 | 2022 |  | 21 to 26 years old | ICI DEG 105 P | #6 | 110000 | 77000 | 16500 | 11550 | Yes | 2014 | Condominiums | 17 | 150640 | 1 | 6 | 145 | 150 | 1927 |  | YES
2039220039 | 1500 THIERIOT AVENUE Bronx, NY 10460 (40.83770035621211, -73.8654474979616) | Con Edison | JOSEPH YASGUR | THERIOT REALTY CO, | 825 233 STREET BRONX, NY 10466 (40.89221310483329, -73.85355883486339) | CA538585X | 7/6/05 | ROCKMILLS MP 125 | 1 | 5 | 1985 | 2020 |  | 21 to 26 years old | I.C.I. DEG 54 P | #6 | 109896 | 76927 | 16484 | 11539 | Yes | 2022 | Elevator Apartments | 18 | 65400 | 1 | 6 | 72 | 72 | 1931
2031620045 | 2155 GRAND Bronx, NY 10453 (40.85656657123751, -73.90724315214693) | Con Edison | CONCOUSE & 181 STREET CO. | MARIA E. BLASER LLC | 2155 GRAND BRONX, NY 10453 (40.85656657123751, -73.90724315214693) | CA265587Z | 7/6/05 | FEDERAL FST-150 | 1 | 5.6 | 1987 | 2022 |  | 21 to 26 years old | IND. COMB. ME-63-P | #6 | 109500 | 76650 | 16425 | 11498 | Yes | 2022 | Elevator Apartments | 14 | 69399 | 1 | 6 | 66 | 75 | 1940
2025100023 | 1240 WOODYCREST AVENUE Bronx, NY 10452 (40.83768058653526, -73.92405798664191) | Con Edison | DKSR HOLDING LTD | DKSR HOLDING LTD | 1187 MT VERNON, NY 10550 (40.90643980075623, -73.83534956073362) | CA057673Z | 7/4/05 | FEDERAL RST 100 | 1 | 4.2 | 1973 | 2010 |  | 36 - 40 year old | HEV E OIL DE 42 | #6 | 109500 | 76650 | 16425 | 11498 |  |  | Elevator Apartments | 16 | 44743 | 1 | 6 | 47 | 47 | 1926
2057440048 | 750 KAPPOCK STREET Bronx, NY 10463 (40.881759500511656, -73.9197719501109) | Con Edison | GOODMAN MGMT/ E TARSHISH | 750 KAPPOCK APTS CORP | 2736 INDEPENDENCE AVENUE BRONX, NY 10463 (40.882258954549314, -73.91765023386792) | CA215568H | 7/5/05 | NATIONAL CA-7820 S | 1 | 8.99 | 1968 | 2010 |  | 41 - 45 years old | TODD D | #6 | 109500 | 76650 | 16425 | 11498 | Yes | 2014 | Elevator Apartments | 11 | 209920 | 1 | 14 | 160 | 160 | 1953 |  | YES
2041760034 | 3065 ROBERTS AVENUE Bronx, NY 10461 (40.84607038498951, -73.82917565409208) | Con Edison | JEROME SCHULMAN | JEROME LAWRENCE INC | 770 HULL HIGHWAY CONN 06890-1074 (41.14817800021473, -73.2993519997948) | CA177881J | 7/6/05 | CROTTY CSM-125 | 1 | 5.6 | 1981 | 2016 |  | 26 to 30 years old | IND COM DE 63 S | #6 | 109500 | 76650 | 16425 | 11498 | Yes | 2016 | Elevator Apartments | 13 | 57000 | 1 | 6 | 54 | 54 | 1929
2031560027 | 2055 ANTHONY AVENUE Bronx, NY 10457 (40.85236506185372, -73.90235383394389) | Con Edison | LOW, MARVIN | 2055 ANTHONY LLC | 2960 WEBSTER AVENUE BRONX, NY 10458 (40.86755661757174, -73.88297998742917) | CA296987J | 7/7/05 | FEDERAL FST 150 | 1 | 5.6 | 1987 | 2022 |  | 21 to 26 years old | ICI ME 63 P | #6 | 109500 | 76650 | 16425 | 11498 | Yes | 2016 | Elevator Apartments | 14 | 74580 | 1 | 6 | 78 | 78 | 1920
2031730005 | 2396 MORRIS AVENUE Bronx, NY 10468 (40.86057221565242, -73.90041508637412) | Con Edison | 2396 REALTY CO. | 2396 MORRIS LLC | 2662 BRIGGS AVE BRONX, NY 10458 (40.865517810682995, -73.8923356190535) | CA077575N | 7/5/05 | ROCKMILLS MP 120 | 1 | 5.2 | 1975 | 2010 |  | 31 to 35 years old | IRON FIREMAN AO6 6.3 37 | #4 | 108040 | 75628 | 15666 | 10966 | Yes | 2013 | Condominiums | 14 | 73734 | 1 | 6 | 71 | 71 | 1930
2051070010 | 4754 RICHARDSON AVENUE Bronx, NY 10470 (40.904949814045615, -73.85050598216803) | Con Edison | RETNER REALTY | RICHARDSON REALTY, | 374 McLEAN AVENUE YONKERS, NY 10705 (40.910382737817955, -73.88660577242385) | CA214782Y | 7/5/05 | FEDERAL BOILER MODEL FST - 150 | 1 | 5.1 | 1982 | 2017 | DUAL FUEL | 26 to 30 years old | INDUSTRIAL COMBUSTION MODEL MMG-63 - P | #4 | 107742 | 75419 | 15623 | 10936 | Yes | 2017 | Office Buildings | 11 | 87900 | 2 | 6 | 84 | 89 | 1939
2032100059 | 2055 HARRISON AVENUE Bronx, NY 10453 (40.8547608628012, -73.90989848101155) | Con Edison | CONCOURSE REALTY ASSOC | HARRISON HILLS 55 LLC | 36 37TH ST NEW YORK, NY 10018 (40.75109855657405, -73.98497251439835) | CA147580Z | 7/5/05 | ROCKMILLS #MP-4-133 | 1 | 5.1 | 1980 | 2015 |  | 26 to 30 years old | I C I DEG 54P | #6 | 105997 | 74198 | 15900 | 11130 | Yes | 2020 | Condominiums | 14 | 72000 | 1 | 5 | 69 | 69 | 1912
2041300033 | 1803 HAIGHT AVENUE Bronx, NY 10461 (40.84963578934743, -73.85315417081038) | Con Edison | MAYERCHAUSER REALTY | MORRIS PARK REALTY CO | 85 PONDFIELD ROAD BRONXVILLE, NY 10708 (40.94009603420519, -73.83318023817941) | CA140969P | 7/4/05 | FEDERAL FLW 1822 | 1 | 1 | 1969 | 2010 |  | 41 - 45 years old | ESSO # ACXPA-D2 | #6 | 105850 | 74095 | 15878 | 11114 | Yes | 2020 | Office Buildings | 13 | 70163 | 1 | 6 | 66 | 66 | 1960
2057790820 | 3840 GREYSTONE AVENUE Bronx, NY 10463 (40.88852064983552, -73.90484668984045) | Con Edison | 3840 GREYSTONE TENANTS CORP. | 3840 GREYSTONE TENANT | 209 GARTH ROAD SCARSDALE, NY 10583 (40.98302825396644, -73.81227485020388) | CA083287J | 7/6/05 | FEDERAL FST 250 | 1 | 10.5 | 1987 | 2022 |  | 21 to 26 years old | ICI DEG 105 P | #6 | 105672 | 73970 | 15851 | 11096 | Yes | 2019 | Elevator Apartments | 11 | 186480 | 1 | 6 | 127 | 127 | 1951 |  | YES
2028210068 | 1511 21 SHERIDAN AVENUE Bronx, NY 10457 (40.84579837129786, -73.89832418681175) | Con Edison | 1511 SHERIDAN LLC | 1511-21 SHERIDAN AVEN | 625 BROOKLYN N Y 11230 (40.62192951023877, -73.96551106018723) | CB197400L | 7/4/05 | FEDERAL FST-350 | 1 | 14.7 | 2000 | 2035 | DUAL FUEL | 5 to 10 years old | IND. COMB. DEG-145 P | #6 | 105450 | 73815 | 15818 | 11072 | Yes | 2021 | Elevator Apartments | 16 | 202418 | 1 | 8 | 222 | 222 | 1929
2036590001 | 920 METCALF AVENUE Bronx, NY 10473 (40.822948904925106, -73.8710179113809) | Con Edison | CLOVER LEAF TOWER HDFC % HSC MGT | CLOVERLEAF TOWER HOUS | 850 BRONX RIVER ROAD YONKERS, NY 10708 (40.92713623295677, -73.84319071815916) | CB545403H | 7/6/05 | FEDERAL FLR-3643 (EXSTG) | 1 | 13.2 | 2003 | 2038 | DUAL FUEL | 5 to 10 years old | ICI DEG-145P (EXSTG) | #4 | 105449 | 73814 | 15290 | 10703 | Yes | 2019 | Educational Structures | 18 | 212300 | 1 | 20 | 239 | 239 | 1967 |  | YES
2036590001 | 920 METCALF AVENUE Bronx, NY 10473 (40.822948904925106, -73.8710179113809) | Con Edison | CLOVER LEAF TOWER HDFC % HSC MGT. | CLOVERLEAF TOWER HOUS | 850 BRONX RIVER ROAD YONKERS, NY 10708 (40.92713623295677, -73.84319071815916) | CB545503X | 7/6/05 | FEDERAL FLR-3643 (EX) | 1 | 13.2 | 2003 | 2038 | DUAL FUEL | 5 to 10 years old | ICI DEG-145S | #4 | 105449 | 73814 | 15290 | 10703 | Yes | 2019 | Elevator Apartments | 18 | 212300 | 1 | 20 | 239 | 239 | 1967 |  | YES
2057500382 | 2975 INDEPENDENCE AVENUE Bronx, NY 10463 (40.88285773164387, -73.91739659889683) | Con Edison | FRANCES SCHERVER HOME & HOSPITAL | FRANCES SCHERVIER HOM | 2975 INDEPENDENCE AVENUE BRONX, NY 10463 (40.88285773164387, -73.91739659889683) | CA035384P | 7/5/05 | ROCKMILLS MP 250 SS | 1 | 10 | 1984 | 2019 |  | 26 to 30 years old | ST JOHNSON FD68 CAHM SIZE 200 | #4 | 105000 | 73500 | 15225 | 10658 | Yes | 2020 | Elevator Apartments | 11 | 281965 | 12 | 7 | 0 | 1 | 1936
2057500382 | 2975 INDEPENDENCE AVENUE Bronx, NY 10463 (40.88285773164387, -73.91739659889683) | Con Edison | FRANCISCAN SISTERS OF THE POOR | FRANCES SCHERVIER HOM | 2975 INDEPENDENCE AVENUE BRONX, NY 10463 (40.88285773164387, -73.91739659889683) | CA035484M | 7/5/05 | KEELER CP 125 | 1 | 10 | 1984 | 2019 |  | 26 to 30 years old | S.T JOHNSON FD68CA 200HM | #4 | 105000 | 73500 | 15225 | 10658 | Yes | 2020 | Elevator Apartments | 11 | 281965 | 12 | 7 | 0 | 1 | 1936
2028190001 | 1504 SHERIDAN AVENUE Bronx, NY 10457 (40.8407018162045, -73.91142679117885) | Con Edison | 1504 SHERIDAN LLC | 1504 SHERIDAN, LLC | 5676 RIVERDALE AVE BRONX, NY 10471 (40.90603192863733, -73.90429477417916) | CA087077J | 7/4/05 | ROCKMILLS MP 250 | 1 | 9.9 | 1977 | 2012 |  | 31 to 35 years old | HEV-E-OIL DE 105S | #6 | 103806 | 72664 | 15571 | 10900 | Yes | 2019 | Elevator Apartments | 14 | 138000 | 1 | 7 | 108 | 115 | 1929
2032120015 | 2270 DR M L KING JR BOULEVARD Bronx, NY 10468 (40.869693003729196, -73.89892699248668) | Con Edison | UNIVERSAL MGMT AGENCY | PBP REALTY FUND, LLC | 630103 LITTLE NECK NY 11367 (40.730323085042414, -73.82610630716033) | CA101680M | 7/6/05 | ROCKMILLS MP4-122 | 1 | 5.1 | 1980 | 2015 | DUAL FUEL | 26 to 30 years old | HEV-E-OIL DEG 54-S | #6 | 103088 | 72161 | 15463 | 10824 |  |  | Churches, Synagogues, etc. | 14 | 49600 | 1 | 5 | 62 | 62 | 1924
2057320941 | 2728 HENRY HUDSON PARKWAY Bronx, NY 10463 (40.88164417566936, -73.91659356119892) | Con Edison | HENRY HUDSON GARDENS LLC | HENRY HUDSON GARDENSL | 98 CUTTERMILL RD GREAT NECK, NY 11021 (40.7836584067361, -73.73280677517435) | CA357667R | 7/5/05 | FEDERAL FST-250 | 1 | 9.1 | 1967 | 2010 |  | 41 - 45 years old | IRON FIREMAN AO-6-9.8 | #6 | 102235 | 71564 | 15335 | 10735 | Yes | 2022 | Loft Buildings | 11 | 158408 | 1 | 7 | 121 | 121 | 1928
2040870033 | 1541 WILLIAMSBRIDGE ROAD Bronx, NY 10461 (40.84582958249954, -73.84776011792734) | Con Edison | 1541 WILLIAMSBRIDGE REALTY LLC. | 1541 WILLIAMSBRIDGERE | 280 CENTRAL PK AVENUE HARTSDALE, NY 10530 (41.009522361399405, -73.80850888986508) | CA054283J | 7/5/05 | ROCKMILLS MP175 | 1 | 7.35 | 1983 | 2018 |  | 26 to 30 years old | I.C.I. DE-84P | #6 | 102200 | 71540 | 15330 | 10731 | Yes | 2017 | Elevator Apartments | 13 | 107340 | 1 | 6 | 125 | 125 | 1928
2032480033 | 2745 RESERVOIR AVENUE Bronx, NY 10468 (40.86958796731648, -73.89901257782519) | Con Edison | PATOBA REALTY CO. | PATOBA REALTY LLC. | 2745 RESERVOIR AVENUE BRONX, NY 10468 (40.86958796731648, -73.89901257782519) | CA310884P | 7/6/05 | ROCKMILLS MP 90 | 1 | 2.9 | 1984 | 2019 |  | 26 to 30 years old | I.C.I. DEG 42 P | #6 | 102200 | 71540 | 15330 | 10731 | Yes | 2018 | Loft Buildings | 14 | 58464 | 1 | 6 | 60 | 60 | 1939
2031730064 | 2377 CRESTON AVENUE Bronx, NY 10468 (40.85976866568974, -73.89977148889412) | Con Edison | JOEL GENDELS | SECOND BRONX LLC | 570 LEXINGTON AVE NEW YORK, NY 10022 (40.757146826659095, -73.97190561192389) | CA058782M | 7/4/05 | FEDERAL BOILER MODEL FST-125-SP | 1 | 4.8 | 1982 | 2017 | DUAL FUEL | 26 to 30 years old | INDUSTRIAL COMBUSTION MODEL MEG-54-P | #6 | 100224 | 70157 | 15034 | 10524 |  |  | Elevator Apartments | 14 | 45966 | 1 | 5 | 53 | 59 | 1924
2031970005 | 2284 GRAND AVENUE Bronx, NY 10468 (40.859478523603926, -73.90537211957134) | Con Edison | M.P.REALTY LLC. | MP REALTY LLC | 271 205th STREET BRONX, NY 10467 (40.874018033085896, -73.87886184865414) | CA058882J | 7/4/05 | FEDERAL MODEL FST-125-SP | 1 | 4.81 | 1982 | 2017 | DUAL FUEL | 26 to 30 years old | INDUSTRIAL COMBUSTION MODEL MEG-54-P | #6 | 100224 | 70157 | 15034 | 10524 |  |  | Elevator Apartments | 14 | 46285 | 1 | 5 | 51 | 51 | 1924
2028720331 | 1515 MACOMBS ROAD Bronx, NY 10452 (40.84364320595155, -73.91757206674637) | Con Edison | 1515 MACOMBS RD CORP. | 1515 MACOMBS RD CORP | 5676 RIVERDALE AVE BRONX, NY 10471 (40.90603192863733, -73.90429477417916) | CA191389Z | 7/6/05 | ROCKMILLS MP175 | 1 | 7.35 | 1989 | 2024 | DUAL FUEL | 21 to 26 years old | ICI DEG84P | #4 | 100000 | 70000 | 14500 | 10150 | Yes | 2022 | Elevator Apartments | 16 | 111875 | 1 | 7 | 109 | 109 | 1931
2032740021 | 2985 BOTANICAL SQUARE Bronx, NY 10458 (40.86775002531556, -73.88159570412789) | Con Edison | BOTANICAL REALTY ASSOCIATES | 2985 BOTANICAL SQ LLC | 1920 NEW YORK, NY 10116 (40.8110019996426, -73.95309800037239) | CA080181H | 7/4/05 | ROCKMILLS MP-175 | 1 | 7.2 | 1981 | 2016 |  | 26 to 30 years old | I.C.I. DEG-84 (P) | #6 | 100000 | 70000 | 15000 | 10500 | Yes | 2014 | Elevator Apartments | 11 | 88500 | 1 | 6 | 91 | 93 | 1927
2057160362 | 2400 JOHNSON AVENUE Bronx, NY 10463 (40.876735383105775, -73.91892853625143) | Con Edison | GOODMAN MANAGEMENT CO. | WATER WAY DEVELOPMENT | 2736 INDEPENDENCE AVENUE BRONX, NY 10463 (40.882258954549314, -73.91765023386792) | CA056980Y | 7/7/05 | FEDERAL FLW 4250 | 1 | 14.7 | 1980 | 2015 |  | 26 to 30 years old | ICI DEG 145 | #6 | 100000 | 70000 | 15000 | 10500 | Yes | 2016 | Walk-Up Apartments | 11 | 142000 | 1 | 13 | 130 | 130 | 1969 |  | YES
2024720011 | 1075 GRAND Bronx, NY 10452 (40.83772426336412, -73.9233322114124) | Con Edison | 1075 CONCOURSE TENANTS | PEREZ, ANDRI | 939 8 AVE NY, NY 10019 (40.76588341073574, -73.98348863305) | CA301891Z | 7/6/05 | ROCKMILLS MP 200 (EXG) | 1 | 8.19 | 1991 | 2026 |  | 16 to 20 years old | ICI DEG 84 (P) (NEW) | #6 | 99912 | 69938 | 14987 | 10491 | Yes | 2022 | Condominiums | 16 | 118218 | 1 | 6 | 108 | 109 | 1928 |  | YES
2059200687 | 699 239 STREET Bronx, NY 10463 (40.88995205117432, -73.91519737328801) | Con Edison | HUDSON TOWERS ASSOC. | HUDSON TOWER ASSOCIAT | 6485 BROADWAY RIVERDALE, NY 10471 (40.90524803393417, -73.89648534790513) | CA238281M | 7/7/05 | ROCKMILLS MP-250 | 1 | 9.94 | 1981 | 2016 |  | 26 to 30 years old | ICI DEG 105P | #6 | 99400 | 69580 | 14910 | 10437 | Yes | 2020 | Walk-Up Apartments | 11 | 160000 | 1 | 6 | 132 | 132 | 1962
2025120069 | 1035 WOODYCREST AVENUE Bronx, NY 10452 (40.83338583411541, -73.92747264725206) | Con Edison | NELSON REALTY CO. | WOODYCREST AVENUE ASS |  | CA223992R | 7/5/05 | ROCKMILLS MP-250 (EXG) | 1 | 10.36 | 1992 | 2027 |  | 16 to 20 years old | ICI DEG 105 (NEW) | #6 | 99280 | 69496 | 14892 | 10424 | Yes | 2022 | Elevator Apartments | 17 | 72000 | 1 | 6 | 62 | 65 | 1929
2033117501 | 3130 GRAND Bronx, NY 10458 (40.86260132868841, -73.88479001504714) | Con Edison | 3130 GRAND CONCOURSE OWNERS CO |  |  | CA338495X | 7/6/05 | PACIFIC 7581 | 1 | 12.63 | 1995 | 2030 | DUAL FUEL | 11 to 15 years old | INDUSTRIAL COMB. DEG-145 (S) | #6 | 98769 | 69138 | 14815 | 10371 | Yes | 2021 | Walk-Up Apartments | 11 | 150135 | 1 | 7 | 110 | 133 | 1968 | YES
2038950001 | 1500 NOBLE AVENUE Bronx, NY 10460 (40.83659795948078, -73.87132561263411) | Con Edison | NOBLE MANSION ASSOC. % GRENADIER RLTY. | NOBLE MANSION OWNER L | 155 ELIMIRA LOOP BROOKLYN, NY 11239 (40.649723063146425, -73.88037616574464) | CB258402P | 7/5/05 | GIBRALTAR-GHF-386-6 (EXTG) | 2 | 13.3 | 2002 | 2037 | DUAL FUEL | 5 to 10 years old | IC-DEG-145S | #4 | 98769 | 69138 | 14322 | 10025 | Yes | 2015 | Educational Structures | 18 | 265625 | 1 | 17 | 238 | 238 | 1965
2041620002 | 1720 MAYFLOWER AVENUE Bronx, NY 10461 (40.845309172067154, -73.83449046071343) | Con Edison | DARWOOD MANAGEMENT INC | MAYFLOWER TERRACE INC | 7 PENN PLAZA NEW YORK, NY 10001 (40.74956954963903, -73.99160848411982) | CA080583K | 7/5/05 | ROCKMILLS MP 175 | 1 | 7 | 1983 | 2018 |  | 26 to 30 years old | ICI DEG 84P | #6 | 98600 | 69020 | 14790 | 10353 | Yes | 2022 | Elevator Apartments | 13 | 127000 | 1 | 12 | 120 | 120 | 1966 |  | YES
2059500475 | 5424 ARLINGTON AVENUE Bronx, NY 10471 (40.9025263453218, -73.90772487193264) | Con Edison | RIVERDALE PARK CENTURY MANAGEMENT ASSOC | RIVERDALE PARK CORP. | 7 PENN NEW YORK, NY 10001 (40.74956954963903, -73.99160848411982) | CA380785N | 7/4/05 | ROCKMILLS MP-250 SS | 1 | 1.8 | 1985 | 2020 |  | 21 to 26 years old | I.C.I. DEG 105 (P) | #6 | 98559 | 68991 | 14784 | 10349 | Yes | 2020 | Elevator Apartments | 11 | 139416 | 1 | 6 | 126 | 126 | 1939 |  | YES
2027430019 | 1058 SOUTHERN BOULEVARD Bronx, NY 10459 (40.82466386699198, -73.89190122470744) | Con Edison | 1058 SOUTHERN BLVD.REALTY CO. | 1058 SOUTHERN BLVD RE | 2416 NATIONAL DRIVE BROOKLYN, NY 11234 (40.6041158157624, -73.91012506824666) | CA297282Y | 7/5/05 | FEDERAL FST 125 | 1 | 5.3 | 1982 | 2017 |  | 26 to 30 years old | I.C.I. DEG-54P | #6 | 98551 | 68986 | 14783 | 10348 | Yes | 2013 | Factory & Industrial Buildings | 17 | 63608 | 1 | 6 | 55 | 59 | 1910
2057600100 | 3410 KINGSBRIDGE AVENUE Bronx, NY 10463 (40.88293017786967, -73.9035031941424) | Con Edison | 3410 KINGSBRIDGE, LLC | 3410 KINGSBRIDGE LLC | 1920 NY NY 10116 (40.8110019996426, -73.95309800037239) | CA586086H | 7/6/05 | ROCKMILLS MP 250 | 1 | 10.4 | 1986 | 2021 |  | 21 to 26 years old | I.C.I.DEG 105 P | #6 | 98550 | 68985 | 14782 | 10348 | Yes | 2020 | Elevator Apartments | 11 | 142500 | 1 | 5 | 117 | 117 | 1927
2024610035 | 909 SHERIDAN AVENUE Bronx, NY 10451 (40.82738357483754, -73.92063721055531) | Con Edison | 909 REALTY COMPANY | 909 REALTY COMPANY LL | 245 80 STREET MANHATTAN, NY 10075 (40.7745551807049, -73.95575543814978) | CA437084P | 7/4/05 | FED/EAST #FST-125 | 1 | 4.9 | 1984 | 2019 |  | 26 to 30 years old | IND COMB #DEG-54-P | #6 | 98550 | 68985 | 14782 | 10348 | Yes | 2021 | Loft Buildings | 17 | 77050 | 1 | 7 | 62 | 66 | 1938
2059500429 | 5552 NETHERLAND AVENUE Bronx, NY 10471 (40.90327846393891, -73.90653325679811) | Con Edison | AXELROD MGMT CO. INC.%RIVERDALE GARDEN | RIVERDALE GARDENS ASS | 720 WHITE PLAINS ROAD SCARSDALE, NY 10583 (40.97150694527735, -73.80529550121314) | CA152397R | 7/5/05 | ROCKMILLS MP-250 | 1 | 10.5 | 1997 | 2032 | DUAL FUEL | 11 to 15 years old | ST. JOHNSON FD 68 CAHM (SIZE 250) | #6 | 98550 | 68985 | 14782 | 10348 | Yes | 2020 | Walk-Up Apartments | 11 | 235467 | 6 | 6 | 270 | 270 | 1948
2028250017 | 1770 GRAND Bronx, NY 10457 (40.84579837129786, -73.89832418681175) | Con Edison | BRONX LEBANON HOSPITAL CENTER | 1770 BLHC SERVICES CO | 1650 SELWYN AVENUE N Y 10457 (40.84317219644427, -73.91039471761154) | CB390000J | 7/5/05 | FEDERAL/EASTMOND FST 250 | 2 | 10.5 | 2000 | 2035 | DUAL FUEL | 5 to 10 years old | HEVE (ICI) DEG 105 P | #6 | 98550 | 68985 | 14782 | 10348 | Yes | 2015 | Walk-Up Apartments | 14 | 134000 | 1 | 13 | 185 | 203 | 1960
2050000001 | 855 233 STREET Bronx, NY 10466 (40.891973288025575, -73.85280922274207) | Con Edison | BRONXWOOD TOWERS INC. | BRONXWOOD TOWER INC | 733 YONKERS AVENUE YONKERS, NY 10704 (40.92365098316586, -73.86577167165724) | CA256588X | 7/4/05 | FEDERAL FLR 2125 | 2 | 7.4 | 1988 | 2023 |  | 21 to 26 years old | HEVE MEG 845 | #6 | 98550 | 68985 | 14782 | 10348 | Yes | 2020 | Elevator Apartments | 12 | 120534 | 1 | 12 | 110 | 110 | 1964 |  | YES
2058451825 | 5500 FIELDSTON ROAD Bronx, NY 10471 (40.90281361049104, -73.90132668470125) | Con Edison | FIELDSTON DALE MUTUAL HOUSING CO. | FIELDSTONDALE MUTUAL | 209 GARTH RD SCARSDALE, NY 10583 (40.98302825396644, -73.81227485020388) | CA477687K | 7/7/05 | FEDERAL FST 250 | 1 | 10.8 | 1987 | 2022 |  | 21 to 26 years old | HEV-E-OIL DEG-105-S | #6 | 98550 | 68985 | 14782 | 10348 | Yes | 2015 | Elevator Apartments | 11 | 263206 | 2 | 9 | 180 | 180 | 1960 |  | YES
2041610001 | 1730 40 MULFORD AVENUE Bronx, NY 10462 (40.84225833665295, -73.85799663293824) | Con Edison | HAZEL TOWERS CO. LP % NELSON MGT. GRP. LTD. | HAZEL TOWERS COMPANY, | 118 35 QUEENS BLVD FOREST HILLS, NY 11375 (40.720707263029794, -73.84628429608335) | CB126007R | 7/7/05 | ROCKMILLS MP - 250 SS (NEW) | 2 | 0 | 2007 | 2042 | DUAL FUEL | Fewer than 5 years old | HEVE (I.C.) DEG - 105P (NEW) | #6 | 98550 | 68985 | 14782 | 10348 | Yes | 2021 | Walk-Up Apartments | 13 | 326000 | 1 | 18 | 285 | 285 | 1968
2057130107 | 290 232 STREET Bronx, NY 10463 (40.88173654826802, -73.90689097515074) | Con Edison | METRO MGMT. | CORLEAR GARDENS HOUSI | 42 25 21 STREET QUEENS, NY 11101 (40.74570244980828, -73.93866902925225) | CA360594M | 7/5/05 | GIBRALTER GHF 225 8 | 1 | 10.22 | 1994 | 2029 |  | 16 to 20 years old | S.T. JOHNSON FD 68 CAHM (SIZE 200) | #6 | 98550 | 68985 | 14782 | 10348 | Yes | 2013 | Hotels | 11 | 122000 | 1 | 20 | 117 | 117 | 1966 |  | YES
2028430085 | 1425 WYTHE PLACE Bronx, NY 10452 (40.83980519914122, -73.91471815613998) | Con Edison | NORWAX ASSOCIATES INC. | WYTHE PLACE PROPERTIE | 1046 MCLEAN AVENUE YONKERS, NY 10704 (40.901480913451834, -73.8626385728918) | CA025487Z | 7/6/05 | FEDERAL FST 125 | 1 | 5.25 | 1987 | 2022 |  | 21 to 26 years old | I.C.I. MMG-54P | #4 | 98550 | 68985 | 14290 | 10003 | Yes | 2013 | Elevator Apartments | 14 | 55210 | 1 | 5 | 74 | 75 | 1924
2047200001 | 1410 HICKS STREET Bronx, NY 10469 (40.87832890493721, -73.84998953656465) | Con Edison | OWNER/SUPERINTENDENT | EASTCHESTER HEIGHTS L | 1230 PENNSYLVIA BROOKLYN, NY 11239 (40.650468611487966, -73.88474281984874) | CA356889H | 7/6/05 | ROCKMILLS MP125 SL | 2 | 5.25 | 1989 | 2024 |  | 21 to 26 years old | HEVE DEG54P | #6 | 98550 | 68985 | 14782 | 10348 | Yes | 2020 | Office Buildings | 12 | 148800 | 1 | 4 | 158 | 158 | 1935
2025110022 | 939 WOODYCREST AVENUE Bronx, NY 10452 (40.83108338562714, -73.92924400322187) | Con Edison | ROCKAWAY ONE COMPANY | NOONAN TOWERS COMPANY | 524 NORTH AVENUE NEW ROCHELLE, NY 10801 (40.92001821333747, -73.78689683744506) | CA342087Z | 7/6/05 | FEDERAL FST 300 | 1 | 11.4 | 1987 | 2022 |  | 21 to 26 years old | HEVE DEG 145 P | #6 | 98550 | 68985 | 14782 | 10348 | Yes | 2021 | Elevator Apartments | 17 | 196432 | 3 | 8 | 167 | 169 | 1928
2037170001 | 1591 BRUCKNER BOULEVARD Bronx, NY 10472 (40.824335846962, -73.87445134484888) | Con Edison | TOWER GARDENS INC. | TOWER GARDENS INC | 1591 BRUCKER BOULEVARD BRONX, NY 10464 (40.875709096797436, -73.81229725041771) | CA126982Z | 7/5/05 | FITZGIBBONS DM-364 | 2 | 17.71 | 1982 | 2017 |  | 26 to 30 years old | IRON FIREMAN AGO-6-15RK | #6 | 98550 | 68985 | 14782 | 10348 | Yes | 2017 | Elevator Apartments | 18 | 117922 | 1 | 14 | 105 | 105 | 1960 |  | YES
2024610007 | 930 GRAND Bronx, NY 10451 (40.82731701395743, -73.91855096199049) | Con Edison | WEMBLY MANAGEMENT CO.INC. | BLDG GRAND CONCOURSE | 417 FIFTH AVE MANAHTTAN, NY 10016 (40.7508150795849, -73.98282286232246) | CA173683K | 7/5/05 | FEDERAL FST-250 | 1 | 10.5 | 1983 | 2018 |  | 26 to 30 years old | INDUSTRIAL COMBUSTION DEG-105(P) | #6 | 98112 | 68678 | 14717 | 10302 | Yes | 2021 | Elevator Apartments | 17 | 135870 | 1 | 11 | 108 | 115 | 1948
2024650025 | 1240 WALTON AVENUE Bronx, NY 10452 (40.83587871517799, -73.91880126562477) | Con Edison | SHEVA REALTY ASSOC. | 1240 SHEVA REALTY ASS | 1601 BRONXDALE AVENUE BRONX, NY 10462 (40.84351657306597, -73.85691921749257) | CA168088J | 7/4/05 | BEST 4C-225 | 1 | 8.8 | 1988 | 2023 |  | 21 to 26 years old | ICI DEG 105 P | #4 | 96579 | 67605 | 14004 | 9803 | Yes | 2015 | Elevator Apartments | 16 | 171044 | 1 | 6 | 162 | 163 | 1928
2059200670 | 3801 HUDSON MANOR TERRACE Bronx, NY 10463 (40.888545076653735, -73.91567337807614) | Con Edison | CORNELL APTS CO/I. NEUMAN | CORNELL APTS LLC | 122 42 STREET MANHATTAN, NY 10017 (40.75140724614348, -73.97603237547678) | CA188080N | 7/4/05 | FEDERAL-FLW 2429-BOILER #1 | 1 | 8.55 | 1980 | 2015 |  | 26 to 30 years old | INDUSTRIAL COMBUSTION DEG-84(S) | #6 | 96219 | 67353 | 14433 | 10103 | Yes | 2020 | Elevator Apartments | 11 | 152400 | 1 | 6 | 135 | 135 | 1960
2024610058 | 960 GRAND Bronx, NY 10451 (40.82069640711353, -73.92384136798472) | Con Edison | FINKELSTEIN MORGAN REAL ESTATE | 960 INC | 2855 GRAND BRONX, NY 10468 (40.86785065240455, -73.89951166617763) | CA006580J | 7/7/05 | SPENCER BUNNHAM 3-200-50 | 1 | 8.2 | 1980 | 2015 |  | 26 to 30 years old | INDUSTRIAL COMBUSTION DEG-84-P | #6 | 96086 | 67260 | 14413 | 10089 | Yes | 2021 | Elevator Apartments | 17 | 96126 | 1 | 6 | 81 | 82 | 1927
2033560122 | 3524 HULL AVENUE Bronx, NY 10467 (40.87919012073808, -73.87334184457434) | Con Edison | KSM HOLDING LTD. | OLLIE ASSOCIATES LLC | 1168 FLUSHING N Y 11354 (40.76862022064671, -73.82719028070687) | CA418386R | 7/6/05 | FEDERAL FST -125 | 1 | 5.3 | 1986 | 2021 |  | 21 to 26 years old | IND. COMB. DEG -54 P | #6 | 95812 | 67069 | 14372 | 10060 | Yes | 2016 | Elevator Apartments | 11 | 53010 | 1 | 6 | 66 | 66 | 1928
2032480169 | 2723 WEBB AVENUE Bronx, NY 10468 (40.86987171473718, -73.9018280126028) | Con Edison | MILBANK 2423 WEBB LLC | MILBANK 2723 WEBB LLC | 1969 JAF STATION NEWYORK, NY 10116 (40.8110019996426, -73.95309800037239) | CA265982Z | 7/5/05 | ROCKMILLS MP-100 | 1 | 4.9 | 1982 | 2017 | DUAL FUEL | 26 to 30 years old | ICI DEG 42P | #6 | 95773 | 67041 | 14366 | 10056 | Yes | 2018 | Elevator Apartments | 14 | 51500 | 1 | 5 | 57 | 57 | 1925
2058451863 | 5425 VALLES AVENUE Bronx, NY 10471 (40.901688988553325, -73.89973748495859) | Con Edison | GOODMAN MANAGEMENT CO. | FERNANDEZ, SALVADOR M | 2736 INDEPENDENCE AVENUE MANHATTAN, NY 10463 (40.882258954549314, -73.91765023386792) | CA331690J | 7/7/05 | ROCKMILLS MP175 | 1 | 7.35 | 1990 | 2025 |  | 16 to 20 years old | S.T.JOHNSON FD68CAHM-200 | #6 | 95000 | 66500 | 14250 | 9975 | Yes | 2015 | Walk-Up Apartments | 11 | 110000 | 1 | 8 | 108 | 108 | 1965 |  | YES
2059080210 | 3935 BLACKSTONE AVENUE Bronx, NY 10471 (40.89007411865028, -73.91145672342246) | Con Edison | WOODLANDS OWNERS INC. | WOODLANDS OWNERS INC | 3935 BLACKSTONE AVE RIVERDALE, NY 10471 (40.89007411865028, -73.91145672342246) | CA214082N | 7/5/05 | FEDERAL # FLW 2429 | 2 | 8.4 | 1982 | 2017 |  | 26 to 30 years old | ST JOHNSON #FD 68 SIZE 200 | #6 | 95000 | 66500 | 14250 | 9975 | Yes | 2018 | Elevator Apartments | 11 | 180000 | 2 | 12 | 123 | 123 | 1960 |  | YES
2057370061 | 640 231 STREET Bronx, NY 10463 (40.88325976808199, -73.91465765694923) | Con Edison | GOODMAN MANAGEMENT CO INC. | MALOFF, AARON N | 2736 INDEPENDENCE AVE RIVERDALE, NY 10463 (40.882258954549314, -73.91765023386792) | CA225886M | 7/5/05 | FEDERAL #FST-125 | 1 | 4.8 | 1986 | 2021 |  | 21 to 26 years old | IND COMB#DEG-54-P | #6 | 94900 | 66430 | 14235 | 9964 | Yes | 2017 | Elevator Apartments | 11 | 72800 | 1 | 7 | 61 | 61 | 1953 |  | YES
2033190107 | 2877 GRAND Bronx, NY 10468 (40.86785065240455, -73.89951166617763) | Con Edison | SEYMOUR MOSLIN ASSOC. | PAUL MASLIN & CO LLC | 501 WASHINGTON BRIDGE STATION MANHATTAN, NY 10033 (40.85621992920642, -73.94585900019268) | CA098380X | 7/5/05 | ROCKMILLS MP-100 | 1 | 4.29 | 1980 | 2015 | DUAL FUEL | 26 to 30 years old | ICI MEG-42P | #6 | 94465 | 66125 | 14170 | 9919 | Yes | 2019 | Walk-Up Apartments | 15 | 75560 | 1 | 6 | 61 | 61 | 1926
2037780010 | 1230 MORRISON AVENUE Bronx, NY 10472 (40.8302449002366, -73.87474353347159) | Con Edison | 1240 MORRISON ASSOCIATES | STELLAR MORRISON LLC | 495 BROADWAY MANHATTAN, NY 10012 (40.72203246858709, -73.99963146347596) | CA352768N | 7/6/05 | FEDERAL FLW 2429 | 2 | 11.9 | 1968 | 2010 |  | 41 - 45 years old | RAY BRC 7-85 | #6 | 94024 | 65817 | 14104 | 9873 | Yes | 2018 | Elevator Apartments | 18 | 147727 | 1 | 12 | 154 | 154 | 1968
2033100081 | 2955 GRAND Bronx, NY 10468 (40.869693003729196, -73.89892699248668) | Con Edison | BARONSGATE TOWERS LLC | BARONSGATE TOWERS LLC | 115 VERMILYIA AVE NEW YORK, NY 10034 (40.86637365428976, -73.92166024353565) | CA363884Y | 7/6/05 | FEDERAL FST-150 | 1 | 5.02 | 1984 | 2019 |  | 26 to 30 years old | IND. COMB. DEG-63-P | #6 | 93440 | 65408 | 14016 | 9811 | Yes | 2020 | Elevator Apartments | 11 | 67500 | 1 | 5 | 76 | 78 | 1924
2028800047 | 1535 UNDERCLIFF AVENUE Bronx, NY 10453 (40.84662329179731, -73.92372575721323) | Con Edison | 1535 UNDERCLIFF CORP/RESIDENTIAL MGMT INC. | 1535 UNDERCLIFF CORP | 1651 CONEY ISLAND AVE BROOKLYN, NY 11230 (40.617134059024586, -73.96362996399334) | CA083797J | 7/4/05 | ROCKMILLS MP-300 | 1 | 11.93 | 1997 | 2032 | DUAL FUEL | 11 to 15 years old | INDUSTRIAL COMB. DEG-145 (P) | #6 | 93294 | 65306 | 13994 | 9796 | Yes | 2020 | Loft Buildings | 16 | 171000 | 1 | 6 | 146 | 146 | 1930
2043420010 | 2300 OLINVILLE AVENUE Bronx, NY 10467 (40.85968677826939, -73.86852602310702) | Con Edison | NHP MAN.CO.INC. | OLINVILLE REALTY . | 1920 NEW YORK, NY 10116 (40.8110019996426, -73.95309800037239) | CA154897M | 7/5/05 | FEDERAL FST-350 | 1 | 11.93 | 1997 | 2032 | DUAL FUEL | 11 to 15 years old | INDUSTRIAL COMB. DEG-145S | #6 | 93294 | 65306 | 13994 | 9796 | Yes | 2022 | Elevator Apartments | 13 | 255000 | 2 | 19 | 256 | 256 | 1965 |  | YES
2028270046 | 1895 MORRIS AVENUE Bronx, NY 10453 (40.84952557094835, -73.90810468411034) | Con Edison | MORY ASSOCIATES LTD | 1895 LLC | 5600A BROADWAY BRONX, NY 10462 (40.87943056565291, -73.90428356958549) | CA350485Y | 7/4/05 | FEDERAL FST-100 | 1 | 3.6 | 1985 | 2020 |  | 21 to 26 years old | ICI MEG-42-P | #6 | 93075 | 65152 | 13961 | 9773 | Yes | 2017 | Elevator Apartments | 14 | 52800 | 1 | 6 | 55 | 55 | 1936
2028610057 | 1726 DAVIDSON AVENUE Bronx, NY 10453 (40.84771438242121, -73.91344759540539) | Con Edison | DBL REALTY COMPANY | 1726 DAVIDSON LLC | 665 NEW CITY, NY 10956 (41.1563586544284, -73.99306193316164) | CA215486Y | 7/6/05 | FEDERAL FST-125 | 1 | 5.04 | 1986 | 2021 |  | 21 to 26 years old | HEV-E MMG-54P | #4 | 91980 | 64386 | 13337 | 9336 | Yes | 2021 | Elevator Apartments | 16 | 66000 | 1 | 6 | 72 | 72 | 1927
2031980055 | 2344 DAVIDSON AVENUE Bronx, NY 10468 (40.859966535375726, -73.90405746956878) | Con Edison | 2344 OWNERS LLC | 2344 OWNERS LLC | 189012 KENSINGTON STATION BROOKLYN, NY 11218-9012 (40.64322700851966, -73.9764486221062) | CA063282M | 7/4/05 | ROCKMILLS MP 100 | 1 | 4.2 | 1982 | 2017 |  | 26 to 30 years old | ICI DEG 42 P | #6 | 91980 | 64386 | 13797 | 9658 | Yes | 2018 | Office Buildings | 14 | 63000 | 2 | 6 | 59 | 59 | 1936
2032130051 | 2460 DR M L KING JR BOULEVARD Bronx, NY 10468 (40.869693003729196, -73.89892699248668) | Con Edison | EKREM REALTY CORP | EKREM REALTY CORP | 2460 DR M L KING JR BOULEVARD BRONX, NY 10468 (40.869693003729196, -73.89892699248668) | CA208380K | 7/7/05 | FEDERAL FST-125 | 1 | 5.32 | 1980 | 2015 |  | 26 to 30 years old | ICI MEG-54-P | #6 | 91250 | 63875 | 13688 | 9581 | Yes | 2013 | Loft Buildings | 14 | 57620 | 1 | 5 | 57 | 57 | 1920
2043410001 | 665 THWAITES PLACE Bronx, NY 10467 (40.85889999364674, -73.86892283319438) | Con Edison | THWAITES TERRACE HOUSE OWNERS | JAMES ARROYO | 45 KNOLLWOOD RD ELMSFORD, NY 10523 (41.05901442847757, -73.80525667330616) | CA041780H | 7/6/05 | FEDERAL FLW 1822 | 1 | 3.1 | 1980 | 2015 |  | 26 to 30 years old | ICI DEG84P | #6 | 91200 | 63840 | 13680 | 9576 | Yes | 2021 | Walk-Up Apartments | 13 | 125891 | 1 | 6 | 135 | 135 | 1962 |  | YES
2031520060 | 2426 2432 Bronx, NY 10458 (40.86260132868841, -73.88479001504714) | Con Edison | POE AFFILIATES | SCHUR, LAWRENCE H | 2432 GRAND BRONX, NY 10458 (40.86253386765235, -73.90340966529654) | CA409189N | 7/6/05 | FEDERAL FST 250 | 1 | 10.36 | 1989 | 2024 |  | 21 to 26 years old | ICI DEG 105 P | #6 | 91159 | 63811 | 13674 | 9572 | Yes | 2022 | Walk-Up Apartments | 15 | 164625 | 1 | 5 | 0 | 27 | 1917
2031740018 | 2494 MORRIS AVENUE Bronx, NY 10468 (40.86318069748825, -73.89922671462779) | Con Edison | ROBERT E HILL INC. | 2494 MORRIS AVENUE LL | 805 3 AVENUE MANHATTAN, NY 10022 (40.755592969327324, -73.9708898396616) | CA080481J | 7/6/05 | FEDERAL #FST-80 | 1 | 3.2 | 1981 | 2016 | DUAL FUEL | 26 to 30 years old | INDUSTRIAL COMBUSTION MMG-34P | #4 | 90674 | 63472 | 13148 | 9203 |  |  | Walk-Up Apartments | 14 | 25420 | 1 | 5 | 31 | 31 | 1916
2039800007 | 2500 TRATMAN AVENUE Bronx, NY 10461 (40.83917701573589, -73.84548440854377) | Con Edison | FIEBER MANAGEMENT CO. | FIEBER REALTY, | 105 COURT STREET BROOKLYN, NY 11201 (40.69083358302672, -73.9917782688907) | CA242886R | 7/6/05 | ROCKMILLS MP-125 | 1 | 5 | 1986 | 2021 |  | 21 to 26 years old | I.C.I. MEG 54 P | #6 | 90447 | 63313 | 13567 | 9497 | Yes | 2020 | Walk-Up Apartments | 13 | 62805 | 1 | 5 | 72 | 82 | 1927
2059530545 | 5601 RIVERDALE AVENUE Bronx, NY 10471 (40.904195036682665, -73.90503211619416) | Con Edison | 5601 RIVERDALE OWNERS CORP. | 5601 RIVERDALE OWNERS | 7 PENN PLAZA MANHATTAN, NY 10001 (40.74956954963903, -73.99160848411982) | CA299083K | 7/6/05 | FEDERAL FST-200 | 1 | 8.2 | 1983 | 2018 |  | 26 to 30 years old | I.C.I. DEG-84(P) | #6 | 90338 | 63237 | 13551 | 9485 | Yes | 2013 | Walk-Up Apartments | 11 | 150700 | 1 | 7 | 115 | 116 | 1954 |  | YES
2024730055 | 695 WALTON AVENUE Bronx, NY 10451 (40.82301598420857, -73.92662878182342) | Con Edison | 711 REALTY CORP | 711WALTON LLC | 711 WALTON AVE BRONX, NY 10468 (40.85846442756822, -73.90277346353027) | CA292692Y | 7/5/05 | ROCKMILLS MP 200 | 1 | 8.2 | 1992 | 2027 |  | 16 to 20 years old | HEVE DEG-84 P ( I.C.I. ) | #6 | 90338 | 63236 | 13551 | 9485 | Yes | 2013 | Elevator Apartments | 17 | 108600 | 1 | 6 | 94 | 94 | 1937
2028350026 | 1505 GRAND Bronx, NY 10452 (40.83772426336412, -73.9233322114124) | Con Edison | NORMANDY MANAGEMENT AAF | 1505 G.C. LLC | 5600 BROADWAY N Y 10463 (40.87943056565291, -73.90428356958549) | CB282801Y | 7/6/05 | BEST 5D-200 | 1 | 8.4 | 2001 | 2036 | DUAL FUEL | 5 to 10 years old | HEVE (ICI) DEG 84 P | #4 | 90338 | 63236 | 13099 | 9169 | Yes | 2015 | Elevator Apartments | 14 | 99000 | 1 | 8 | 88 | 88 | 1940
2037940013 | 1966 NEWBOLD AVENUE Bronx, NY 10472 (40.83226497409279, -73.85937937998489) | Con Edison | N.Y.C. DEPARTMENT OF H.P.D. | CITY OF NY | 100 GOLD STREET MANHATTAN, NY 10031 (40.82495420507257, -73.9501244360938) | CA182690N | #N/A | FEDERAL FLT 2125 | 1 | 8.55 | 1990 | 2025 |  | 16 to 20 years old | ICI DEG 84S | #4 | 90000 | 63000 | 13050 | 9135 | Yes | 2014 | Office Buildings | 18 | 144460 | 1 | 14 | 139 | 139 | 1967 |  | YES
2057890024 | 3240 HENRY HUDSON PARKWAY Bronx, NY 10463 (40.885283099652895, -73.91340485135281) | Con Edison | RIVERDALE ESTATES. | 3240 HENRY HUDSON PA | 315 CENTRAL AVENUE LAWRENCE, NY 11550 (40.70276798975095, -73.6197058568398) | CA322872X | 7/4/05 | ROCKMILLS MP175 | 2 | 7 | 1972 | 2010 |  | 36 - 40 year old | IRON FIREMAN A06-6.3 | #6 | 90000 | 63000 | 13500 | 9450 | Yes | 2019 | Elevator Apartments | 11 | 163197 | 1 | 6 | 108 | 108 | 1938
2032520260 | 3951 GOUVERNEUR AVENUE Bronx, NY 10463 (40.88284954124109, -73.89243443729033) | Con Edison | L & L PROPERTIES INC. | L & L PROPERTIES INC | 3951 GOUVERNEUR AVE BRONX, NY 10463 (40.88284954124109, -73.89243443729033) | CA671086Y | 7/6/05 | FEDERAL FST 200 | 1 | 8.2 | 1986 | 2021 |  | 21 to 26 years old | ICI DEG 84 P | #4 | 89681 | 62777 | 13004 | 9103 | Yes | 2022 | Walk-Up Apartments | 11 | 106100 | 1 | 6 | 86 | 86 | 1928
2025230061 | 976 UNIVERSITY AVENUE Bronx, NY 10452 (40.83328931867127, -73.93100183142614) | Con Edison | THE H.W. WILSON COMPANY | H W WILSON COMPANY IN | 950 UNIVERSITY AVENUE BRONX, NY 10452 (40.83285916974247, -73.9312435130408) | CB037505Z | 7/6/05 | FEDERAL ESP 200 (NEW) | 1 | 6.6 | 2005 | 2040 | DUAL FUEL | 5 to 10 years old | INDUSTRIAL COMBUSTION DEG 84 | #4 | 89681 | 62777 | 13004 | 9103 | Yes | 2013 | Walk-Up Apartments | 17 | 141170 | 5 | 8 | 0 | 1 | 1929
2057850268 | 3299 CAMBRIDGE AVENUE Bronx, NY 10463 (40.88383170983165, -73.90868506272068) | Con Edison | 3299 CAMBRIDGE APTS. CORP. | 3299 CAMBRIDGE APT CO | 3646 NOSTRAND AVE BROOKLYN, NY 11229 (40.59506545751768, -73.9408994863955) | CA484987H | 7/5/05 | NATIONAL RADIATOR CO. CA-6630 (EXG) | 1 | 8.19 | 1987 | 2022 |  | 21 to 26 years old | INDUSTRIAL COMBUSTION DEG 84 S (NEW) | #6 | 89681 | 62777 | 13452 | 9417 | Yes | 2015 | Elevator Apartments | 11 | 111675 | 1 | 6 | 84 | 84 | 1954 |  | YES
2057420120 | 3103 FAIRFIELD AVENUE Bronx, NY 10463 (40.88325653534675, -73.91432731399054) | Con Edison | FAIRFIELD VIEWS INC. | FAIRFIELD VIEWS INC | 2736 INDEPENDENCE AVENUE BRONX, NY 10463 (40.882258954549314, -73.91765023386792) | CA388784H | 7/7/05 | FEDERAL FST-200 | 1 | 8.2 | 1984 | 2019 |  | 26 to 30 years old | INDUST COMB DEG-84(P) | #6 | 89681 | 62777 | 13452 | 9417 | Yes | 2022 | Elevator Apartments | 11 | 108700 | 1 | 10 | 108 | 108 | 1949 |  | YES
2024580072 | 760 GRAND Bronx, NY 10451 (40.820358710462536, -73.926258362403) | Con Edison | M & N MANAGEMENT CORP. | 760 GRAND CONCOURSECO | 5056 BROADWAY NY, NY 10034 (40.86972812545906, -73.91606646051338) | CA122484H | 7/6/05 | FEDERAL FST-200 | 1 | 8.2 | 1984 | 2019 |  | 26 to 30 years old | IND COMB DEG-84(P) | #6 | 89681 | 62777 | 13452 | 9417 | Yes | 2018 | Elevator Apartments | 17 | 126760 | 1 | 6 | 91 | 96 | 1927
2057980086 | 3640 JOHNSON AVENUE Bronx, NY 10463 (40.887904997599065, -73.90934838068124) | Con Edison | WOODS MANAGEMENT CO. | ELMWOOD ESTATES | 505 CHESTNUT ST CEDARHURST, NY 11516 (40.62281026909443, -73.72490656996541) | CA127588P | 7/4/05 | FEDERAL FST 200 | 1 | 8.4 | 1988 | 2023 |  | 21 to 26 years old | ICI DEG 84 P | #6 | 89681 | 62777 | 13452 | 9417 | Yes | 2018 | Elevator Apartments | 11 | 120650 | 1 | 6 | 84 | 84 | 1954
2032630098 | 3873 ORLOFF AVENUE Bronx, NY 10463 (40.88432228054507, -73.89598372509668) | Con Edison | 3873 ORLOFF AVE L.P. | 3873 ORLOF AVENUE LLC |  | CA375594Y | 7/5/05 | FEDERAL FST-200 SP | 1 | 6.2 | 1994 | 2029 |  | 16 to 20 years old | INDUSTRIAL COMB. DEG-84 (P) | #4 | 89681 | 62776 | 13004 | 9103 | Yes | 2013 | Elevator Apartments | 11 | 93767 | 1 | 7 | 89 | 89 | 1964
2059040267 | 600 239 STREET Bronx, NY 10463 (40.88957945719757, -73.91117478584692) | Con Edison | BALLARD L.P. MGMT. | BALLARD MANAGEMENT L. | 6 REGENT DRIVE LAWRENCE, NY 11559 (40.61302564541563, -73.73468220042389) | CA177091P | 7/4/05 | FEDERAL FST-200 | 1 | 8.2 | 1991 | 2026 |  | 16 to 20 years old | IND. COMB. DEG-84 (P P | #6 | 89681 | 62776 | 13452 | 9416 | Yes | 2014 | Elevator Apartments | 11 | 98681 | 1 | 6 | 90 | 90 | 1956
2037970001 | 2015 BRUCKNER BOULEVARD Bronx, NY 10472 (40.82685665566267, -73.85569097815137) | Con Edison | SPARROW 1 LLC | SPARROW 1 LLC | 5676 RIVERDALE AVE BRONX, NY 10471 (40.90603192863733, -73.90429477417916) | CA355884Y | 7/7/05 | FEDERAL FLW 2429 | 2 | 8.2 | 1984 | 2019 |  | 26 to 30 years old | IND. COMD. DEG-84(S) | #6 | 89681 | 62776 | 13452 | 9416 | Yes | 2017 | Walk-Up Apartments | 18 | 112507 | 1 | 10 | 118 | 118 | 1964
2032250048 | 123 183 STREET Bronx, NY 10453 (40.857860086356894, -73.90114749218057) | Con Edison | UNIVERSITY HSG. SNR. HSG. % METRO MGMT. CO. | SEDGWICK & NORTH HALL | 42 25 21 STREET LONG ISL CITY, NY 11101 (40.74570244980828, -73.93866902925225) | CB090008J | 7/7/05 | BEST 5B - 100 | 2 | 3.3 | 2008 | 2043 | DUAL FUEL | Fewer than 5 years old | ICI DEG - 42P | #4 | 89426 | 62598 | 12967 | 9077 | Yes | 2015 | Elevator Apartments | 14 | 94013 | 4 | 6 | 0 | 1 | 1950
2043410001 | 665 THWAITES PLACE Bronx, NY 10467 (40.85889999364674, -73.86892283319438) | Con Edison | THWAITES TERRACE HOUSE | JAMES ARROYO | 45 KNOLLWOOD RD ELMSFORD, NY 10532 (41.05901442847757, -73.80525667330616) | CA078883J | 7/5/05 | ROCKMILLS MP 200-SS | 1 | 7.2 | 1983 | 2018 |  | 26 to 30 years old | I.C.I. DEG 84P | #6 | 89280 | 62496 | 13392 | 9374 | Yes | 2021 | Educational Structures | 13 | 125891 | 1 | 6 | 135 | 135 | 1962 |  | YES
2031750010 | 55 190 STREET Bronx, NY 10468 (40.863027925179985, -73.89841960610934) | Con Edison | JRD MGMT CORP. | 55 EAST 190 ST OWNERS | 600 MAMARONECK AVENUE HARRISON, NY 10528 (40.97181109572365, -73.74294097398212) | CA104582M | 7/4/05 | ROCKMILLS BOILER MODEL MP-100 | 1 | 4.3 | 1982 | 2017 | DUAL FUEL | 26 to 30 years old | INDUSTRIAL COMBUSTION MODEL MEG-42-P | #6 | 88770 | 62139 | 13315 | 9321 | Yes | 2015 | Elevator Apartments | 14 | 55440 | 1 | 6 | 54 | 54 | 1942 |  | YES
2032630145 | 135 238 STREET Bronx, NY 10463 (40.88330531613917, -73.89773332523924) | Con Edison | BAILEY REALTY ASSOCIATES LLC | BAILEY REALTY ASSOCIA | 0809 BKLYN NY 10457 (40.84579837129786, -73.89832418681175) | CA346183R | 7/6/05 | FEDERAL FST-125 | 1 | 5.32 | 1983 | 2018 |  | 26 to 30 years old | IRON FIREMAN A06-6.3 | #6 | 87600 | 61320 | 13140 | 9198 | Yes | 2013 | Elevator Apartments | 11 | 69043 | 1 | 6 | 66 | 68 | 1928
2028790045 | 1841 DR M L KING JR BOULEVARD Bronx, NY 10453 (40.852786838341956, -73.91342678431863) | Con Edison | CONCOURSE REALTY ASSOC. | UNIVERSAL HEIGHTS 18 | 36 37th STREET NEW YORK, NY 10018 (40.75109855657405, -73.98497251439835) | CA071679K | 7/7/05 | ROCKMILLS MP-100 | 1 | 3.47 | 1979 | 2014 |  | 31 to 35 years old | I.C.I DEG-42 | #6 | 87600 | 61320 | 13140 | 9198 | Yes | 2019 | Elevator Apartments | 14 | 60000 | 1 | 5 | 64 | 64 | 1924
2024350025 | 1175 FINDLAY AVENUE Bronx, NY 10456 (40.831863084754644, -73.91293414135353) | Con Edison | DAUGHTER OF JACOB GERIATR | FINDLAY HOUSE INC | 1201 FINDLAY AVENUE BRONX, NY 10456 (40.83253178120051, -73.91254412474936) | CA031479J | 7/6/05 | FEDERAL FLW 3643 | 2 | 17.71 | 1979 | 2014 |  | 31 to 35 years old | RAY PAE0R-144-SIZE 300 | #6 | 87600 | 61320 | 13140 | 9198 | Yes | 2015 | Walk-Up Apartments | 16 | 235000 | 1 | 14 | 227 | 227 | 1971
2057790801 | 435 238 STREET Bronx, NY 10463 (40.88717838517138, -73.90432854894807) | Con Edison | MANHATTAN COLLEGE | MANHATTAN COLLEGE | 4513 MANHATTAN BRONX, NY 10471 (40.88913786325242, -73.90241575962071) | CA342369R | 7/4/05 | BURNHAM 60-98 | 2 | 4.2 | 1969 | 2010 |  | 41 - 45 years old | RAY AR 141 SIZE 5 | #6 | 87600 | 61320 | 13140 | 9198 | Yes | 2019 | Elevator Apartments | 11 | 92000 | 1 | 6 | 95 | 95 | 1961
2047770002 | 3155 GRACE AVENUE Bronx, NY 10469 (40.87442797684248, -73.83717207061659) | Con Edison | WORKMAN'S CIRCLE | CITY OF NEW YORK | 3155 GRACE AVENUE N Y 10469 (40.87442797684248, -73.83717207061659) | CB205201X | 7/5/05 | FEDERAL PLW-265 | 1 | 8.76 | 2001 | 2036 | DUAL FUEL | 5 to 10 years old | ST. JOHNSON FD68-CAHM-250 | #4 | 87600 | 61320 | 12702 | 8891 | Yes | 2017 | Elevator Apartments | 12 | 107473 | 1 | 4 | 0 | 1 | 1950
2033180098 | 2824 MORRIS AVENUE Bronx, NY 10468 (40.87080872761114, -73.89350954721462) | Con Edison | MORRIS AVE EQUITIES | MORRIS AVE. EQUITIESC | 825 233 STREET BRONX, NY 10466 (40.89221310483329, -73.85355883486339) | CA068577M | 7/5/05 | FEDERAL FST 150 | 1 | 6.3 | 1977 | 2012 |  | 31 to 35 years old | HEV-E-OIL ME63S | #6 | 87308 | 61116 | 13096 | 9167 | Yes | 2018 | Elevator Apartments | 15 | 87780 | 1 | 6 | 84 | 84 | 1939
2029830038 | 1685 HOE AVENUE Bronx, NY 10460 (40.836293189080614, -73.8873170246527) | Con Edison | M.B.D.III ASSOCIATES | MBD III ASSOCIATES | 955 163 STREET BRONX, NY 10459 (40.82102127608155, -73.89565834555971) | CA061583R | 7/7/05 | BURNHAM SPENCER 4F-450-50 | 1 | 3.7 | 1983 | 2018 | DUAL FUEL | 26 to 30 years old | INDUSTRIAL COMBUSTION MMG42 P | #4 | 87298 | 61109 | 12658 | 8861 |  |  | Loft Buildings | 15 | 43500 | 1 | 6 | 75 | 75 | 1926
2024240110 | 361 163 STREET Bronx, NY 10451 (40.8264269182968, -73.91484479109799) | Con Edison | MEL-COURT ASSOC. LLC. | EAST 163 LLC | 110519 BROOKLYN NY 11211 (40.711589765255496, -73.95817675075642) | CA343487M | 7/7/05 | FEDERAL FST 175 | 1 | 7.35 | 1987 | 2022 |  | 21 to 26 years old | ICI DE 84 P | #6 | 86231 | 60362 | 12935 | 9054 |  |  | Elevator Apartments | 17 | 42000 | 1 | 5 | 59 | 59 | 1929
2025100050 | 1175 ANDERSON AVENUE Bronx, NY 10452 (40.83644943326745, -73.9239973133903) | Con Edison | 1175-77-83 ANDERSON AVE.HDFC | 1175 77 85 ANDERSON A | 1177 ANDERSON AVE BRONX, NY 10452 (40.836513502873125, -73.92394881625822) | CA104482P | 7/4/05 | ROCKMILLS BOILER MODEL MP - 200 | 1 | 8.2 | 1982 | 2017 |  | 26 to 30 years old | INDUSTRIAL COMBUSTION MODEL DE-84-P | #6 | 86140 | 60298 | 12921 | 9045 | Yes | 2020 | Elevator Apartments | 16 | 106386 | 3 | 7 | 116 | 116 | 1929 |  | YES
2046590031 | 3511 BARNES AVENUE Bronx, NY 10467 (40.877176904430584, -73.86166386622067) | Con Edison | TILDEN TOWERS HOUSING OWNER CO | TILDEN TOWERS I | 45 KNOLLWOOD ROAD ELMSFORD, NY 10523 (41.05901442847757, -73.80525667330616) | CA117296Y | 7/6/05 | FEDERAL FLR-2125 | 2 | 7.8 | 1996 | 2031 | DUAL FUEL | 11 to 15 years old | INDUSTRIAL COMB. DEG-84 (S) | #6 | 85082 | 59557 | 12762 | 8934 | Yes | 2019 | Condominiums | 12 | 136070 | 1 | 16 | 126 | 126 | 1967 |  | YES
2045060001 | 2701 BARKER AVENUE Bronx, NY 10467 (40.86542881674831, -73.86916840756989) | Con Edison | FALLERTON ASSOCIATES | BRONX PARK EAST LLC | 165 BLYTHEBOURNE STATION BROOKLYN, NY 11219-0003 (40.63277295540763, -73.99667681118586) | CA075486M | 7/4/05 | FEDERAL FST-250 | 1 | 10.36 | 1986 | 2021 |  | 21 to 26 years old | I.C.I. DEG-105 (P) | #6 | 85000 | 59500 | 12750 | 8925 | Yes | 2016 | Elevator Apartments | 11 | 282920 | 4 | 5 | 358 | 368 | 1927
2028250017 | 1770 GRAND Bronx, NY 10457 (40.84579837129786, -73.89832418681175) | Con Edison | BRON LEBANON HOSPITAL CENTER | 1770 BLHC SERVICES CO | 111 15 QUEENS BLVD FORESTHILLS, NY 11375 (40.720707263029794, -73.84628429608335) | CA202497R | #N/A | FEDERAL FLW-3036 | 2 | 10.8 | 1997 | 2032 | DUAL FUEL | 11 to 15 years old | ICI DEG-105 P | #6 | 84534 | 59174 | 12680 | 8876 | Yes | 2015 | Elevator Apartments | 14 | 134000 | 1 | 13 | 185 | 203 | 1960
2036820001 | 2040 BRUCKNER BOULEVARD Bronx, NY 10473 (40.826219180033725, -73.85471678377161) | Con Edison | BOULEVARD TOWERS | STELLAR 2020 LLC | 2040 BRUCKNER BLVD BRONX, NY 10474 (40.81570859837347, -73.89530736086267) | CA222988J | 7/4/05 | FEDERAL FLR 4857 | 1 | 16.94 | 1988 | 2023 |  | 21 to 26 years old | ICI DEG 175S | #6 | 84500 | 59150 | 12675 | 8872 | Yes | 2022 | Elevator Apartments | 18 | 359556 | 3 | 14 | 330 | 330 | 1966
2028230036 | 1684 GRAND Bronx, NY 10457 (40.84579837129786, -73.89832418681175) | Con Edison | GENUE ESTATES INC. | GENUE ESTATES INC | 2388 VALENTINE AVENUE BRONX, NY 10458 (40.85914397853013, -73.89716920364363) | CA116380M | 7/6/05 | ROCKMILLS MP-150 | 1 | 6.3 | 1980 | 2015 |  | 26 to 30 years old | INDUSTRIAL COMBUSTION DEG-63P | #6 | 84448 | 59114 | 12667 | 8867 | Yes | 2013 | Elevator Apartments | 14 | 65560 | 1 | 5 | 79 | 79 | 1923
2042860013 | 2084 BRONX PARK Bronx, NY 10462 (40.85313083585336, -73.86893343522718) | Con Edison | 2084-2086 BPE LLC | 2084-2086 BPE LLC | 98 CUTTERMILL RD GREAT NECK, NY 11021 (40.7836584067361, -73.73280677517435) | CA436184H | 7/7/05 | FEDERAL FST-175 | 1 | 7.35 | 1984 | 2019 |  | 26 to 30 years old | INDUST COMBU DEG-84(P) | #6 | 84137 | 58896 | 12621 | 8834 | Yes | 2016 | Elevator Apartments | 13 | 132000 | 1 | 6 | 106 | 106 | 1929
2032630235 | 3840 CANNON PLACE Bronx, NY 10463 (40.88308133801948, -73.8960925071349) | Con Edison | PARK RESERVOIR | PARK RES HOUSING CP | 9 VAN CORTLANDT PARK BRONX, NY 10463 (40.882823784203126, -73.89274427229996) | CA132379P | 7/6/05 | ROCKMILLS MP-250 | 1 | 11.1 | 1979 | 2014 | DUAL FUEL | 31 to 35 years old | I.C.I. DEG 105 | #6 | 84000 | 58800 | 12600 | 8820 | Yes | 2013 | Elevator Apartments | 11 | 170350 | 2 | 13 | 170 | 171 | 1958 |  | YES
2024790001 | 85 MCCLELLAN STREET Bronx, NY 10452 (40.83379855541416, -73.92104381076231) | Con Edison | 85 MCCLELLAN ST. OWNERS INC. | 85 MCCELLAN ST OWNER | 141 HALSTEAD AVENUE BRONX, NY 10543 (40.95303649960006, -73.73672182758183) | CA297287N | 7/6/05 | FEDERAL FST 125 | 1 | 4.4 | 1987 | 2022 |  | 21 to 26 years old | ICI ME 54 P | #6 | 83950 | 58765 | 12592 | 8815 | Yes | 2019 | Elevator Apartments | 16 | 56400 | 1 | 6 | 56 | 59 | 1940 |  | YES
2045120001 | 2704 WALLACE AVENUE Bronx, NY 10467 (40.86560667406953, -73.8644236003696) | Con Edison | FM WEISS REALTY | 2704 WALLACE ASSOCIAT | 198 WESTCHESTER SQ STA BRONX, NY 10461 (40.84054431315492, -73.84125020140367) | CA105480X | 7/6/05 | ROCKMILLS MP 100 | 1 | 4.29 | 1980 | 2015 | DUAL FUEL | 26 to 30 years old | HEV-E OIL MEG-42-P ( I.C.I. ) | #6 | 83759 | 58631 | 12564 | 8795 | Yes | 2022 | Elevator Apartments | 13 | 57000 | 1 | 6 | 54 | 59 | 1927
2033030012 | 2980 VALENTINE AVENUE Bronx, NY 10458 (40.87188519525596, -73.88606368123466) | Con Edison | 2980 VALENTINE ASSOC. | 2980 VALENTINEASSOC. | 225 34th STREET MANHATTAN, NY 10001 (40.75132814462002, -73.99133543478304) | CA563086X | 7/6/05 | FEDERAL FST 100 | 1 | 4.2 | 1986 | 2021 |  | 21 to 26 years old | I.C.I. MEG-42P | #6 | 82126 | 57488 | 12319 | 8623 | Yes | 2013 | Walk-Up Apartments | 11 | 111270 | 1 | 6 | 79 | 79 | 1931
2028240051 | 1711 MORRIS AVENUE Bronx, NY 10457 (40.84522802270195, -73.9093789149145) | Con Edison | 1711 REALTY LLC | MORRIS AVENUE PROPERT | 1969 JAF STATION NEW YORK, NY 10116 (40.8110019996426, -73.95309800037239) | CA362890X | 7/7/05 | ROCKMILLS MP-200 | 1 | 8.19 | 1990 | 2025 |  | 16 to 20 years old | HEVE- DEG-84 P | #4 | 82125 | 57487 | 11908 | 8336 | Yes | 2014 | Office Buildings | 14 | 85266 | 1 | 6 | 89 | 95 | 1927
2041620032 | 2860 BUHRE AVENUE Bronx, NY 10461 (40.84731532248464, -73.83379292395377) | Con Edison | 2860 BUHRE RLTY CORP. | BUHRE REALTY CORP | 5047 BROADWAY MANHATTAN, NY 10034 (40.86993967516595, -73.9158173039735) | CA001084H | 7/6/05 | FEDERAL FST-175 | 1 | 7.4 | 1984 | 2019 |  | 26 to 30 years old | HEV-E-OIL DEG-84-P (I.C.I.) | #6 | 82125 | 57487 | 12319 | 8623 | Yes | 2022 | Elevator Apartments | 13 | 98832 | 1 | 6 | 102 | 102 | 1928
2059040086 | 3755 HENRY HUDSON PARKWAY Bronx, NY 10463 (40.88843844239545, -73.9109054579042) | Con Edison | 3755 OWNERS LTD % GOODMAN MGMT | 3755 OWNERS LTD | 2736 INDEPENDENCE AVENUE RICERDALE, NY 10463 (40.882258954549314, -73.91765023386792) | CB016009K | 7/4/05 | FEDERAL/EASTMOND PLW - 199 (EXSTG) | 2 | 6.6 | 2009 | 2044 | DUAL FUEL | Fewer than 5 years old | HEVE (I.C.) DEG-84S (NEW) | #4 | 82125 | 57487 | 11908 | 8336 | Yes | 2014 | Walk-Up Apartments | 11 | 151800 | 1 | 12 | 92 | 92 | 1961 |  | YES
2059190436 | 3777 INDEPENDENCE AVENUE Bronx, NY 10463 (40.88899084011891, -73.91305679153784) | Con Edison | 377 INDEPENDENCE CORP. % GOODMAN MGT. | 3777 INDEPENDENCE COR | 2736 INDEPENDENCE AVE RIVERDALE, NY 10463 (40.882258954549314, -73.91765023386792) | CB151302X | 7/7/05 | (NEW) FEDERAL FST-250 | 2 | 8.37 | 2002 | 2037 | DUAL FUEL | 5 to 10 years old | (NEW) ST.JOHNSON FD-68 CA 250 HM | #6 | 82125 | 57487 | 12319 | 8623 | Yes | 2019 | Walk-Up Apartments | 11 | 255000 | 1 | 15 | 196 | 196 | 1963 |  | YES
2033680010 | 4320 VAN CORTLANDT PARK Bronx, NY 10470 (40.89883903972225, -73.87409310784642) | Con Edison | 4320 V.C.P. OWNERS INC. | 4320 VAN CORTLANDT PA | 733 YONKERS AVENUE YONKERS, NY 10704 (40.92365098316586, -73.86577167165724) | CA095286X | 7/6/05 | NATIONAL NRC CA7820 | 1 | 8.2 | 1986 | 2021 |  | 21 to 26 years old | HEV-E- DE84 S | #6 | 82125 | 57487 | 12319 | 8623 | Yes | 2018 | Elevator Apartments | 11 | 151800 | 1 | 7 | 110 | 110 | 1958 |  | YES
2042220084 | 1579 RHINELANDER AVENUE Bronx, NY 10461 (40.85574009421677, -73.84093613674744) | Con Edison | EINSTEIN COLLEGE OF MEDICINE | YESHIVA UNIVERSITY | 1300 MORRIS PARK AVENUE N Y 10461 (40.85115704613437, -73.84432594524048) | CB089100N | 7/4/05 | (2) FEDERAL FST 200 | 2 | 8.4 | 2000 | 2035 | DUAL FUEL | 5 to 10 years old | (2) S.T. JOHNSON FD68 CAHM (SIZE 200) | #6 | 82125 | 57487 | 12319 | 8623 | Yes | 2022 | Elevator Apartments | 13 | 140628 | 1 | 6 | 130 | 130 | 1961
2057807501 | 445 240 STREET Bronx, NY 10463 (40.888487023537365, -73.90429772511374) | Con Edison | FIELDSTONE PLAZA CONDOMINIUM | FIELDSTONE PLAZA COND | 180 80 STREET NEW YORK, NY 10024 (40.78367079966, -73.97751099800468) | CA376794N | 7/5/05 | ROCKMILLS MP-200 | 1 | 8.4 | 1994 | 2029 |  | 16 to 20 years old | ST. JOHNSON FD 68 CAHN | #6 | 82125 | 57487 | 12319 | 8623 | Yes | 2020 | Office Buildings | 11 | 78551 | 2 | 6 | 78 | 78 | 1949 | YES
2057440048 | 750 KAPPOCK STREET Bronx, NY 10463 (40.881759500511656, -73.9197719501109) | Con Edison | GLENBRIAR | 750 KAPPOCK APTS CORP | 2736 INDEPENDENCE AVE BRONX, NY 10463 (40.882258954549314, -73.91765023386792) | CB110807N | 7/5/05 | BEST 5C - 200 (NEW) | 2 | 6.6 | 2007 | 2042 | DUAL FUEL | Fewer than 5 years old | HEVE (I.C.) DEG - 84P (NEW) | #6 | 82125 | 57487 | 12319 | 8623 | Yes | 2014 | Elevator Apartments | 11 | 209920 | 1 | 14 | 160 | 160 | 1953 |  | YES
2036000004 | 1850 LAFAYETTE AVENUE Bronx, NY 10473 (40.82161786061717, -73.86107556807745) | Con Edison | GRENADIE REALTY CORP. | CITY OF NEW YORK | 155 ELMIRA LOOP BROOKLYN, NY 11239 (40.649723063146425, -73.88037616574464) | CA082096M | 7/6/05 | EASTMOND/FEDERAL PLW-265 | 2 | 10.5 | 1996 | 2031 | DUAL FUEL | 11 to 15 years old | GORDON PIATT FL14-GO-50 | #6 | 82125 | 57487 | 12319 | 8623 | Yes | 2020 | Loft Buildings | 18 | 1021752 | 11 | 6 | 948 | 955 | 1977
2043420010 | 2280 OLINVILLE AVENUE Bronx, NY 10467 (40.85936205163215, -73.8685367578719) | Con Edison | NHP MGMT/PIERSON PROPERTY | OLINVILLE REALTY . | 19201 NEW YORK, NY 10116 (40.8110019996426, -73.95309800037239) | CA315195M | 7/6/05 | (NEW)FEDERAL-EASTMOND FST 200 | 1 | 8.2 | 1995 | 2030 | DUAL FUEL | 11 to 15 years old | (NEW)HEVE (I.C.)DEG-84 P | #6 | 82125 | 57487 | 12319 | 8623 | Yes | 2022 | Elevator Apartments | 13 | 255000 | 2 | 19 | 256 | 256 | 1965 |  | YES
2058021294 | 6035 BROADWAY Bronx, NY 10471 (40.89096705858734, -73.89775571309826) | Con Edison | OWNER/AGENT | 6035 BROADWAY OWNERS | 2736 INDEPENDENCE AVE BRONX, NY 10463 (40.882258954549314, -73.91765023386792) | CA211989H | 7/6/05 | FEDERAL FST 200 | 1 | 8.19 | 1989 | 2024 |  | 21 to 26 years old | HEVE DEG84 P ( I.C.I. ) | #6 | 82125 | 57487 | 12319 | 8623 | Yes | 2022 | Warehouses | 11 | 107627 | 1 | 6 | 103 | 103 | 1961 |  | YES
2033440036 | 215 GUN HILL ROAD Bronx, NY 10467 (40.88043854565569, -73.87707581998997) | Con Edison | PINNACLE BRONX NORTH LLC | 215 GUNHILL LLC | 1920 NY NY 10116 (40.8110019996426, -73.95309800037239) | CA585986Z | 7/6/05 | ROCKMILLS MP 200 | 1 | 8.2 | 1986 | 2021 |  | 21 to 26 years old | HEVE DEG 84 P | #6 | 82125 | 57487 | 12319 | 8623 | Yes | 2014 | Elevator Apartments | 11 | 124896 | 1 | 6 | 91 | 95 | 1932
2028230046 | 1700 GRAND Bronx, NY 10457 (40.84579837129786, -73.89832418681175) | Con Edison | SCHUR MANAGEMENT | 1700 CONCOURSE LLC | 1920 NEW YORK, NY 10116 (40.8110019996426, -73.95309800037239) | CA292581L | 7/4/05 | GIBRALTAR #GCB-255 | 1 | 9.3 | 1981 | 2016 |  | 26 to 30 years old | INDUSTRIAL COMBUSTION #DEG-105-P | #6 | 82125 | 57487 | 12319 | 8623 | Yes | 2013 | Office Buildings | 14 | 154656 | 1 | 13 | 158 | 158 | 1963
2024610074 | 955 SHERIDAN AVENUE Bronx, NY 10456 (40.82835425584244, -73.92007484099342) | Con Edison | SHERWOOD ESTATE INC. | 955 SHERIDAN AVENUE | 505 CHESTNUT STREET CEDARHURST, NY 11516 (40.62281026909443, -73.72490656996541) | CA166590X | 7/6/05 | FEDERAL FST 200 | 1 | 8.19 | 1990 | 2025 |  | 16 to 20 years old | I.C.I. DEG-84P | #6 | 82125 | 57487 | 12319 | 8623 | Yes | 2021 | Walk-Up Apartments | 17 | 92180 | 1 | 7 | 94 | 94 | 1948 |  | YES
2029400011 | 1700 CROTONA PARK Bronx, NY 10460 (40.83734823910664, -73.88972019633334) | Con Edison | URBAN HOME OWNERSHIP | CROTONA PK E HOUS DEV | 1705 BOSTON ROAD BRONX, NY 10460 (40.83711273817543, -73.88827532747796) | CA494285M | 7/5/05 | ROCKMILLS MP 200 | 1 | 7.8 | 1985 | 2020 |  | 21 to 26 years old | IRON FIREMAN EED GO 8.5 RK | #4 | 82125 | 57487 | 11908 | 8336 | Yes | 2020 | Elevator Apartments | 15 | 101262 | 1 | 6 | 102 | 102 | 1926
2032120005 | 2260 DR M L KING JR BOULEVARD Bronx, NY 10468 (40.869693003729196, -73.89892699248668) | Con Edison | VED PARKASH | VED PARKASH | 172 14 89TH AVENUE JAMAICA, NY 11432 (40.71311535449007, -73.79282099978928) | CA181887M | 7/7/05 | ROCKMILLS MP 175 | 1 | 7.4 | 1987 | 2022 |  | 21 to 26 years old | HEVE DEG 84 P | #6 | 82125 | 57487 | 12319 | 8623 | Yes | 2022 | Elevator Apartments | 14 | 122883 | 1 | 6 | 110 | 110 | 1959
2048450011 | 745 231 STREET Bronx, NY 10466 (40.892067102052415, -73.85807663112558) | Con Edison | WAKEFIELD OWNERS | WAKEFIELD COOPERATIVE | 250 57 STREET NEW YORK, NY 10017 (40.64449044769492, -74.0199309621451) | CA112882Y | 7/4/05 | PACIFIC 6782 | 2 | 14.75 | 1982 | 2017 |  | 26 to 30 years old | IRON FIREMAN AG06-9.8 | #6 | 82125 | 57487 | 12319 | 8623 | Yes | 2015 | Elevator Apartments | 12 | 249258 | 2 | 6 | 201 | 201 | 1957 |  | YES
2024560181 | 185 MC CLELLAN STREET Bronx, NY 10456 (40.832793163376785, -73.91805639643735) | Con Edison | ANNAL MANAGEMENT CO LTD | ANNAL MANAGEMENT CO L | 1325 CASTLE HILL AVENUE BRONX, NY 10462 (40.835149781325846, -73.8520142998785) | CA035684R | 7/6/05 | FEDERAL FST-250 | 1 | 10.4 | 1984 | 2019 |  | 26 to 30 years old | INDU COMB #DEG-105-P | #6 | 82100 | 57470 | 12315 | 8620 | Yes | 2016 | Walk-Up Apartments | 16 | 123000 | 1 | 6 | 111 | 117 | 1936
2027130002 | 970 KELLY STREET Bronx, NY 10459 (40.82173615341037, -73.89585010307658) | Con Edison | MARIA ESTELA HOUSES II ASSOC. | GREYSTONE SERVICING C | 955 163 STREET BRONX, NY 10459 (40.82102127608155, -73.89565834555971) | CA061683Y | 7/5/05 | SPENCER 4F-563-50 | 1 | 4.7 | 1983 | 2018 | DUAL FUEL | 26 to 30 years old | ICI MMG-54P | #4 | 81899 | 57329 | 11875 | 8313 | Yes | 2013 | Elevator Apartments | 17 | 148827 | 2 | 5 | 102 | 104 | 1982
2028270060 | 65 MT HOPE PLACE Bronx, NY 10453 (40.84903507103774, -73.90910056708258) | Con Edison | NORWAX ASSOC. INC. | MT. HOPE PLACE PRPRTS | 1046 MCLEAN AVENUE YONKERS, NY 10704 (40.901480913451834, -73.8626385728918) | CA030687J | 7/5/05 | BEST 5C-90 | 1 | 3.7 | 1987 | 2022 |  | 21 to 26 years old | INDUSTRIAL COMBUSTION MMG-42P | #4 | 81760 | 57232 | 11855 | 8299 | Yes | 2017 | Elevator Apartments | 14 | 62130 | 1 | 6 | 62 | 62 | 1941
2032580177 | 3470 CANNON PLACE Bronx, NY 10463 (40.8816306842248, -73.8980393308039) | Con Edison | CANNON REALTY HIP LLC. | VAN CORTLANDT VILLAGE | 3605 SEDGWICK AVENUE BRONX, NY 10463 (40.88156201649137, -73.89656797293961) | CA196893K | #N/A | ROCKMILLS MP-250 | 1 | 10.4 | 1993 | 2028 |  | 16 to 20 years old | ICI DEG-105 | #6 | 81030 | 56721 | 12154 | 8508 | Yes | 2018 | Walk-Up Apartments | 11 | 65000 | 1 | 5 | 55 | 55 | 1927
2028360012 | 1555 GRAND Bronx, NY 10452 (40.83772426336412, -73.9233322114124) | Con Edison | CONCOURSE RLTY CO. | CONCOURSE REALTY COMP | 360 RYDER STA BROOKLYN, NY 11234 (40.61636866748006, -73.92773224974349) | CA093194J | 7/4/05 | FEDERAL FST-250 | 1 | 10.36 | 1994 | 2029 |  | 16 to 20 years old | INDUSTRIAL COMB. DEG-105 (P) | #6 | 81030 | 56721 | 12154 | 8508 | Yes | 2016 | Elevator Apartments | 14 | 138737 | 1 | 6 | 149 | 149 | 1927
2032580177 | 3470 CANNON PLACE Bronx, NY 10463 (40.8816306842248, -73.8980393308039) | Con Edison | LEKAJ REALTY CORP. | VAN CORTLANDT VILLAGE | 3605 SEDGWICK AVENUE BRONX, NY 10463 (40.88156201649137, -73.89656797293961) | CA208196K | #N/A | ROCKMILLS MP-250 | 1 | 10.4 | 1996 | 2031 | DUAL FUEL | 11 to 15 years old | ICI DEG-105 P | #6 | 81030 | 56721 | 12154 | 8508 | Yes | 2018 | Walk-Up Apartments | 11 | 65000 | 1 | 5 | 55 | 55 | 1927
2024730033 | 751 WALTON AVENUE Bronx, NY 10451 (40.82412182430039, -73.92601483715708) | Con Edison | PRIME REALTY SERVICE LLC | 751 WALTON/GERARD, LL | ONE DEPOT PLAZA P O B 549 N Y 10543 (40.95254916072626, -73.73735242036123) | CB235401X | 7/7/05 | FEDERAL FST-250 | 1 | 10.5 | 2001 | 2036 | DUAL FUEL | 5 to 10 years old | ICI DEG-105P | #6 | 81030 | 56721 | 12154 | 8508 | Yes | 2013 | Condominiums | 17 | 141508 | 1 | 6 | 100 | 107 | 1927
2032160021 | 1944 ANDREWS AVENUE Bronx, NY 10453 (40.85511988662424, -73.91285214919787) | Con Edison | 1944 HOLIDAY LTD | 1944 HOLDING LTD |  | CA083884H | 7/6/05 | FEDERAL FST 125 | 1 | 6.2 | 1984 | 2019 |  | 26 to 30 years old | ICI DEG 54P | #6 | 80724 | 56507 | 12109 | 8476 |  |  | Condominiums | 14 | 48647 | 1 | 5 | 61 | 61 | 1923
2028420080 | 121 ELLIOT PLACE Bronx, NY 10452 (40.83863440282177, -73.91553070308623) | Con Edison | HGW REALTY | H.G.W. REALTIES, | 45 11A LITTLE NECK PARKWAY LITTLE NECK, NY 11362 (40.759074216601846, -73.73430017711144) | CA132380M | 7/6/05 | FEDERAL FST-100 | 1 | 4.3 | 1980 | 2015 | DUAL FUEL | 26 to 30 years old | ICI DEG 42-P | #6 | 80538 | 56376 | 12081 | 8456 |  |  | Elevator Apartments | 14 | 45785 | 1 | 5 | 54 | 54 | 1924
2028420071 | 133 ELLIOT PLACE Bronx, NY 10452 (40.838572467335624, -73.91536656272228) | Con Edison | HGW REALTY | H.G.W. REALTIES, | 45 11A LITTLE NECK PKWAY LITTLE NECK, NY 11362 (40.759074216601846, -73.73430017711144) | CA132480J | 7/6/05 | FEDERAL FST-100 | 1 | 4.2 | 1980 | 2015 | DUAL FUEL | 26 to 30 years old | ICI DEG-42-P | #6 | 80538 | 56376 | 12081 | 8456 |  |  | Walk-Up Apartments | 14 | 45785 | 1 | 5 | 54 | 54 | 1924
2032620077 | 114 238 STREET Bronx, NY 10463 (40.883226556210396, -73.89783189488651) | Con Edison | 238 STREET ASSOCIATES LLC. | 238 STREET ASSOCIATES | 3545 NEW HYDE PARK NY 11040 (40.74529996182383, -73.6796319322678) | CA402387M | 7/7/05 | FEDERAL FST 175 | 1 | 7.4 | 1987 | 2022 |  | 21 to 26 years old | ICI DEG 84 P | #6 | 80483 | 56338 | 12072 | 8451 | Yes | 2022 | Walk-Up Apartments | 11 | 115428 | 1 | 6 | 139 | 139 | 1928
2058811086 | 210 262 STREET Bronx, NY 10471 (40.91023062259133, -73.89724810138645) | Con Edison | 262 REALTY LLC. | 262 REALTY LLC | 574 CEDARHURST NY 11516 (40.63035943500745, -73.72995581741695) | CA182184K | 7/6/05 | FEDERAL FST - 175 | 1 | 7.4 | 1984 | 2019 |  | 26 to 30 years old | INOUST COMB DEG-84(P) | #6 | 80483 | 56338 | 12072 | 8451 | Yes | 2021 | Hospitals & Health | 11 | 95000 | 1 | 6 | 89 | 92 | 1929 |  | YES
2059040246 | 3701 HENRY HUDSON PARKWAY Bronx, NY 10463 (40.888272577432616, -73.91131363817168) | Con Edison | 3701 TENANTS CORP. | 3701 TENANTS CORP | 2736 INDEPENDENCE RIVERDALE, NY 10463 (40.882258954549314, -73.91765023386792) | CA370186M | 7/6/05 | FEDERAL FST-175 | 1 | 7.4 | 1986 | 2021 |  | 21 to 26 years old | IND. COMB. DEG-84 P | #6 | 80483 | 56338 | 12072 | 8451 | Yes | 2014 | Elevator Apartments | 11 | 82500 | 1 | 6 | 49 | 49 | 1954 |  | YES
2042220093 | 1545 RHINELANDER AVENUE Bronx, NY 10461 (40.85582386413676, -73.84149069361773) | Con Edison | ARGUS REALTY 1545 LLC. | ARGUS REALTY 1545 LLC | 691 MIDWOOD STATION BROOKLYN, NY 11230 (40.660925810050806, -73.93805936968259) | CA246586N | 7/5/05 | FEDERAL FST-175 | 1 | 7.35 | 1986 | 2021 |  | 21 to 26 years old | INDUSTRIAL COMBUSTION DEG-84P | #6 | 80483 | 56338 | 12072 | 8451 | Yes | 2022 | Elevator Apartments | 13 | 112339 | 1 | 6 | 106 | 106 | 1962
2043190030 | 2199 HOLLAND AVENUE Bronx, NY 10462 (40.85662190370903, -73.86573355505853) | Con Edison | E T C MANAGEMENT | 2199 HOLLAND AVE APAR | 3646 NOSTRAND AVENUE BROOKLYN, NY 11229 (40.59506545751768, -73.9408994863955) | CA309788R | 7/6/05 | FEDERAL FST 175 | 1 | 7.4 | 1988 | 2023 |  | 21 to 26 years old | ICI DEG 84 P | #6 | 80483 | 56338 | 12072 | 8451 | Yes | 2019 | Elevator Apartments | 13 | 88386 | 1 | 6 | 90 | 93 | 1930 |  | YES
2028080012 | 1939 GRAND Bronx, NY 10453 (40.852599553803806, -73.91066704719132) | Con Edison | GOLD ROSE MANAGEMENT COMP | 1939 G.C. LLC | 5600A BROADWAY BRONX, NY 10463 (40.87943056565291, -73.90428356958549) | CA418986K | 7/6/05 | FEDERAL FST-175 | 1 | 7.4 | 1986 | 2021 |  | 21 to 26 years old | IND. COMB. DEG-84P | #6 | 80483 | 56338 | 12072 | 8451 | Yes | 2018 | Walk-Up Apartments | 14 | 94000 | 1 | 6 | 85 | 85 | 1938
2033440076 | 245 GUN HILL ROAD Bronx, NY 10467 (40.87996204292395, -73.87609144901971) | Con Edison | LEEWOOD MANAGEMENT CO | LEEWOOD MANAGEMENT CO | 505 CHESNUT STREET CEDARHURST, NY 11516 (40.626544578269716, -73.72790496674077) | CA282888R | 7/5/05 | FEDERAL FST - 175 | 1 | 7.4 | 1988 | 2023 |  | 21 to 26 years old | INDUSTRIAL COMBUSTION DEG - 84 (P) | #6 | 80483 | 56338 | 12072 | 8451 | Yes | 2014 | Elevator Apartments | 11 | 87606 | 1 | 6 | 67 | 68 | 1937
2043190025 | 2198 CRUGER AVENUE Bronx, NY 10462 (40.856594818694866, -73.86660537781049) | Con Edison | R.A. COHEN & ASSO. | CID-SAM MANAGEMENT CO | 730 PELHAN PARKWAY BRONX, NY 10462 (40.8566407341301, -73.86638811735425) | CA232591K | 7/4/05 | FEDERAL FST-175 | 1 | 7.4 | 1991 | 2026 |  | 16 to 20 years old | IND. COMB. DEG-84 | #6 | 80482 | 56338 | 12072 | 8451 | Yes | 2019 | Elevator Apartments | 13 | 88386 | 1 | 6 | 88 | 88 | 1930
2024610130 | 1011 SHERIDAN AVENUE Bronx, NY 10456 (40.829390426893106, -73.91946794821199) | Con Edison | ALL CITY REALTY CORP. | JULAV REALTY LTD | 2562 BRIGGS AVENUE BRONX, NY 10458 (40.863915448232135, -73.89343797788628) | CA226681N | 7/4/05 | FEDERAL FST 175 | 1 | 1 | 1981 | 2016 |  | 26 to 30 years old | ICI DEG 84P | #6 | 80000 | 56000 | 12000 | 8400 | Yes | 2021 | Walk-Up Apartments | 17 | 150948 | 1 | 7 | 114 | 115 | 1929
2042860004 | 2076 BRONX PARK Bronx, NY 10462 (40.85283707231249, -73.86882776488875) | Con Edison | BRADY ASSOCIATES | BRADY ASSOCIATES, | 105 COURT STREET BROOKLYN, NY 11201 (40.69083358302672, -73.9917782688907) | CA255985P | 7/5/05 | ROCKMILLS MP-200 | 1 | 8.4 | 1985 | 2020 |  | 21 to 26 years old | ICI DEG 84 P | #6 | 80000 | 56000 | 12000 | 8400 | Yes | 2016 | Walk-Up Apartments | 13 | 129000 | 2 | 6 | 104 | 104 | 1928
2051150028 | 708 243 STREET Bronx, NY 10470 (40.90628882849787, -73.84884020004523) | Con Edison | PREME REALTY SERVICES LLC. | 243RD STREET BRONX R | 536 173RD STREET MANHATTAN, NY 10032 (40.843371862721284, -73.9357643027132) | CA085373P | 7/5/05 | ROCKMILLS MP 125 | 1 | 5.18 | 1973 | 2010 |  | 36 - 40 year old | HEV-E-OIL DE 54S | #4 | 80000 | 56000 | 11600 | 8120 |  |  | Elevator Apartments | 11 | 45343 | 1 | 5 | 50 | 55 | 1926
2043220032 | 2194 BARNES AVENUE Bronx, NY 10462 (40.85644041165695, -73.86376591752136) | Con Edison | NALEA REALTY CORP | 2194 BARNES AVENUE L | 3211 BAINBRIDGE AVE BRONX, NY 10467 (40.876134754979354, -73.87965821991988) | CA098979M | 7/5/05 | ROCKMILLS MP4-133 | 1 | 4.4 | 1979 | 2014 |  | 31 to 35 years old | I.C.I. DEG-54P | #6 | 79400 | 55580 | 11910 | 8337 | Yes | 2022 | Elevator Apartments | 13 | 58092 | 1 | 6 | 54 | 59 | 1928
2032590006 | 2810 BAILEY AVENUE Bronx, NY 10463 (40.873504000002875, -73.9054502957974) | Con Edison | L & M HENKIN | MORRISON MANAGEMENT L | 7600 RED ROAD SOUTH MIAMI, FL 33143 (25.700260911496287, -80.28523594320154) | CA041588H | 7/7/05 | FEDERAL FST 175 | 1 | 7.87 | 1988 | 2023 | DUAL FUEL | 21 to 26 years old | ICI DEG 84 P | #6 | 79076 | 55353 | 11861 | 8303 | Yes | 2019 | Office Buildings | 14 | 107920 | 1 | 6 | 92 | 100 | 1928
2059040100 | 3725 HENRY HUDSON PARKWAY Bronx, NY 10463 (40.88830129224881, -73.91116359782959) | Con Edison | THE BLACKSTONE OWNERS INC | THE BLACKSTONE OWNERS | 209 GARTH ROAD SCARSDALE, NY 10583 (40.98302825396644, -73.81227485020388) | CA298887L | 7/6/05 | FEDERAL FST 175 | 1 | 7.4 | 1987 | 2022 | DUAL FUEL | 21 to 26 years old | ICI DEG 84 P | #6 | 79076 | 55353 | 11861 | 8303 | Yes | 2014 | Elevator Apartments | 11 | 116424 | 1 | 12 | 86 | 86 | 1952 |  | YES
2043250021 | 2121 PAULDING AVENUE Bronx, NY 10462 (40.85399220962922, -73.85982017348815) | Con Edison | 2121 PAULDING AVENUE OWNERS CORP. | 2121 PAULDING AVE OWN | 927 ALLERTON AVENUE BRONX, NY 10469 (40.86555444872804, -73.86048099354089) | CB202103X | 7/5/05 | FEDERAL FST-250 (NEW) | 1 | 8.37 | 2003 | 2038 | DUAL FUEL | 5 to 10 years old | INDUSTRIAL COMBUSTION DEG-105P | #6 | 77855 | 54498 | 11678 | 8175 | Yes | 2015 | Walk-Up Apartments | 13 | 153804 | 1 | 6 | 121 | 121 | 1964 |  | YES
2032550065 | 3363 SEDGEWICK AVENUE Bronx, NY 10463 (40.88058423362232, -73.89670275777915) | Con Edison | 3363 SEDGEWICK AVE OWNERS CORP. | 3363 SEDGWICK AVE OWN | 11 BALINT DRIVE N Y 10701 (40.94528838265279, -73.86673124974732) | CB300200P | 7/5/05 | EASTMOND/FEDERAL FST-200 | 1 | 8.4 | 2000 | 2035 | DUAL FUEL | 5 to 10 years old | HEVE (ICI) DEG 84 P | #6 | 77198 | 54038 | 11580 | 8106 | Yes | 2015 | Elevator Apartments | 11 | 117045 | 1 | 7 | 135 | 135 | 1963 |  | YES
2033260001 | 115 MOSHOLU PARKWAY Bronx, NY 10467 (40.87728216133458, -73.8819620736104) | Con Edison | OUDHORAM RAGOO | 115 EAST MOSHOLU PARK | 303 238TH STREET BRONX, NY 10470 (40.8996698530236, -73.86745760892069) | CA104985R | 7/4/05 | FEDERAL FLW 2125 | 1 | 5.81 | 1985 | 2020 |  | 21 to 26 years old | RAY AE 144-200 | #6 | 77000 | 53900 | 11550 | 8085 | Yes | 2016 | Walk-Up Apartments | 11 | 92000 | 1 | 5 | 95 | 95 | 1924
2024430053 | 650 GRAND Bronx, NY 10451 (40.820358710462536, -73.926258362403) | Con Edison | CARDINAL HAYES HIGH SCHOOL | CITY OF NEW YORK | 650 GRAND BRONX, NY 10451 (40.820358710462536, -73.926258362403) | CA214797R | 7/5/05 | FEDERAL FST-250 | 2 | 10.36 | 1997 | 2032 | DUAL FUEL | 11 to 15 years old | ICI DEG 105 P | #4 | 76960 | 53872 | 11159 | 7811 |  |  | Hotels | 17 | 251049 | 1 | 3 | 0 | 1 | 1940
2045490006 | 2910 WALLACE AVENUE Bronx, NY 10467 (40.86817770735944, -73.86434531053474) | Con Edison | AXELROD MANAGEMENT/C.AXELROD | CHARLES AXELROD ASSOC | 720 WHITE PLAINS ROAD SCARSDALE, NY 10583 (40.97150694527735, -73.80529550121314) | CA006680R | 7/5/05 | ROCKMILLS MP-175 | 1 | 7.4 | 1980 | 2015 |  | 26 to 30 years old | HEV-E-OIL DEG-84P | #6 | 76650 | 53655 | 11498 | 8048 | Yes | 2019 | Elevator Apartments | 13 | 113018 | 1 | 6 | 98 | 98 | 1931
2024540019 | 930 SHERIDAN AVENUE Bronx, NY 10451 (40.82783127504908, -73.92030244733947) | Con Edison | SHERIDAN ONE COMPANY | SHERIDAN ONE COMPANY, | 524 NORTH AVENUE NEW ROCHELLE, NY 10801 (40.92001821333747, -73.78689683744506) | CA205786R | 7/5/05 | FEDERAL BOILER FST-175 | 2 | 7.3 | 1986 | 2021 |  | 21 to 26 years old | INDUSTRIAL COMBUSTION MODEL DEG-84-P | #6 | 76650 | 53655 | 11498 | 8048 | Yes | 2014 | Office Buildings | 16 | 69144 | 1 | 7 | 88 | 96 | 1951
2025230061 | 950 DR M L KING JR BOULEVARD Bronx, NY 10452 (40.83772426336412, -73.9233322114124) | Con Edison | H.W. WILSON COMPANY | H W WILSON COMPANY IN | 950 UNIVERSITY AVENUE BRONX, NY 10452 (40.83285916974247, -73.9312435130408) | CA207482R | 7/7/05 | FEDERAL FST 175 | 1 | 7.3 | 1982 | 2017 |  | 26 to 30 years old | IRON FIREMAN A06-9.8-RK | #4 | 75920 | 53144 | 11008 | 7706 | Yes | 2013 | Walk-Up Apartments | 17 | 141170 | 5 | 8 | 0 | 1 | 1929
2030250013 | 2427 WEBSTER AVENUE Bronx, NY 10458 (40.859646642749446, -73.89344537698447) | Con Edison | MILBANK 2421 WEBSTER LLC | MILBANK 2421 WEBSTER, | 1969 JAF STATION NEW YORK, NY 10116 (40.8110019996426, -73.95309800037239) | CA256183H | 7/5/05 | ROCKMILLS MP150 | 1 | 6 | 1983 | 2018 | DUAL FUEL | 26 to 30 years old | ICI DEG 63 P | #6 | 75768 | 53038 | 11365 | 7956 | Yes | 2015 | Elevator Apartments | 15 | 98922 | 1 | 6 | 105 | 115 | 1928
2028410018 | 38 ELLIOT PLACE Bronx, NY 10452 (40.83923036204629, -73.91727869203044) | Con Edison | CRUG RAMINEZ | ELLIOT PLACE PROPERTI | 1064 MCLEAN AVENUE YONKERS, NY 10704 (40.901340156272575, -73.86233460990296) | CA622586J | 7/6/05 | ROCKMILLS MP 100 | 1 | 4.2 | 1986 | 2021 |  | 21 to 26 years old | ICI MMG 34 P | #4 | 75118 | 52583 | 10892 | 7624 |  |  | Elevator Apartments | 14 | 48845 | 1 | 5 | 59 | 59 | 1925
2024830059 | 831 GERARD AVENUE Bronx, NY 10451 (40.82637858141131, -73.92564612803596) | Con Edison | GERAD REALTY LLC | GERARD REALTY LLC | 574 CEDARHURST NY 11516 (40.63035943500745, -73.72995581741695) | CA282687K | 7/6/05 | ROCKMILLS MP 150 | 1 | 6 | 1987 | 2022 |  | 21 to 26 years old | I.C.I. DEG 63P | #6 | 75000 | 52500 | 11250 | 7875 | Yes | 2013 | Elevator Apartments | 17 | 107250 | 1 | 8 | 100 | 100 | 1938
2033980044 | 4380 VIREO AVENUE Bronx, NY 10470 (40.90106858719619, -73.8627814373446) | Con Edison | 4380 VIREO AVE.OWNERS CORP. | JOHN P SHANAHAN | 2736 INDEPENDENCE AVE NY, NY 10463 (40.882258954549314, -73.91765023386792) | CA164198M | 7/6/05 | FEDERAL FST-250 | 1 | 9.55 | 1998 | 2033 | DUAL FUEL | 11 to 15 years old | I.C.I. DEG 105P | #6 | 74679 | 52275 | 11202 | 7841 | Yes | 2018 | Elevator Apartments | 11 | 109206 | 1 | 6 | 127 | 127 | 1958 |  | YES
2043230018 | 2160 MATTHEWS AVENUE Bronx, NY 10462 (40.85558496059116, -73.86285939151604) | Con Edison | PUTTER BERNARD | NEW MATTHEWS AVENUELL | 1135 PELHAM PKWAY BRONX, NY 10469 (40.86818180274804, -73.84656868779467) | CA255396R | 7/7/05 | ROCKMILLS MP-250 SS | 1 | 9.55 | 1996 | 2031 | DUAL FUEL | 11 to 15 years old | I.C. DEG-105 P | #6 | 74679 | 52275 | 11202 | 7841 | Yes | 2013 | Elevator Apartments | 13 | 136122 | 1 | 7 | 133 | 133 | 1964
2032580177 | 3470 CANNON PLACE Bronx, NY 10463 (40.8816306842248, -73.8980393308039) | Con Edison | VAN COURTLAND VILLAGE LLC % COLONIAL MGT. GRP. | VAN CORTLANDT VILLAGE | 625 BROOKLYN NY 11230 (40.62192951023877, -73.96551106018723) | CB203307M | #N/A | FEDERAL FST 250 (NEW) | 1 | 8.3 | 2007 | 2042 | DUAL FUEL | Fewer than 5 years old | ICI DEG - 105P (NEW) | #6 | 74679 | 52275 | 11202 | 7841 | Yes | 2018 | Elevator Apartments | 11 | 65000 | 1 | 5 | 55 | 55 | 1927
2032580190 | 3605 SEDGEWICK AVENUE Bronx, NY 10463 (40.88156201649137, -73.89656797293961) | Con Edison | VAN COURTLAND VILLAGE LLC % COLONIAL MGT. GRP. | VAN CORTLANDT VILLAGE | 625 BROOKLYN NY 11230 (40.62192951023877, -73.96551106018723) | CB203007H | #N/A | FEDERAL FST - 250 (NEW) | 1 | 8.3 | 2007 | 2042 | DUAL FUEL | Fewer than 5 years old | ICI DEG - 105P (NEW) | #6 | 74679 | 52275 | 11202 | 7841 | Yes | 2018 | Walk-Up Apartments | 11 | 153952 | 2 | 6 | 116 | 116 | 1927
2059500430 | 5545 NETHERLAND AVENUE Bronx, NY 10471 (40.90313572611085, -73.90649602928252) | Con Edison | AXELROD MGMT CO. INC. | RIVERDALE GARDENS ASS | 720 WHITE PLAINS ROAD SCARSDALE, NY 10583 (40.97150694527735, -73.80529550121314) | CA152197M | 7/5/05 | ROCKMILLS MP-175 | 1 | 7.35 | 1997 | 2032 | DUAL FUEL | 11 to 15 years old | ST. JOHNSON FD 68 CAHM (SIZE 150) | #6 | 73912 | 51739 | 11087 | 7761 | Yes | 2020 | Walk-Up Apartments | 11 | 175726 | 1 | 6 | 168 | 168 | 1948
2032740027 | 2995 BOTANICAL SQUARE Bronx, NY 10458 (40.867794911344795, -73.88152790332813) | Con Edison | BOTANICAL REALTY. | 2995 BOTANICAL SQ LLC | 1 PENN PLAZA NY, NY 10119 (40.75075100005864, -73.99213700022233) | CA080281P | 7/7/05 | ROCKMILLS MP-175 | 1 | 6.4 | 1981 | 2016 |  | 26 to 30 years old | INDUSTRIAL COMBUSTION DEG-84-P | #6 | 73912 | 51739 | 11087 | 7761 | Yes | 2014 | Elevator Apartments | 11 | 89700 | 1 | 6 | 97 | 100 | 1927
2028620008 | 66 TREMONT AVENUE Bronx, NY 10453 (40.85113782606776, -73.908170334696) | Con Edison | BRONX HEIGHTS NEIGBORHOOD COM. CORP. | 66 EAST TREMONT HEIGH | 660 183RD ST BRONX, NY 10458 (40.85246405610748, -73.8872311072688) | CA099794K | 7/4/05 | FEDERAL FST-200 | 1 | 8.19 | 1994 | 2029 |  | 16 to 20 years old | INDUSTRIAL COMB. DEG-84 (P) | #6 | 73912 | 51739 | 11087 | 7761 | Yes | 2022 | Condominiums | 16 | 97500 | 1 | 6 | 86 | 89 | 1926
2032530001 | 2707 SEDGEWICK AVENUE Bronx, NY 10468 (40.86981981728639, -73.90346850721286) | Con Edison | EMERICK GROSS REAL ESTATE | KINGSBRIDGE GROUP LLC |  | CB261001K | 7/7/05 | ROCKMILLS MP 175 | 1 | 7.35 | 2001 | 2036 | DUAL FUEL | 5 to 10 years old | ICI DEG 84 P | #6 | 73912 | 51739 | 11087 | 7761 | Yes | 2013 | Elevator Apartments | 14 | 68982 | 1 | 6 | 69 | 78 | 1924
2038190001 | 2200 POWELL AVENUE Bronx, NY 10462 (40.831194281672566, -73.85077659967989) | Con Edison | GOOD DAY APARTMENT,INC. | GOOD DAY APARTMENTS,I | 191 COS COB, CT 06807-0191 (41.06444770749573, -73.59007950056844) | CA073497Z | 7/4/05 | FEDERAL FST-250-SP | 1 | 8.96 | 1997 | 2032 | DUAL FUEL | 11 to 15 years old | INDUSTRIAL COMB. DEG-105-P | #6 | 73912 | 51739 | 11087 | 7761 | Yes | 2019 | Elevator Apartments | 18 | 115904 | 3 | 5 | 126 | 139 | 1916
2024780030 | 80 MC CLELLAN STREET Bronx, NY 10452 (40.833719694581355, -73.92098695041065) | Con Edison | ANNAL MGMT. | ANNAL MANAGEMENT CO | 1325 CASTLE HILL AVENUE BRONX, NY 10462 (40.835149781325846, -73.8520142998785) | CA254888Z | 7/5/05 | FEDERAL FST-200 | 1 | 8.19 | 1988 | 2023 |  | 21 to 26 years old | ICI DEG 84 P | #6 | 73912 | 51738 | 11087 | 7761 | Yes | 2018 | Walk-Up Apartments | 16 | 124805 | 1 | 6 | 103 | 103 | 1966
2046410016 | 3555 OLINVILLE AVENUE Bronx, NY 10467 (40.87901431168994, -73.86771166340314) | Con Edison | LINDVILLE HOUSING CO.INC. | LINDVILL HOUSING INC | 3555 OLINVILLE AVE BRONX, NY 10467 (40.87901431168994, -73.86771166340314) | CA111192M | 7/5/05 | GIBRALTAR GHF-257-34 | 2 | 7.35 | 1992 | 2027 |  | 16 to 20 years old | IND. COMB. DEG-84 (S) | #6 | 73912 | 51738 | 11087 | 7761 | Yes | 2021 | Elevator Apartments | 12 | 167000 | 2 | 16 | 142 | 142 | 1965 |  | YES
2047770002 | 3155 GRACE AVENUE Bronx, NY 10469 (40.87442797684248, -73.83717207061659) | Con Edison | WORKMAN'S CIRCLE HOME. | CITY OF NEW YORK | 3155 GRACE AVENUE BRONX, NY 10469 (40.87442797684248, -73.83717207061659) | CA088394H | 7/4/05 | FEDERAL PLW-265 | 2 | 11.2 | 1994 | 2029 |  | 16 to 20 years old | S.T. JOHNSON FD68 CHAM SIZE 250 | #4 | 73710 | 51597 | 10688 | 7482 | Yes | 2017 | Walk-Up Apartments | 12 | 107473 | 1 | 4 | 0 | 1 | 1950
2027900010 | 1660 TOPPING AVENUE Bronx, NY 10457 (40.84334645743221, -73.90586029787659) | Con Edison | 1660 TOPPING ASSOCIATES | PARKASH 1600 LLC | 172 14 89TH AVE JAMAICA, NY 11432 (40.71311535449007, -73.79282099978928) | CA344187P | 7/6/05 | FEDERAL FST 150 | 1 | 6.27 | 1987 | 2022 |  | 21 to 26 years old | ICI DEG 63 P | #6 | 73584 | 51509 | 11038 | 7726 | Yes | 2020 | Educational Structures | 14 | 69600 | 1 | 6 | 75 | 75 | 1942
2032590001 | 2805 HEATH AVENUE Bronx, NY 10463 (40.87282752814443, -73.90456192952085) | Con Edison | 2805 ASSOCIATES. | THE 2805 ASSOCIATES L |  | CA439387L | 7/7/05 | FEDERAL FST 150 | 1 | 6.27 | 1987 | 2022 |  | 21 to 26 years old | ICI DEG 63 P | #6 | 73584 | 51509 | 11038 | 7726 | Yes | 2019 | Walk-Up Apartments | 14 | 74830 | 1 | 7 | 57 | 61 | 1960
2024240086 | 355 163 STREET Bronx, NY 10451 (40.82646971478386, -73.91497635066935) | Con Edison | EAST 163 LLC. | EAST 163 LLC | 110519 BROOKLYN NY 11211 (40.711589765255496, -73.95817675075642) | CA343587J | 7/7/05 | FEDERAL FST 150 | 1 | 6.27 | 1987 | 2022 |  | 21 to 26 years old | ICI DE 63 P | #6 | 73584 | 51509 | 11038 | 7726 | Yes | 2014 | Elevator Apartments | 17 | 60840 | 1 | 5 | 44 | 44 | 1911
2033360011 | 3280 ROCHAMBEAU AVENUE Bronx, NY 10467 (40.87770840594143, -73.88059009506307) | Con Edison | 3280 REALTY CORP. | 3280 REALTY CORP | 3810 14 AVENUE BROOKLYN, NY 11218 (40.63979797753441, -73.98359967638262) | CA121878X | 7/7/05 | ROCKMILLS MP 150 | 1 | 5.6 | 1978 | 2013 |  | 31 to 35 years old | HEV-E-OIL DE 63P | #6 | 73000 | 51100 | 10950 | 7665 | Yes | 2016 | Walk-Up Apartments | 11 | 105060 | 1 | 6 | 79 | 79 | 1927
2033170043 | 2719 MORRIS AVENUE Bronx, NY 10468 (40.86816643388707, -73.8954604100008) | Con Edison | BI-LYNN REALTY CORP. | BILYNN RLTY CORP | 1730 CENTRAL PARK AVE YONKERS, NY 10710 (40.956124024958314, -73.84157606061817) | CA391387L | 7/4/05 | ROCKMILLS MP 100 | 1 | 4.2 | 1987 | 2022 |  | 21 to 26 years old | ICI MEG 42 P | #6 | 73000 | 51100 | 10950 | 7665 |  |  | Walk-Up Apartments | 15 | 41000 | 2 | 5 | 54 | 55 | 1922
2032490120 | 125 195 STREET Bronx, NY 10468 (40.87027127638376, -73.90063638157766) | Con Edison | BIRCHAIGHT MANAGEMENT. | 561 WEST 144 INC. | 125 195TH STREET BRONX, NY 10468 (40.87027127638376, -73.90063638157766) | CA459087H | 7/4/05 | FEDERAL FLW 850 | 1 | 2.8 | 1987 | 2022 |  | 21 to 26 years old | INDUSTRIAL COMBUSTION MMG-42-S | #4 | 73000 | 51100 | 10585 | 7409 |  |  | Elevator Apartments | 14 | 41760 | 1 | 6 | 39 | 39 | 1963
2057460567 | 2675 HENRY HUDSON PARKWAY Bronx, NY 10463 (40.88141850586253, -73.91750954218294) | Con Edison | HENDRICK HUDSON HOUSE | BON HOLDING CORP | 408 57 STREET MANHATTAN, NY 10019 (40.76802956130388, -73.98604087604586) | CA174273M | 7/6/05 | KEWANEE C7L86 | 1 | 7 | 1973 | 2010 |  | 36 - 40 year old | RAY AR 141-6 | #6 | 73000 | 51100 | 10950 | 7665 | Yes | 2016 | Loft Buildings | 11 | 92782 | 1 | 6 | 78 | 78 | 1951
2024630016 | 1173 GRAND Bronx, NY 10452 (40.83772426336412, -73.9233322114124) | Con Edison | J.C.M.G CORPORATION | J. C. M. G. CORP | 50390 ROSEBANK STATION STATEN ISLAND, NY 10305 (40.596184688172855, -74.07507238488262) | CA136183L | 7/7/05 | ROCKMILLS #MP-100 | 1 | 4.2 | 1983 | 2018 |  | 26 to 30 years old | ICI ME-42P | #6 | 73000 | 51100 | 10950 | 7665 |  |  | Elevator Apartments | 16 | 48395 | 1 | 5 | 57 | 61 | 1922
2033040180 | 219 MIRIAM STREET Bronx, NY 10458 (40.86844887348612, -73.8920474959042) | Con Edison | LTD REALTY | 219 MIRIAM LLC | 1700 CENTRAL AVENUE YONKERS, NY 10710 (40.954783319223566, -73.84176186239989) | CA352683Y | 7/6/05 | ROCKMILLS MP100 | 1 | 4.2 | 1983 | 2018 |  | 26 to 30 years old | I.C.I. DEG 42P | #6 | 73000 | 51100 | 10950 | 7665 | Yes | 2014 | Elevator Apartments | 15 | 56265 | 1 | 5 | 54 | 54 | 1924
2030220073 | 355 187 STREET Bronx, NY 10458 (40.85960366484607, -73.89505150054478) | Con Edison | STONECREST MGMT. INC. | PRANA GROWTH FUND I, | 507 186th STREET NEW YORK, NY 10033 (40.85143591538309, -73.92924152824264) | CA086478X | 7/5/05 | ROCKMILLS MP250 | 1 | 10.5 | 1978 | 2013 |  | 31 to 35 years old | ICI DE 105P | #6 | 73000 | 51100 | 10950 | 7665 | Yes | 2022 | Elevator Apartments | 15 | 132756 | 1 | 6 | 136 | 142 | 1927
2059200653 | 3671 HUDSON MANOR TERRACE Bronx, NY 10463 (40.88776574293431, -73.9157797825823) | Con Edison | HSC MANAGEMENT CORP. | MANOR TOWER OWNRS COR | 2736 INDEPENDENCE AVENUE RIVERDALE, NY 10463 (40.882258954549314, -73.91765023386792) | CA119984R | 7/7/05 | FEDERAL FLW 3036 | 2 | 14.7 | 1984 | 2019 |  | 26 to 30 years old | S.T. JOHNSON FD68 CAHM SIZE 300 | #6 | 72416 | 50691 | 10862 | 7604 | Yes | 2020 | Warehouses | 11 | 216720 | 1 | 16 | 185 | 185 | 1963 |  | YES
2032490058 | 85 STRONG STREET Bronx, NY 10468 (40.871097915943544, -73.89841115109057) | Con Edison | STRONG ASSOCIATES. | STRONG ASSOCIATES | 040211 BROOKLYN NY 11204 (40.619055848049015, -73.98479859887618) | CA117581N | 7/7/05 | FEDERAL FST 150 | 1 | 6.3 | 1981 | 2016 |  | 26 to 30 years old | ICI DEG 63P | #6 | 71926 | 50348 | 10789 | 7552 | Yes | 2019 | Elevator Apartments | 14 | 91620 | 1 | 6 | 72 | 72 | 1927
2041740024 | 3121 MIDDLETOWN ROAD Bronx, NY 10461 (40.84523742771046, -73.8264543417798) | Con Edison | HSC MGMT CORP. | PELHAM BAY OWNERS CP |  | CA273795N | 7/6/05 | FEDERAL FST-250 | 1 | 9.55 | 1995 | 2030 | DUAL FUEL | 11 to 15 years old | INDUSTRIAL COMB. DEG-105 (P) | #6 | 71610 | 50127 | 10742 | 7519 | Yes | 2014 | Elevator Apartments | 13 | 135250 | 1 | 12 | 157 | 157 | 1963 |  | YES
2028550020 | 8 169 STREET Bronx, NY 10452 (40.837701864034806, -73.91934350137474) | Con Edison | JEROME W. 169 ASSOCIATES LLC. | JEROME W 169TH ASSOCI | 542 MAIN ST NEW ROCHELLE, NY 10801 (40.90794031848401, -73.78299377983785) | CA262269J | 7/4/05 | FEDERAL FST 175 | 1 | 7.28 | 1969 | 2010 |  | 41 - 45 years old | SUPERIOR AB-AA6-100 | #6 | 71540 | 50078 | 10731 | 7512 |  |  | Walk-Up Apartments | 16 | 38288 | 1 | 5 | 53 | 54 | 1928
2033440102 | 3535 KINGS COLLEGE PLACE Bronx, NY 10467 (40.880501106971536, -73.87577404725498) | Con Edison | COLLEGE GARDENS CO-OP | COLLEGE GARDENS CO OP | 733 YONKERS AVE YONKERS, NY 10704 (40.92365098316586, -73.86577167165724) | CA155795X | 7/5/05 | BEST 5E-250 | 1 | 9.47 | 1995 | 2030 | DUAL FUEL | 11 to 15 years old | INDUSTRIAL COMB. #LN DEG-145 | #6 | 71530 | 50071 | 10730 | 7511 | Yes | 2014 | Walk-Up Apartments | 11 | 160000 | 2 | 6 | 120 | 120 | 1954 |  | YES
2024860025 | 1025 GERARD AVENUE Bronx, NY 10452 (40.830996510889655, -73.92293888297417) | Con Edison | 3092 REALTY CORP. | BRAVE FRONT CORP C/O | 3092 HULL AVE BRONX, NY 10467 (40.872182149815785, -73.87850567572308) | CA009578Y | 7/5/05 | ROCKMILLS MP 4 122 | 1 | 5.09 | 1978 | 2013 |  | 31 to 35 years old | HEV-E-OIL ME 54 | #6 | 71430 | 50001 | 10714 | 7500 | Yes | 2016 | Elevator Apartments | 17 | 59446 | 1 | 6 | 54 | 54 | 1928
2042980022 | 900 LYDIG AVENUE Bronx, NY 10462 (40.85438447122029, -73.86197310901291) | Con Edison | SEDGWIGK MGT CORP. | MAJESTIC ASSOCIATES | 3871 SEDGWICK AVENUE BRONX, NY 10463 (40.8830203617613, -73.89428950140436) | CA356386X | 7/5/05 | ROCKMILLS MP200 | 1 | 8.4 | 1986 | 2021 |  | 21 to 26 years old | I.C.I. DEG84P | #6 | 70080 | 49056 | 10512 | 7358 | Yes | 2018 | Walk-Up Apartments | 13 | 105000 | 1 | 7 | 92 | 92 | 1959 |  | YES
2024310026 | 1229 CLAY AVENUE Bronx, NY 10456 (40.832792956292565, -73.91042582918024) | Con Edison | BOZART REALTY CORP% PWB MGMT | 1229-1273 REALTY LLC |  | CA249691Z | 7/4/05 | ROCKMILLS MP-200 | 1 | 7.77 | 1991 | 2026 |  | 16 to 20 years old | ICI DEG-84P | #6 | 70000 | 49000 | 10500 | 7350 | Yes | 2021 | Elevator Apartments | 16 | 136465 | 2 | 6 | 123 | 126 | 1929
2024640023 | 1235 GRAND Bronx, NY 10452 (40.835267997569, -73.91796204726622) | Con Edison | JMG MANAGEMENT PLUS | 1235 LLC | 5600A BROADWAY BRONX, NY 10463 (40.87943056565291, -73.90428356958549) | CA055985Z | 7/7/05 | ROCKMILLS MP300 | 1 | 12.6 | 1985 | 2020 |  | 21 to 26 years old | ICI DEG 145P | #6 | 70000 | 49000 | 10500 | 7350 | Yes | 2014 | Walk-Up Apartments | 16 | 181700 | 1 | 6 | 130 | 131 | 1929 |  | YES
2031630006 | 2244 CRESTON AVENUE Bronx, NY 10453 (40.856702304463425, -73.90149177826872) | Con Edison | LSL SERVICES CORP. | LSL SERVICES, INC. | 185 SHERMAN AVENUE MANHATTAN, NY 10034 (40.8650215897717, -73.92200661192761) | CA639786P | 7/6/05 | ROCKMILLS MP 70 | 1 | 2.84 | 1986 | 2021 |  | 21 to 26 years old | ICI DEG 42 YP | #6 | 70000 | 49000 | 10500 | 7350 |  |  | Elevator Apartments | 14 | 49034 | 1 | 6 | 49 | 49 | 1929
2049940005 | 689 233 STREET Bronx, NY 10466 (40.89361649032583, -73.85777588693058) | Con Edison | SADELL HOLDING CORP. | SADELL HOLDING CORP | 92 BRONX NY 10461 (40.846960590359004, -73.840632836736) | CA640186J | 7/6/05 | ROCKMILLS MP 100 | 1 | 3.8 | 1986 | 2021 |  | 21 to 26 years old | ICI DEG 42 P | #6 | 70000 | 49000 | 10500 | 7350 |  |  | Condominiums | 12 | 22770 | 1 | 5 | 26 | 26 | 1925
2039060010 | 1120 WYATT STREET Bronx, NY 10460 (40.83921364960154, -73.87710162447051) | Con Edison | SILMAN REALTY CO. | 1120 WYATT LLC | 5600A BROADWAY BRONX, NY 10463 (40.87943056565291, -73.90428356958549) | CA083985R | 7/7/05 | ROCKMILLS MP4-186 | 1 | 7.89 | 1985 | 2020 |  | 21 to 26 years old | ICI-DEG84-P | #6 | 70000 | 49000 | 10500 | 7350 | Yes | 2016 | Elevator Apartments | 15 | 105360 | 1 | 6 | 97 | 97 | 1932
2042920001 | 2078 WALLACE AVENUE Bronx, NY 10462 (40.852546672771034, -73.86484343099505) | Con Edison | T.M.S.MGMT CO/SACCHETTI | BRADY LLC | 1466 ST PETER'S AVENUE BRONX, NY 10461 (40.839405402043354, -73.84584329657376) | CA504585K | 7/5/05 | ROCKMILLS MP 150 | 1 | 6.3 | 1985 | 2020 |  | 21 to 26 years old | ICI DEG 63P | #6 | 70000 | 49000 | 10500 | 7350 | Yes | 2022 | Walk-Up Apartments | 13 | 174400 | 1 | 6 | 191 | 191 | 1965
2031430018 | 2120 TIEBOUT AVENUE Bronx, NY 10457 (40.85349289762872, -73.89843957893187) | Con Edison | UNIVERSAL MGMT AGENCY | 2160 REALTY CO., L.L. | 825 233 STREET BRONX, NY 10466 (40.89221310483329, -73.85355883486339) | CA204684L | 7/6/05 | ROCKMILLS MP 150 | 1 | 5.9 | 1984 | 2019 |  | 26 to 30 years old | I.C.I. DEG-63-P | #6 | 70000 | 49000 | 10500 | 7350 | Yes | 2013 | Walk-Up Apartments | 15 | 63750 | 1 | 5 | 75 | 75 | 1927
2033320030 | 3080 HULL AVENUE Bronx, NY 10467 (40.87206575706077, -73.87871945833434) | Con Edison | HAJDIN RRACI | K & H REALTY CORP. | 2138 WILLIAMSBRIDGE RD BRONX, NY 10461 (40.856040456053336, -73.85563525863427) | CA324886X | 7/5/05 | ROCKMILLS MP-90 | 1 | 3.6 | 1986 | 2021 |  | 21 to 26 years old | IND COM MEG-42-P | #6 | 69350 | 48545 | 10402 | 7282 |  |  | Elevator Apartments | 11 | 42300 | 2 | 6 | 43 | 44 | 1936
2024310026 | 1259 CLAY AVENUE Bronx, NY 10456 (40.833576392718676, -73.9099821129743) | Con Edison | BOZART REALTY CORP. | 1229-1273 REALTY LLC |  | CA114580H | 7/5/05 | FEDERAL FST 150 | 1 | 6.9 | 1980 | 2015 | DUAL FUEL | 26 to 30 years old | ICI MEG-63S | #6 | 68985 | 48290 | 10348 | 7243 | Yes | 2021 | Elevator Apartments | 16 | 136465 | 2 | 6 | 123 | 126 | 1929
2032160016 | 1940 ANDREWS AVENUE Bronx, NY 10453 (40.85499871797411, -73.91295077484332) | Con Edison | NISYM REALTY CORP. | NISYM REALTY CORP |  | CA173085K | 7/7/05 | ROCKMILLS MP 100 SS | 1 | 3.34 | 1985 | 2020 |  | 21 to 26 years old | I.C.I. DEG 42 (P) | #6 | 68985 | 48290 | 10348 | 7243 | Yes | 2016 | Walk-Up Apartments | 14 | 54150 | 1 | 6 | 43 | 43 | 1925
2024390080 | 1221 COLLEGE AVENUE Bronx, NY 10456 (40.83327265425264, -73.91310637891817) | Con Edison | WEINREB MANAGEMENT | COLLEGE MORRIS AVENUE | 276 RIVERSIDE DRIVE MANHATTAN, NY 10025 (40.79837591565439, -73.97328132801744) | CA185972P | 7/7/05 | ROCKMILLS MP100 | 1 | 4.2 | 1972 | 2010 |  | 36 - 40 year old | SUPERIOR AB-80 | #6 | 68985 | 48290 | 10348 | 7243 | Yes | 2019 | Elevator Apartments | 16 | 61967 | 1 | 6 | 52 | 52 | 1931
2043290012 | 1055 ESPLANADE Bronx, NY 10461 (40.85583145401208, -73.85884304281637) | Con Edison | THE ESPLANDE | A.G.M. CO., | 2298 FIRST AVE NEW YORK, NY 10035 (40.79747659362505, -73.9343316909285) | CA418686Z | 7/6/05 | FEDERAL FST-150 | 1 | 6.3 | 1986 | 2021 |  | 21 to 26 years old | IND. COMB. DEG-63 P | #6 | 68730 | 48111 | 10310 | 7217 | Yes | 2019 | Walk-Up Apartments | 13 | 97387 | 1 | 6 | 75 | 75 | 1947
2057880074 | 3210 ARLINGTON AVENUE Bronx, NY 10463 (40.88426062407272, -73.9123825082219) | Con Edison | 3210 ARLINGTON AVE OWNERS CORP | 3210 ARLINGTON AVE OW | 2736 INDEPENDENCE AVE RIVERDALE, NY 10463 (40.882258954549314, -73.91765023386792) | CA507285M | 7/6/05 | FEDERAL FST-150 | 1 | 6.3 | 1985 | 2020 |  | 21 to 26 years old | INDUSTRIAL COMBU DEG-63(P) | #6 | 68730 | 48111 | 10310 | 7217 | Yes | 2018 | Elevator Apartments | 11 | 80735 | 1 | 6 | 67 | 67 | 1955 |  | YES
2043210042 | 782 PELHAM PARKWAY Bronx, NY 10462 (40.85668471511714, -73.86440804108891) | Con Edison | 782 PPS CORP | 782 P P S CORP | 3062 BAINBRIDGE AVENUE BRONX, NY 10467 (40.873348382089866, -73.87978512178402) | CA310386M | 7/5/05 | FEDERAL FST 150 | 1 | 6.3 | 1986 | 2021 |  | 21 to 26 years old | IND. COMB. # DEG-63 (P) | #4 | 68730 | 48111 | 9966 | 6976 | Yes | 2021 | Elevator Apartments | 13 | 90971 | 1 | 6 | 84 | 85 | 1929
2028780156 | 1725 ANDREWS AVENUE Bronx, NY 10453 (40.84998485308006, -73.91784480119225) | Con Edison | ANDREWS PLAZA HSG. % METRO MGMT | ANDREWS PLAZA HOUSING | 1800 POPHAM AVENUE BRONX, NY 10453 (40.85145725033349, -73.91811031555578) | CB015408L | 7/6/05 | BEST 5B - 150 (NEW) | 1 | 5 | 2008 | 2043 | DUAL FUEL | Fewer than 5 years old |  | #6 | 68730 | 48111 | 10310 | 7217 | Yes | 2018 | Walk-Up Apartments | 16 | 78576 | 1 | 6 | 84 | 84 | 1930
2038010001 | 2010 POWELL AVENUE Bronx, NY 10472 (40.83041786491905, -73.85660007810094) | Con Edison | CAPPENTER ASSOCIATES | 2010 POWELL LLC | 190354 BKLYN NY 11219 (40.63277295540763, -73.99667681118586) | CA270584J | 7/6/05 | FEDERAL FST-150 | 1 | 6.3 | 1984 | 2019 |  | 26 to 30 years old | INDU COMB DEG-63(P) | #6 | 68730 | 48111 | 10310 | 7217 | Yes | 2021 | Walk-Up Apartments | 18 | 74890 | 1 | 6 | 91 | 91 | 1929
2038070048 | 2165 CHATTERTON AVENUE Bronx, NY 10472 (40.82822098794078, -73.85129858962038) | Con Edison | COMBINED ASSO%SPRING & DAVIS | BI-COASTAL PROPERTIES | 280 COMMACK NY 11725-0280 (40.836352218606315, -73.29456287742103) | CA369686K | 7/6/05 | FEDERAL FST-150 | 1 | 6.3 | 1986 | 2021 |  | 21 to 26 years old | IND. COMB. DE-63 P | #6 | 68730 | 48111 | 10310 | 7217 | Yes | 2017 | Elevator Apartments | 18 | 88184 | 1 | 6 | 74 | 81 | 1929
2046420033 | 3560 OLINVILLE AVENUE Bronx, NY 10467 (40.87910031645911, -73.86759036877477) | Con Edison | DENICK MANAGEMENT INC. | DENICK MANAGEMENT INC | 20 22 23 STREET ASTORIA, NY 11105 (40.780092072491186, -73.90960650023976) | CA045187P | 7/6/05 | FEDERAL FST 150 | 1 | 6.3 | 1987 | 2022 |  | 21 to 26 years old | INDUSTRIAL COMBUSTION DEG-63(P) | #6 | 68730 | 48111 | 10310 | 7217 | Yes | 2022 | Walk-Up Apartments | 12 | 79098 | 1 | 6 | 85 | 85 | 1931
2028350016 | 1515 GRAND Bronx, NY 10452 (40.83772426336412, -73.9233322114124) | Con Edison | KAUFMAN MANAGEMENT | MOBIL REALTY INC | 229 105 STREET N Y 10025 (40.80023449419272, -73.96724589382919) | CB256001L | 7/6/05 | ROCKMILLS MP-150 | 1 | 6.3 | 2001 | 2036 | DUAL FUEL | 5 to 10 years old | INDUSTRIAL COMB. DEG-63 P | #6 | 68730 | 48111 | 10310 | 7217 | Yes | 2015 | Elevator Apartments | 14 | 73692 | 1 | 6 | 75 | 76 | 1927
2043180036 | 2187 CRUGER AVENUE Bronx, NY 10462 (40.85617099958669, -73.86669008609006) | Con Edison | M. MENDEL CO. LLC. | 6787 REALTY CO INC | 0396 BROOKLYN NY 11219 (40.63277295540763, -73.99667681118586) | CA284084K | 7/6/05 | FEDERAL FST-150 | 1 | 6.3 | 1984 | 2019 |  | 26 to 30 years old | INDUS COMBU DEG-63(P) | #6 | 68730 | 48111 | 10310 | 7217 | Yes | 2018 | Elevator Apartments | 13 | 81984 | 1 | 6 | 78 | 78 | 1930
2032010030 | 2575 JEROME AVENUE Bronx, NY 10468 (40.865377068205156, -73.89906646908065) | Con Edison | MIRLANDA REALTY | 2575 JEROME, LLC | 2575 JEROME AVENUE BRONX, NY 10468 (40.865377068205156, -73.89906646908065) | CA181984Y | 7/5/05 | FEDERAL FST-150 | 1 | 6.3 | 1984 | 2019 |  | 26 to 30 years old | INDUST COMB DEG-63(P) | #4 | 68730 | 48111 | 9966 | 6976 | Yes | 2021 | Loft Buildings | 14 | 93000 | 1 | 6 | 89 | 89 | 1940
2043170025 | 2190 BOSTON ROAD Bronx, NY 10462 (40.856387421904955, -73.8694255046073) | Con Edison | RY MANAGEMENT CO., INC. | 2190 BOSTON OWNERS IN | 1348 STUYVESANT ST NY 10009 (40.72664935898081, -73.97911148500697) | CA409384Z | 7/7/05 | FEDERAL FST-150 | 1 | 6.3 | 1984 | 2019 |  | 26 to 30 years old | INDUST COMBUS DEG-63(P) | #6 | 68730 | 48111 | 10310 | 7217 | Yes | 2017 | Elevator Apartments | 13 | 87354 | 1 | 6 | 78 | 78 | 1941 |  | YES
2024770021 | 1027 WALTON AVENUE Bronx, NY 10452 (40.83073630685668, -73.922042433158) | Con Edison | TRYAX REALTY MGMT INC. | 1027 WALLCO, L.L.C. | 60 CUTTER MILL ROAD GREAT NECK, NY 11021-3104 (40.78585735300652, -73.73112088518786) | CA160583K | 7/6/05 | FEDERAL FST-150 | 1 | 6.3 | 1983 | 2018 |  | 26 to 30 years old | INDUSTRIAL COMBUSTION MM-63 (P) | #4 | 68730 | 48111 | 9966 | 6976 | Yes | 2017 | Elevator Apartments | 17 | 76822 | 1 | 6 | 85 | 90 | 1927
2028730021 | 1422 NELSON AVENUE Bronx, NY 10452 (40.842755427414055, -73.9217809443547) | Con Edison | 1422 REALTY ASSOCIATES. | 1422 NELSON ASSOCIATE | 3154 ALBANY CRESCENT BRONX, NY 10463 (40.87958311461891, -73.90191629101832) | CA077488P | 7/7/05 | FEDERAL FST 150 | 1 | 6.3 | 1988 | 2023 |  | 21 to 26 years old | ICI DEG 63 P | #4 | 68730 | 48111 | 9966 | 6976 | Yes | 2013 | Hospitals & Health | 16 | 70500 | 1 | 6 | 72 | 72 | 1928
2058030985 | 4445 POST ROAD Bronx, NY 10471 (40.891444483636036, -73.8983593652026) | Con Edison | 4445 POST OWNERS%R.F.HILL | HARRIS ANNE | 279 231 STREET BRONX, NY 10463 (40.880419334248025, -73.9076260517666) | CA219196Y | 7/7/05 | FEDERAL FST-150 | 1 | 6.3 | 1996 | 2031 | DUAL FUEL | 11 to 15 years old | INDUSTRIAL COMB. DEG-63 (P) | #6 | 68730 | 48111 | 10309 | 7217 | Yes | 2013 | Walk-Up Apartments | 11 | 62088 | 1 | 7 | 68 | 68 | 1940 |  | YES
2032980021 | 2980 BRIGGS AVENUE Bronx, NY 10458 (40.87150775188849, -73.88515071035403) | Con Edison | B.G.R.REALTY CO. | B G R REALTY LLC | 613 LENOX HILL STATION MANHATTAN, NY 10021 (40.76920532766377, -73.959183941086) | CA209686H | 7/5/05 | FEDERAL FST-150 | 1 | 6.3 | 1986 | 2021 |  | 21 to 26 years old | INDUSTRIAL COMBUSTION DE 63(P) | #6 | 68730 | 48111 | 10309 | 7217 | Yes | 2018 | Hotels | 11 | 69166 | 1 | 6 | 55 | 55 | 1954
2037920037 | 1990 GLEASON AVENUE Bronx, NY 10472 (40.83101786369179, -73.85758621664884) | Con Edison | GLEASON AVE ASSOCIATES | GLEASON AVENUE ASSOCI | 1990 GLEASON AVE BRONX, NY 10472 (40.83101786369179, -73.85758621664884) | CA554386N | 7/6/05 | FEDERAL FST-150 | 1 | 6.3 | 1986 | 2021 |  | 21 to 26 years old | IND. COMB. DE-63 P | #6 | 68730 | 48111 | 10309 | 7217 |  |  | Office Buildings | 18 | 43500 | 1 | 5 | 46 | 46 | 1927
2024710050 | 1001 GRAND Bronx, NY 10452 (40.83772426336412, -73.9233322114124) | Con Edison | RESIDENTIAL MANAGEMENT | 1001 GRAND CNCRSE OWN | 1651 CONEY ISLAND BROOKLYN, NY 11230 (40.62192951023877, -73.96551106018723) | CA069989N | 7/5/05 | NATIONAL OB-733 | 1 | 8.85 | 1989 | 2024 |  | 21 to 26 years old | ICI DEG 63S | #6 | 68730 | 48111 | 10309 | 7217 | Yes | 2021 | Elevator Apartments | 17 | 92417 | 1 | 10 | 80 | 81 | 1941 |  | YES
2058741028 | 6629 BROADWAY Bronx, NY 10471 (40.909264549306364, -73.89663383244344) | Con Edison | JRC MANAGEMENT | KASHTAN REALTY LLC | 740058 REGO PARK NY 11374 (40.72646491702238, -73.86148084756303) | CB229803X | 7/5/05 | FEDERAL -FST-150 (EXISTING) | 1 | 5.02 | 2003 | 2038 | DUAL FUEL | 5 to 10 years old | INDUSTRIAL COMBUSTION-DEG-63(NEW) | #6 | 68678 | 48075 | 10302 | 7211 | Yes | 2014 | Elevator Apartments | 11 | 76009 | 1 | 6 | 84 | 84 | 1962
2032400037 | 212 KINGSBRIDGE ROAD Bronx, NY 10463 (40.87240898692076, -73.90455251051944) | Con Edison | 212 WEST KNIGSBRIDGE LTD | 212 KINGSBRIDGE, LLC | 3154 ALBANY CRESENT BRONX, NY 10463 (40.87958311461891, -73.90191629101832) | CA099079L | 7/5/05 | ROCKMILLS MP 125 | 1 | 5.2 | 1979 | 2014 |  | 31 to 35 years old | HEV-E-OIL DE 54 S ( I.C.I. ) | #6 | 68437 | 47906 | 10266 | 7186 | Yes | 2020 | Elevator Apartments | 14 | 59000 | 1 | 6 | 61 | 65 | 1929
2028690009 | 1820 HARRISON AVENUE Bronx, NY 10453 (40.85073879466167, -73.91369573246011) | Con Edison | 1820 HARRISON REALTY LLC. | 1820 HARRISON REALTY | 1919 WILLIAMSBRIDGE ROAD BRONX, NY 10461 (40.852643053158374, -73.8532354972766) | CA055086P | 7/5/05 | FEDERAL FLW 1822 | 1 | 8.86 | 1986 | 2021 |  | 21 to 26 years old | INDUSTRIAL COMBUSTION DEG-84-S | #4 | 67160 | 47012 | 9738 | 6817 | Yes | 2019 | Elevator Apartments | 14 | 68874 | 1 | 6 | 75 | 75 | 1962
2033560146 | 3525 DECATUR AVENUE Bronx, NY 10467 (40.87915360926893, -73.87243240899507) | Con Edison | DECATUR AVENUE HOLDING | 3525 DECATUR AVENUE L | 5600A BROADWAY BRONX, NY 10463 (40.87943056565291, -73.90428356958549) | CA098486Y | 7/5/05 | FEDERAL FST 175 | 1 | 6.4 | 1986 | 2021 |  | 21 to 26 years old | ICI MMG-63 (P) | #4 | 67160 | 47012 | 9738 | 6817 | Yes | 2016 | Elevator Apartments | 11 | 92988 | 1 | 6 | 86 | 86 | 1931
2027140061 | 985 163 STREET Bronx, NY 10459 (40.821013607487146, -73.89403865021333) | Con Edison | SEBCO III ASSOCIATES | SEBCO III ASSOCIATES | 955 163 STREET BRONX, NY 10459 (40.82102127608155, -73.89565834555971) | CA098078P | 7/5/05 | BURNHAM 4F-675-NY | 1 | 6.4 | 1978 | 2013 |  | 31 to 35 years old | I.C.I. MM63P | #4 | 67160 | 47012 | 9738 | 6817 |  |  | Elevator Apartments | 17 | 25840 | 1 | 5 | 22 | 22 | 1912
2031690043 | 2095 CRESTON AVENUE Bronx, NY 10453 (40.854023177685335, -73.90366509691266) | Con Edison | CRESTON 2095 LLC. | CRESTON 2095 . | 5014 16th AVE BROOKLYN, NY 11204 (40.63039762985218, -73.98621834838308) | CA131482Z | 7/4/05 | ROCKMILLS MP-175 | 1 | 7.35 | 1982 | 2017 |  | 26 to 30 years old | INDUSTRIAL COMBUSTION MODEL DEG-84-P | #6 | 67160 | 47012 | 10074 | 7052 | Yes | 2019 | Walk-Up Apartments | 14 | 70110 | 1 | 6 | 79 | 79 | 1928
2033290001 | 3591 BAINBRIDGE AVENUE Bronx, NY 10467 (40.884071551205366, -73.87766795367905) | Con Edison | MASPETH ASSOCIATES INC | IVORY 3591 BAINBRIDGE | 40 EXCHANGE PLACE MANHATTAN, NY 10005 (40.70574493861897, -74.0098106474021) | CA087280P | 7/6/05 | ROCKMILLS MP-175 | 1 | 6.9 | 1980 | 2015 | DUAL FUEL | 26 to 30 years old | DEG-84 IND COMB | #4 | 66992 | 46895 | 9714 | 6800 | Yes | 2019 | Elevator Apartments | 11 | 101196 | 1 | 6 | 102 | 102 | 1926
2028800135 | 1571 UNDERCLIFF AVENUE Bronx, NY 10453 (40.84782448610624, -73.9230258409014) | Con Edison | UNDERCLIFF RLTY CORP/RESIDENTIAL MANAGEMENT | UNDERCLIFF REALTY COR | 1651 CONEY ISLAND AVE BROOKLYN, NY 11230 (40.617134059024586, -73.96362996399334) | CA106097H | 7/4/05 | ROCKMILLS MP-4-231 | 1 | 8.55 | 1997 | 2032 | DUAL FUEL | 11 to 15 years old | INDUSTRIAL COMB. DEG-84 (P) | #6 | 66905 | 46834 | 10036 | 7025 | Yes | 2020 | Elevator Apartments | 16 | 132600 | 1 | 6 | 114 | 114 | 1932
2057250776 | 629 KAPPOCK STREET Bronx, NY 10463 (40.87956024853345, -73.91676098719627) | Con Edison | BONNIE CREST%H.STILLMAN | BONNIE CREST OWNERS C | 2736 INDEPENDENCE BRONX, NY 10463 (40.882258954549314, -73.91765023386792) | CA141097L | 7/5/05 | FEDERAL FLW-2429 | 1 | 8.55 | 1997 | 2032 | DUAL FUEL | 11 to 15 years old | INDUSTRIAL COMB. DEG-884 P | #6 | 66904 | 46833 | 10036 | 7025 | Yes | 2015 | Elevator Apartments | 11 | 130570 | 1 | 6 | 100 | 100 | 1961 |  | YES
2027620300 | 819 EDGEWATER ROAD Bronx, NY 10474 (40.81792256782516, -73.88353311271807) | Con Edison | DEXTER CHEMICAL L.L.C. | EDGEWATER REALTY LLC | 845 EDGEWATER ROAD BRONX, NY 10474 (40.81866189774385, -73.88373648601087) | CA229470R | 7/6/05 | CLEAVER BROOKS CB810 150 | 1 | 6.3 | 1970 | 2010 |  | 36 - 40 year old | INTEGRAL | #4 | 65900 | 46130 | 9556 | 6689 |  |  | Loft Buildings | 17 | 10700 | 1 | 2 | 0 | 1 | 1925
2028250010 | 1750 GRAND Bronx, NY 10457 (40.84579837129786, -73.89832418681175) | Con Edison | CONCOURSE PROPERTIES | CONCOURSE PROPERTIES | 381 PARK AVE MANHATTAN, NY 10016 (40.74253229387602, -73.98453137675233) | CA293886R | 7/5/05 | ROCKMILLS MP-125 | 1 | 5.25 | 1986 | 2021 |  | 21 to 26 years old | I.C.I. DEG-54 P | #6 | 65850 | 46095 | 9878 | 6914 | Yes | 2015 | Loft Buildings | 14 | 69225 | 1 | 6 | 70 | 70 | 1937
2029900050 | 1665 VYSE AVENUE Bronx, NY 10460 (40.83522978348742, -73.8869208446065) | Con Edison | PRC - M.B.D.II | MBD II ASSOCIATES | 955 163 STREET BRONX, NY 10459 (40.82102127608155, -73.89565834555971) | CA061783L | 7/6/05 | BURNHAM SPENCER 4F-450-50 | 1 | 3.7 | 1983 | 2018 |  | 26 to 30 years old | IND. COMB. MMG-42 P | #4 | 65700 | 45990 | 9526 | 6669 |  |  | Walk-Up Apartments | 15 | 40200 | 1 | 6 | 38 | 38 | 1924
2025040141 | 1001 JEROME AVENUE Bronx, NY 10452 (40.83138741701864, -73.92653369721894) | Con Edison | 1001 JEROME LLC. | 1001 JEROME ASSOCIATE | 190361 BROOKLYN NY 11219 (40.63277295540763, -73.99667681118586) | CA113683X | 7/6/05 | ROCKMILLS MP 4-162 | 1 | 6.44 | 1983 | 2018 |  | 26 to 30 years old | HEV-E DEG 63-P | #6 | 65700 | 45990 | 9855 | 6898 | Yes | 2014 | Elevator Apartments | 17 | 122850 | 1 | 11 | 100 | 100 | 1937
2025060010 | 1190 SHAKESPEARE AVENUE Bronx, NY 10452 (40.836432884975885, -73.92329675176488) | Con Edison | 1190 SHAKESPEARE AVENUE CO | 1190 SHAKESPEARE AVE | 0211 BROOKLYN NY 11204 (40.619055848049015, -73.98479859887618) | CA218585N | 7/4/05 | ROCKMILLS MP-150 | 1 | 6.3 | 1985 | 2020 |  | 21 to 26 years old | ICI DEG-63P | #6 | 65700 | 45990 | 9855 | 6898 | Yes | 2016 | Office Buildings | 16 | 97000 | 1 | 6 | 80 | 80 | 1929
2029290082 | 1625 FULTON AVENUE Bronx, NY 10457 (40.83943140135517, -73.89901737683878) | Con Edison | 1992 FULTON REALTY | 1625-1631 FULTON LLC | 2855 GRAND BRONX, NY 10468 (40.86785065240455, -73.89951166617763) | CA109388L | 7/5/05 | FEDERAL FST 175 | 1 | 7.28 | 1988 | 2023 |  | 21 to 26 years old | HEVE DEG 84 P | #6 | 65700 | 45990 | 9855 | 6898 | Yes | 2019 | Walk-Up Apartments | 16 | 87413 | 1 | 6 | 101 | 103 | 1927
2057470590 | 2711 HENRY HUDSON PARKWAY Bronx, NY 10463 (40.88157388511525, -73.91731563007441) | Con Edison | 2711 HENRY HUDSON CORP. | 2711 HENRY HUDSON COR | 279 231 STREET BRONX, NY 10463 (40.880419334248025, -73.9076260517666) | CA330688X | 7/5/05 | FEDERAL FST 175 | 1 | 7 | 1988 | 2023 |  | 21 to 26 years old | HEVE DEG 84P | #6 | 65700 | 45990 | 9855 | 6898 | Yes | 2017 | Elevator Apartments | 11 | 82559 | 1 | 6 | 51 | 52 | 1953 |  | YES
2057470605 | 2736 INDEPENDENCE AVENUE Bronx, NY 10463 (40.882258954549314, -73.91765023386792) | Con Edison | 2736 INDEPENDENCE AVE OWNERS | GALLAGHER, ELIZABETH | 2736 INDEPENDENCE AVE BRONX, NY 10463 (40.882258954549314, -73.91765023386792) | CA107598K | 7/5/05 | FEDERAL FST-150 | 1 | 6.27 | 1998 | 2033 | DUAL FUEL | 11 to 15 years old | HEVE (ICI) DEG 63 P | #6 | 65700 | 45990 | 9855 | 6898 | Yes | 2017 | Walk-Up Apartments | 11 | 83880 | 1 | 6 | 66 | 67 | 1970 |  | YES
2058451799 | 5400 FIELDSTON ROAD Bronx, NY 10471 (40.901548992375844, -73.90175330732681) | Con Edison | 5400 COMPANY | 5400 COMPANY | 150 30TH NEW YORK, NY 10001 (40.747873861245175, -73.99111945938847) | CA295992J | 7/5/05 | FEDERAL FST 175 | 1 | 7 | 1992 | 2027 |  | 16 to 20 years old | HEVE DEG 84P ( I.C.I. ) | #6 | 65700 | 45990 | 9855 | 6898 | Yes | 2015 | Walk-Up Apartments | 11 | 151500 | 2 | 6 | 127 | 127 | 1939
2057540001 | 3204 KINGSBRIDGE AVENUE Bronx, NY 10463 (40.88106568590741, -73.90533243910924) | Con Edison | ANSIM REALTY CORP. | CHASE CARVER LLC | 111 BROOK AVE SCARDADLE, NY 10583 (40.97804413782721, -73.80668976568063) | CA570486K | 7/6/05 | FEDERAL FST-90 | 1 | 3.4 | 1986 | 2021 |  | 21 to 26 years old | HEVEOIL MM-42-P | #4 | 65700 | 45990 | 9526 | 6669 | Yes | 2014 | Walk-Up Apartments | 11 | 61020 | 1 | 6 | 54 | 54 | 1927
2043170019 | 2180 BRONX PARK Bronx, NY 10462 (40.85504481651623, -73.86961926502558) | Con Edison | BRONX RIVER MGMT CORP | BRONX RIVER MANAGEMEN | 233 230 STREET BRONX, NY 10463 (40.877644590369854, -73.9073032083034) | CA545986M | 7/6/05 | FEDERAL FST-150 | 1 | 6 | 1986 | 2021 |  | 21 to 26 years old | I.C.I. MEG-63-P | #6 | 65700 | 45990 | 9855 | 6898 | Yes | 2017 | Elevator Apartments | 13 | 75133 | 1 | 6 | 71 | 71 | 1936
2033200037 | 2940 GRAND Bronx, NY 10458 (40.86260132868841, -73.88479001504714) | Con Edison | BROTA REALTY LLC %PETER RUKAJ | BROJA REALTY, |  | CA106685Y | 7/6/05 | FEDERAL FST-125 | 1 | 5.2 | 1985 | 2020 |  | 21 to 26 years old | IND. COMB. DEG-54-P | #6 | 65700 | 45990 | 9855 | 6898 | Yes | 2020 | Elevator Apartments | 11 | 75121 | 1 | 6 | 62 | 66 | 1923
2059330425 | 900 261 STREET Bronx, NY 10471 (40.91289818267332, -73.91078182530131) | Con Edison | COLLEGEOF MT ST VINCENT | CITY OF NEW YORK | 6301 RIVERDALE AVENUE RIVERDALE, NY 10471 (40.91243382486147, -73.90264032913016) | CA080980Y | 7/5/05 | FEDERAL #FST-175 | 1 | 7.35 | 1980 | 2015 |  | 26 to 30 years old | HEV-E-OIL#DE84-S | #4 | 65700 | 45990 | 9526 | 6669 | Yes | 2013 | Walk-Up Apartments | 11 | 192939 | 4 | 5 | 0 | 1 | 1924
2037370066 | 1135 EVERGREEN AVENUE Bronx, NY 10472 (40.82672324983097, -73.88068034966022) | Con Edison | EVERGREEN ESTATE,HDFC,INC | EVERGREEN ESTATES HOU | 494 EIGHTH AVE MANHATTAN, NY 10001 (40.752717336226794, -73.99308439910266) | CA073297Y | 7/4/05 | EASTMOND/FEDERAL ESP-250 | 1 | 8.96 | 1997 | 2032 | DUAL FUEL | 11 to 15 years old | INDUSTRIAL COMB. DEG-105-P | #6 | 65700 | 45990 | 9855 | 6898 |  |  | Office Buildings | 17 | 39120 | 1 | 4 | 40 | 40 | 1930
2037370054 | 1165 EVERGREEN AVENUE Bronx, NY 10472 (40.82747631270207, -73.88086408664938) | Con Edison | EVERGREEN ESTATES HDFC. | EVERGREEN ESTATES HOU | 494 EIGHTH AVE MANHATTAN, NY 10001 (40.752717336226794, -73.99308439910266) | CA073197R | 7/4/05 | EASTMOND/FEDERAL ESP-250 | 1 | 8.96 | 1997 | 2032 | DUAL FUEL | 11 to 15 years old | INDUSTRIAL COMB. DEG-105-P | #6 | 65700 | 45990 | 9855 | 6898 |  |  | Asylums & Homes | 17 | 39120 | 1 | 4 | 40 | 40 | 1930
2057360006 | 3050 FAIRFIELD AVENUE Bronx, NY 10463 (40.882630194345474, -73.9145567923864) | Con Edison | GOODMAN MANAGEMENT CO., INC | 3050 FAIRFIELD AVE OW | 6 43th STREET NEW YORK, NY 10017 (40.75245652744684, -73.97297648087982) | CA350585L | 7/5/05 | ROCKMILLS MP 175 | 1 | 6.4 | 1985 | 2020 |  | 21 to 26 years old | HEV-E DEG 84-P | #6 | 65700 | 45990 | 9855 | 6898 | Yes | 2016 | Walk-Up Apartments | 11 | 111000 | 1 | 8 | 73 | 73 | 1958 |  | YES
2037940013 | 1966 NEWBOLD AVENUE Bronx, NY 10472 (40.83226497409279, -73.85937937998489) | Con Edison | HUGH GRANT GRDNS. HSG. DEV. FUND CORP. | CITY OF NY | 7 PENN PLAZA NEW YORK, NY 10001 (40.74956954963903, -73.99160848411982) | CA058184M | 7/4/05 | FEDERAL FLR-2125 | 1 | 7 | 1984 | 2019 |  | 26 to 30 years old | IRON FIRE A G06-9.8RK | #4 | 65700 | 45990 | 9526 | 6669 | Yes | 2014 | Elevator Apartments | 18 | 144460 | 1 | 14 | 139 | 139 | 1967 |  | YES
2057770714 | 3820 WALDO AVENUE Bronx, NY 10463 (40.88761256962767, -73.90367721177766) | Con Edison | HYMIL ASSOCIATES LLC | HYMIL ASSOCIATES, LLC | 3211 BAINBRIDGE AVENUE BRONX, NY 10467 (40.876134754979354, -73.87965821991988) | CA141593K | 7/6/05 | FEDERAL FST-150 | 1 | 6.27 | 1993 | 2028 |  | 16 to 20 years old | I.C.I.DEG 63 (P) | #6 | 65700 | 45990 | 9855 | 6898 | Yes | 2017 | Walk-Up Apartments | 11 | 76677 | 2 | 5 | 66 | 66 | 1923
2043200042 | 2181 WALLACE AVENUE Bronx, NY 10462 (40.855980458220195, -73.86479542693924) | Con Edison | I B SIMKOWITZ | ACQUISITION AMERICA I | 347 5TH AVENUE MANHATTAN, NY 10016 (40.74821954900994, -73.9846663506232) | CA436386X | 7/6/05 | FEDERAL FST-150 | 1 | 6 | 1986 | 2021 |  | 21 to 26 years old | HEV-E-OIL MEG 63 P ( I.C.I. ) | #6 | 65700 | 45990 | 9855 | 6898 | Yes | 2020 | Elevator Apartments | 13 | 84588 | 1 | 6 | 72 | 72 | 1931
2024580085 | 790 GRAND Bronx, NY 10451 (40.820358710462536, -73.926258362403) | Con Edison | IRORY 790 GL CORP. | IVORY 790 C G CORP | 1651 CONEY ISLAND AVE BROOKLYN, NY 11230 (40.617134059024586, -73.96362996399334) | CA450787H | 7/7/05 | ROCKMILLS MP 150 | 1 | 5.8 | 1987 | 2022 |  | 21 to 26 years old | ICI DEG 63P | #6 | 65700 | 45990 | 9855 | 6898 | Yes | 2018 | Walk-Up Apartments | 17 | 92950 | 1 | 6 | 85 | 85 | 1926
2024580080 | 780 GRAND Bronx, NY 10451 (40.820358710462536, -73.926258362403) | Con Edison | IVORY-780 GC CORP | IVORY 790 C G CORP | 1651 CONEY ISLAND BROOKLYN, NY 11230 (40.62192951023877, -73.96551106018723) | CA450587N | 7/7/05 | ROCKMILLS MP 150 | 1 | 5.8 | 1987 | 2022 |  | 21 to 26 years old | HEVE DEG 63 P | #6 | 65700 | 45990 | 9855 | 6898 | Yes | 2018 | Office Buildings | 17 | 92950 | 1 | 6 | 86 | 86 | 1927
2057990032 | 3635 JOHNSON AVENUE Bronx, NY 10463 (40.88773148217806, -73.9094604729425) | Con Edison | KRISTEN M. HACKETT | SAVOY OWNERS CORP | 279 231 STREET BRONX, NY 10463 (40.880419334248025, -73.9076260517666) | CA358988M | 7/5/05 | FEDERAL FST 150 | 1 | 6.3 | 1988 | 2023 |  | 21 to 26 years old | HEVE DEG 63 P (I.C.I.) | #6 | 65700 | 45990 | 9855 | 6898 | Yes | 2019 | Elevator Apartments | 11 | 106684 | 1 | 6 | 82 | 82 | 1954 |  | YES
2039200024 | 1807 ARCHER STREET Bronx, NY 10460 (40.83754849099548, -73.8669544199137) | Con Edison | MATSIA PROPERTIES CORP. | MATSIA PROPERTIES COR | 1601 BRONXDALE AVENUE BRONX, NY 10462 (40.84351657306597, -73.85691921749257) | CA398688R | 7/5/05 | FEDERAL FST 150 | 1 | 6.3 | 1988 | 2023 |  | 21 to 26 years old | HEVE DEG63P | #6 | 65700 | 45990 | 9855 | 6898 |  |  | Elevator Apartments | 18 | 34945 | 1 | 5 | 46 | 51 | 1927
2043210021 | 2180 WALLACE AVENUE Bronx, NY 10462 (40.85597897194494, -73.8647229712747) | Con Edison | METRO MGMT | ACQUISITION AMERICA I | 347 5TH AVE MANHATTAN, NY 10016 (40.74821954900994, -73.9846663506232) | CA286085L | 7/4/05 | FEDERAL FST-150 | 1 | 6.3 | 1985 | 2020 |  | 21 to 26 years old | S T JOHNSON FD58 CA 150 HM | #6 | 65700 | 45990 | 9855 | 6898 | Yes | 2021 | Loft Buildings | 13 | 75288 | 1 | 6 | 68 | 68 | 1929
2043210013 | 2160 WALLACE AVENUE Bronx, NY 10462 (40.855247295968674, -73.86474920666826) | Con Edison | METRO MGMT DEVEL. INC. | ACQUISITION AMERICA, | 347 FIFTH AVENUE MANHATTAN, NY 10016 (40.74821954900994, -73.9846663506232) | CA285985M | 7/4/05 | FEDERAL FST-150 | 1 | 6.3 | 1985 | 2020 |  | 21 to 26 years old | S T JOHNSON FD68CA150HM | #6 | 65700 | 45990 | 9855 | 6898 | Yes | 2021 | Elevator Apartments | 13 | 74514 | 1 | 6 | 68 | 68 | 1929
2029660017 | 1500 BOSTON ROAD Bronx, NY 10460 (40.834951561901086, -73.89404595125656) | Con Edison | NEW HOPE PLAZA HDFC | 1500 BOSTON RD HDFC | 733 YONKERS AVE YONKERS, NY 10704 (40.92365098316586, -73.86577167165724) | CA406987Y | 7/5/05 | FEDERAL FST 90 | 1 | 2.52 | 1987 | 2022 |  | 21 to 26 years old | ICI MM 34 P | #4 | 65700 | 45990 | 9526 | 6669 |  |  | Elevator Apartments | 15 | 30000 | 1 | 6 | 39 | 43 | 1933
2057030197 | 3045 GODWIN TERRACE Bronx, NY 10463 (40.87872029355931, -73.90632529743476) | Con Edison | RICHARD ALBERT | GODWIN REALTY ASSOCIA | 233 32RD STREET MANHATTAN, NY 10016 (40.745242969987146, -73.97823298586354) | CA189897M | 7/5/05 | ROCKMILLS MP-150 | 1 | 5.81 | 1997 | 2032 | DUAL FUEL | 11 to 15 years old | I.C.I. DEG 63 P | #6 | 65700 | 45990 | 9855 | 6898 | Yes | 2013 | Elevator Apartments | 11 | 68610 | 1 | 6 | 73 | 74 | 1940
2057990073 | 3601 JOHNSON AVENUE Bronx, NY 10463 (40.88669675822402, -73.90969041159896) | Con Edison | RICHARD GOODMAN | GOODMAN MANAGEMENT CO | 2736 INDEPENDENCE AVENUE BRONX, NY 10463 (40.882258954549314, -73.91765023386792) | CA295089N | 7/6/05 | FEDERAL FST 175 | 1 | 6.44 | 1989 | 2024 |  | 21 to 26 years old | HEVE DEG 84P ( I.C.I. ) | #6 | 65700 | 45990 | 9855 | 6898 | Yes | 2019 | Educational Structures | 11 | 115597 | 1 | 6 | 89 | 90 | 1955 |  | YES
2057710041 | 474 238 STREET Bronx, NY 10463 (40.88749291801432, -73.90605324691526) | Con Edison | RIVERDALE OWNERS CORP. | RIVERDALE HOUSE OWNER | 115 30TH STREET MANHATTAN, NY 10001-4191 (40.747469858981354, -73.99000549094458) | CA230590J | 7/6/05 | FEDERAL FST 150 | 1 | 6.27 | 1990 | 2025 |  | 16 to 20 years old | HEVE DEG 63-P | #6 | 65700 | 45990 | 9855 | 6898 | Yes | 2021 | Walk-Up Apartments | 11 | 76500 | 1 | 6 | 54 | 54 | 1939 |  | YES
2057240685 | 601 KAPPOCK STREET Bronx, NY 10463 (40.87887822832911, -73.91673046598235) | Con Edison | ROBERT E. HILL INC | 601 KAPPOCK OWNERS CO | 279 231 STREET N Y 10463 (40.880419334248025, -73.9076260517666) | CB267801K | 7/7/05 | FEDERAL FST 175 | 1 | 7.35 | 2001 | 2036 | DUAL FUEL | 5 to 10 years old | HAVE (ICI) DEG 84 P | #6 | 65700 | 45990 | 9855 | 6898 | Yes | 2014 | Elevator Apartments | 11 | 129600 | 1 | 6 | 100 | 100 | 1960 |  | YES
2031780045 | 2079 MORRIS AVENUE Bronx, NY 10453 (40.85375962396115, -73.9050965337462) | Con Edison | S.KESTENBAUM | LUIS PEREZ HERNANDEZ | 1504 42ND STREET BROOKLYN, NY 11219 (40.63619043518312, -73.98353008986008) | CA509885P | 7/5/05 | FEDERAL FST-90 | 1 | 3.43 | 1985 | 2020 |  | 21 to 26 years old | I.C.I. MMG-42P | #4 | 65700 | 45990 | 9526 | 6669 |  |  | Office Buildings | 14 | 41005 | 1 | 5 | 54 | 54 | 1924
2032530063 | 2741 SEDGWICK AVENUE Bronx, NY 10468 (40.87081360800183, -73.90257647423668) | Con Edison | SEDGWICK AVENUE ASSOCIATES | SEDGWICK AVE ASSOCIAT | 222118 GREAT NECK NY 11022 (40.78753800037845, -73.72455600025916) | CA009684H | 7/6/05 | ROCKMILLS MP-150 | 1 | 6.3 | 1984 | 2019 |  | 26 to 30 years old | INDUST COMB DE-63-P | #6 | 65700 | 45990 | 9855 | 6898 | Yes | 2013 | Walk-Up Apartments | 14 | 137495 | 4 | 5 | 124 | 124 | 1922
2039250018 | 1575 THIERIOT AVENUE Bronx, NY 10460 (40.83989582764095, -73.86604131804334) | Con Edison | SPRING & DAVIS RL.EST.MGMT | ENTES, BARBARA | 280 COMMACK NY 11725 (40.836352218606315, -73.29456287742103) | CA356784L | 7/4/05 | FEDERAL FST-200 | 1 | 7.8 | 1984 | 2019 |  | 26 to 30 years old | I.C.I. DEG-84P | #6 | 65700 | 45990 | 9855 | 6898 | Yes | 2015 | Elevator Apartments | 18 | 130500 | 2 | 6 | 120 | 120 | 1930
2037780010 | 1240 MORRISON AVENUE Bronx, NY 10472 (40.83045969135139, -73.87479529036672) | Con Edison | STELLAR MORRISON, LLC%STELLAR MGMT | STELLAR MORRISON LLC | 156 WILLIAM STREET NEW YORK, NY 10038 (40.70999054661479, -74.0060256431043) | CB175402J | 7/4/05 | S.T.JOHNSON-FD-68CA200HM | 2 | 8.85 | 2002 | 2037 | DUAL FUEL | 5 to 10 years old | (NEW) S.T. JOHNSON FD68 CAHM SIZE 300 | #6 | 65700 | 45990 | 9855 | 6898 | Yes | 2018 | Walk-Up Apartments | 18 | 147727 | 1 | 12 | 154 | 154 | 1968
2032500113 | 2850 CLAFLIN AVENUE Bronx, NY 10468 (40.872885241802464, -73.89973804113916) | Con Edison | THE BENENSON INVESTMENT CO. | 2850 CLAFIN AVE ASSOC | 20 55 STREET MANHATTAN, NY 10019 (40.761920485787066, -73.9755800141002) | CA191283K | 7/5/05 | ROCKMILLS MP-100 | 1 | 6.3 | 1983 | 2018 |  | 26 to 30 years old | HEVE MEG 63P ( I.C.I. ) | #6 | 65700 | 45990 | 9855 | 6898 | Yes | 2020 | Condominiums | 14 | 95500 | 1 | 6 | 78 | 78 | 1927
2042300015 | 1950 HUTCHINSON RIVER PARKWAY Bronx, NY 10461 (40.85082347189134, -73.83563527668808) | Con Edison | THE HUTCHINSON RIVER PKWAY APTS. | HUTCHINSON PWAY APTS | 450 7th AVE N Y, NEW YORK 10123 (40.7508900001734, -73.99041199981389) | CB225100Y | 7/5/05 | FEDERAL FST 175 | 2 | 7.35 | 2000 | 2035 | DUAL FUEL | 5 to 10 years old | ST. JOHNSON FD 68 CAHM (SIZE 150) | #6 | 65700 | 45990 | 9855 | 6898 | Yes | 2020 | Elevator Apartments | 13 | 179920 | 1 | 13 | 158 | 158 | 1961 |  | YES
2028360005 | 1540 WALTON AVENUE Bronx, NY 10452 (40.84246203940298, -73.91382867437484) | Con Edison | TRYAX REALTY MGMT | 1540 WALCO, INC. | 1476 WALTON AVE BRONX, NY 10452 (40.841136727003224, -73.91477088050677) | CA139291M | 7/4/05 | FEDERAL FST 150 | 1 | 6.2 | 1991 | 2026 |  | 16 to 20 years old | I.C.I. MM-63P | #4 | 65700 | 45990 | 9526 | 6669 | Yes | 2016 | Elevator Apartments | 14 | 53560 | 1 | 5 | 59 | 59 | 1923
2042870001 | 2081 CRUGER AVENUE Bronx, NY 10462 (40.85273532264298, -73.8667822989364) | Con Edison | WADE HAMPTON APTS INC.METRO MANAGEMENT | WADE HAMPTON C/O MET | 42 25 21 STREET L I C, NY 11101 (40.74570244980828, -73.93866902925225) | CA033587X | 7/6/05 | FEDERAL FST-175 | 1 | 6.3 | 1987 | 2022 |  | 21 to 26 years old | HEVEOIL DEG 84 P | #6 | 65700 | 45990 | 9855 | 6898 | Yes | 2017 | Elevator Apartments | 13 | 87924 | 1 | 6 | 85 | 85 | 1931 |  | YES
2057770772 | 3800 WALDO AVENUE Bronx, NY 10463 (40.887419086923295, -73.9038373443986) | Con Edison | WALDO GARDENS | WALDO GARDENS INC | 42 25 21 STREET LONG ISL CITY, NY 11101 (40.74570244980828, -73.93866902925225) | CB205705H | 7/7/05 | FEDERAL FLR-2429 (EXSTG) | 2 | 8.8 | 2005 | 2040 | DUAL FUEL | 5 to 10 years old | S. T. JOHNSON FD68 CAHM SIZE 200 (NEW) | #6 | 65700 | 45990 | 9855 | 6898 | Yes | 2017 | Factory & Industrial Buildings | 11 | 154640 | 1 | 20 | 173 | 173 | 1966 |  | YES
2057960129 | 3660 OXFORD AVENUE Bronx, NY 10463 (40.88760025417794, -73.90868609313) | Con Edison | WEINREB MANAGEMENT | 3660 OXFORD AVE ASSOC | 276 RIVERSIDE DRIVE MANHATTAN, NY 10025 (40.79837591565439, -73.97328132801744) | CA113366M | 7/6/05 | FEDERAL FLW-1822 | 1 | 7 | 1966 | 2010 |  | 41 - 45 years old | PETRO WD 6 AH | #6 | 65700 | 45990 | 9855 | 6898 | Yes | 2016 | Elevator Apartments | 11 | 106934 | 1 | 12 | 77 | 77 | 1967
2024730048 | 721 WALTON AVENUE Bronx, NY 10451 (40.82352940996549, -73.92634373608547) | Con Edison | YELLOWSTONE PROPERTIES INC. | 721-735 WALTON/GERARD | 1 DEPOT PLAZA MAMARONECK, NY 10543 (40.95254916072626, -73.73735242036123) | CA258896R | 7/7/05 | (EXISTING)FEDERAL/EASTMOND FST-150 | 1 | 6.3 | 1996 | 2031 | DUAL FUEL | 11 to 15 years old | EXISTING HEVE (I.C.)DEG-84 P | #4 | 65700 | 45990 | 9526 | 6669 | Yes | 2013 | Elevator Apartments | 17 | 112854 | 1 | 6 | 120 | 120 | 1928
2024730043 | 735 WALTON AVENUE Bronx, NY 10451 (40.82380586998844, -73.92619024991889) | Con Edison | YELLOWSTONE PROPERTIES, INC. | 721-735 WALTON/GERARD | 1 DEPOT PLAZA MAMARONECK, NY 10543 (40.95254916072626, -73.73735242036123) | CA258996Y | 7/7/05 | EXISTING,FEDERAL/EASTMOND FST-150 | 1 | 6.3 | 1996 | 2031 | DUAL FUEL | 11 to 15 years old | EXISTING,HEVE (I.C.)DEG-84 P | #6 | 65700 | 45990 | 9855 | 6898 | Yes | 2013 | Elevator Apartments | 17 | 106512 | 1 | 6 | 110 | 111 | 1928
2028260027 | 124 176 STREET Bronx, NY 10453 (40.84808552583057, -73.90902399419885) | Con Edison | ZENITH NY LLC | 124 EAST 176TH STREET | 243 PARKVILLE STATION BKLYN, NY 11204 (40.619055848049015, -73.98479859887618) | CA005691H | 7/7/05 | ROCKMILLS MP150 | 1 | 6.23 | 1991 | 2026 |  | 16 to 20 years old | HEVE MMG-63P | #4 | 65700 | 45990 | 9526 | 6669 | Yes | 2016 | Elevator Apartments | 14 | 68320 | 1 | 6 | 72 | 73 | 1935
2027810500 | 355 FOOD CENTER DRIVE Bronx, NY 10474 (40.808437540927834, -73.8720330124457) | Con Edison | HUNTS POINT COOPERATIVE MARKET C - 101 | DEPT.OF SMALL BUSINES | 355 FOOD CENTER DRIVE BRONX, NY 10474 (40.808437540927834, -73.8720330124457) | CB061307R | #N/A | INDECK LAMONT SIZETJW-C 20 (NEW) | 1 | 20 | 2007 | 2042 | DUAL FUEL | Fewer than 5 years old | FABER W-16-F6R (NEW) | #4 | 65520 | 45864 | 9500 | 6650 |  |  | Walk-Up Apartments | 17 | 1405879 | 11 | 1 | 0 | 10 | 1973
2033410083 | 281 205 STREET Bronx, NY 10467 (40.87423807709832, -73.87845761910232) | Con Edison | BESMAR REALTY | 281 EAST 205TH LLC | 1700 CENTRAL AVENUE YONKERS, NY 10710 (40.954783319223566, -73.84176186239989) | CA159283K | 7/5/05 | FEDERAL FST 100 | 1 | 4.1 | 1983 | 2018 | DUAL FUEL | 26 to 30 years old | I.C.I. MMG-42P | #4 | 65519 | 45863 | 9500 | 6650 |  |  | Elevator Apartments | 11 | 47247 | 1 | 6 | 59 | 59 | 1926
2028730103 | 1551 SHAKESPEARE AVENUE Bronx, NY 10452 (40.84576992256768, -73.91927192834244) | Con Edison | FEATHERBED ASSOCIATES | FEATHERBED LANE ASSOC | 955 163 RD STREET BRONX, NY 10459 (40.82102127608155, -73.89565834555971) | CA004083J | 7/5/05 | SPENCER 4F 563-50 | 2 | 4.7 | 1983 | 2018 | DUAL FUEL | 26 to 30 years old | I.C.I.MMG 54 P | #4 | 65519 | 45863 | 9500 | 6650 | Yes | 2013 | Elevator Apartments | 16 | 84000 | 1 | 6 | 72 | 74 | 1923
2027630150 | 741 HUNTS POINT AVENUE Bronx, NY 10474 (40.815433333977225, -73.88690279923968) | Con Edison | HALE RICKMAN | 741-43 REALTY ASSOCIA | 2800 WEBSTER AVENUE BRONX, NY 10458 (40.86634049763168, -73.88506915910062) | CA322390N | 7/7/05 | FEDERAL FST 90 | 1 | 3.43 | 1990 | 2025 | DUAL FUEL | 16 to 20 years old | HEVE MMG42P | #4 | 65519 | 45863 | 9500 | 6650 |  |  | Hospitals & Health | 17 | 49700 | 1 | 5 | 56 | 58 | 1927
2027920018 | 1655 MONROE AVENUE Bronx, NY 10457 (40.843340639929146, -73.90684336889731) | Con Edison | ROSENBERG DIAMOND | 1655 MONROE REALTY, | 1919 WILLIAMSBRIDGE ROAD BRONX, NY 10461 (40.852643053158374, -73.8532354972766) | CA194190P | 7/6/05 | FEDERAL FST 80 | 1 | 3.43 | 1990 | 2025 | DUAL FUEL | 16 to 20 years old | HEVE MMG34P | #4 | 65519 | 45863 | 9500 | 6650 |  |  | Walk-Up Apartments | 14 | 45600 | 1 | 6 | 42 | 42 | 1930
2031600024 | 2065 GRAND Bronx, NY 10453 (40.85446564147489, -73.90902503263821) | Con Edison | ORSID REALTY CORP. | 2065 LLC | 5600A BROADWAY NEW YORK, NY 10463 (40.87943056565291, -73.90428356958549) | CA100278J | 7/5/05 | ROCKMILLS MP 4-162 | 1 | 6.3 | 1978 | 2013 |  | 31 to 35 years old | I.C.I. DE 63 S | #6 | 65408 | 45786 | 9811 | 6868 | Yes | 2020 | Hospitals & Health | 14 | 83910 | 1 | 6 | 94 | 94 | 1925
2043170092 | 2180 BOLTON STREET Bronx, NY 10462 (40.856166857774674, -73.8686131645914) | Con Edison | PELHAM BOLTON/ALAN WASSERMAN | PELHAM BOLTON LLC | 145 HUGUENOT ST NEW ROCHELLE, NY 10801 (40.91319235913511, -73.77945045104241) | CA053681K | 7/7/05 | FEDERAL FST-150 | 1 | 6.3 | 1981 | 2016 |  | 26 to 30 years old | ICI-DEG63P | #6 | 65200 | 45640 | 9780 | 6846 | Yes | 2017 | Educational Structures | 13 | 79544 | 1 | 6 | 72 | 72 | 1931
2031730041 | 2435 CRESTON AVENUE Bronx, NY 10468 (40.8611520414217, -73.89903018628671) | Con Edison | 2435 REALTY LLC. | DAKA HOLDINGS LLC | 3200 CRUGER AVE BRONX, NY 10467 (40.871464594371155, -73.86611756820807) | CA013186R | 7/7/05 | ROCKMILLS MP4-162 | 1 | 6 | 1986 | 2021 |  | 21 to 26 years old | IND. COMB. DE-63 (P) | #6 | 65152 | 45607 | 9773 | 6841 | Yes | 2013 | Walk-Up Apartments | 14 | 83413 | 1 | 6 | 85 | 85 | 1927
2037840021 | 1750 1758 EAST 172 STREET Bronx, NY 10472 (40.829730432513486, -73.87013213139272) | Con Edison | 1750 REALTY ASSOC. | 172ND STREET REALTY, | 1274 49TH STREET BROOKLYN, NY 11219 (40.635345584477456, -73.99272455499542) | CA544786N | 7/6/05 | ROCKMILLS MP 175 | 1 | 6.4 | 1986 | 2021 |  | 21 to 26 years old | I.C.I. DEG 84 P | #6 | 65116 | 45581 | 9767 | 6837 | Yes | 2014 | Walk-Up Apartments | 18 | 111500 | 1 | 6 | 91 | 97 | 1930
2033430216 | 3400 TRYON AVENUE Bronx, NY 10467 (40.87921484934322, -73.87708609057864) | Con Edison | 3400 TRYON ASSOCIATES LLC. | 3400 TRYON AVENUE LLC | 25 45th ST NEW YORK, NY 10036 (40.755954895532284, -73.9807906669621) | CA249882L | 7/5/05 | ROCKMILLS MP150 | 1 | 6 | 1982 | 2017 |  | 26 to 30 years old | I.C.I. DEG 63 P | #6 | 65116 | 45581 | 9767 | 6837 | Yes | 2013 | Walk-Up Apartments | 11 | 96545 | 1 | 6 | 85 | 85 | 1926
2032490010 | 2780 DR M L KING JR BOULEVARD Bronx, NY 10468 (40.869693003729196, -73.89892699248668) | Con Edison | 2780 UNIVERSITY ASSOCIATES | 2780 UNIVERSITY ASSOC | 145 HUGUENOT STREET NEW ROCHELLE, NY 10801 (40.91319235913511, -73.77945045104241) | CA361684K | 7/7/05 | ROCKMILLS MP 175 | 1 | 7.35 | 1984 | 2019 |  | 26 to 30 years old | ICI DEG 84D | #6 | 65000 | 45500 | 9750 | 6825 | Yes | 2019 | Elevator Apartments | 14 | 98312 | 1 | 6 | 100 | 100 | 1949
2033140041 | 2715 GRAND Bronx, NY 10468 (40.86785065240455, -73.89951166617763) | Con Edison | HARAN REALTY CO/SHEEHAN | HARAN REALTY CO., | 2730 WILLIAMBRIDGE BRONX, NY 10461 (40.846960590359004, -73.840632836736) | CA191583M | 7/5/05 | ROCKMILLS MP 175 | 1 | 7.35 | 1983 | 2018 |  | 26 to 30 years old | ICI DEG 84P | #6 | 65000 | 45500 | 9750 | 6825 | Yes | 2014 | Office Buildings | 15 | 105846 | 1 | 6 | 73 | 75 | 1925
2033240011 | 75 MOSHOLU PARKWAY Bronx, NY 10467 (40.878537199842114, -73.88269038611219) | Con Edison | HUNTER HALL, LLC |  | 215 83 STREET NY, NY 10024 (40.78605880441457, -73.97714149325918) | CA019385R | 7/7/05 | ROCKMILLS MP 175 | 1 | 6.4 | 1985 | 2020 |  | 21 to 26 years old | ICI DEG84P | #6 | 65000 | 45500 | 9750 | 6825 | Yes | 2014 | Elevator Apartments | 11 | 93242 | 1 | 6 | 90 | 91 | 1932
2057500357 | 735 KAPPOCK STREET Bronx, NY 10463 (40.88138078936013, -73.91969540753021) | Con Edison | PARK RIVER OWNERS CORP. | PARK RIVER OWNERS COR | 313 PARKVILLE STATION BROOKLYN, NY 11204 (40.632550671232565, -73.96832882137637) | CA510986M | 7/5/05 | ROCKMILLS MP-175 | 1 | 6.44 | 1986 | 2021 |  | 21 to 26 years old | I.C.I. DEG-84 P | #6 | 65000 | 45500 | 9750 | 6825 | Yes | 2020 | Elevator Apartments | 11 | 61538 | 2 | 12 | 69 | 69 | 1953 |  | YES
2057500382 | 2975 INDEPENDENCE AVENUE Bronx, NY 10463 (40.88285773164387, -73.91739659889683) | Con Edison | FRANCISCAN SISTER OF THE POOR | FRANCES SCHERVIER HOM | 2975 INDEPENDENCE AVENUE BRONX, NY 10463 (40.88285773164387, -73.91739659889683) | CA035584J | 7/5/05 | KEELER CP 100 | 1 | 9 | 1984 | 2019 |  | 26 to 30 years old | S.T.JOHNSON FD CAHM-200 | #4 | 64800 | 45360 | 9396 | 6577 | Yes | 2020 | Educational Structures | 11 | 281965 | 12 | 7 | 0 | 1 | 1936
2026060003 | 1080 LEGGETT AVENUE Bronx, NY 10474 (40.8122537702123, -73.89642136898128) | Con Edison | ANDREW M. LAX | BAMMS REALTY, LLC | 1080 LEGGETT AVENUE BRONX, NY 10474 (40.8122537702123, -73.89642136898128) | CA042481M | 7/7/05 | `ITUSVILLE SOH 182 | 1 | 6.4 | 1981 | 2016 |  | 26 to 30 years old | ICI DEG 63-S | #4 | 64240 | 44968 | 9315 | 6520 | Yes | 2016 | Elevator Apartments | 17 | 140348 | 1 | 1 | 0 | 2 | 1931
2033000033 | 2710 VALENTINE AVENUE Bronx, NY 10458 (40.8666669947192, -73.89243528776646) | Con Edison | BRUCE WITTENBERG | 2710 VALENTINE LLC | ONE RED OAK LANE WHITE PLAINS, NY 10604 (41.016878796838895, -73.71843597130328) | CA233082R | 7/4/05 | ROCKMILLS BOILER MODEL MP-70 | 1 | 2.94 | 1982 | 2017 | DUAL FUEL | 26 to 30 years old | INDUSTRIAL COMBUSTION MODEL MMG-34-P | #4 | 64063 | 44844 | 9289 | 6502 |  |  | Elevator Apartments | 15 | 40800 | 1 | 6 | 37 | 37 | 1928
2042850016 | 2047 HOLLAND AVENUE Bronx, NY 10462 (40.85184011224804, -73.86586960287242) | Con Edison | 2041 HOLLAND ASSOC, % R.A. COHEN ASSOC. | 2041 HOLLAND ASSOCIAT | 60 42ND STREET NEW YORK, NY 10165 (40.65526525234372, -74.01511809347186) | CB132907Z | 7/6/05 | BEST 5D - 200 (NEW) | 1 | 6.6 | 2007 | 2042 | DUAL FUEL | Fewer than 5 years old | ICI DEG - 84P (NEW) | #6 | 64058 | 44841 | 9609 | 6726 | Yes | 2015 | Condominiums | 13 | 209542 | 1 | 6 | 172 | 172 | 1928
2028580001 | 1460 MACOMBS ROAD Bronx, NY 10452 (40.841610512745575, -73.9177559653412) | Con Edison | BUDDY ASSOCIATES, LLC | BUDDY ASSOCIATES LLC | 111 BROOK STREET SCARSDALE, NY 10583 (40.977925558804145, -73.80659198988673) | CB203207Y | 7/6/05 | FEDERAL FST - 200 (NEW) | 1 | 6.6 | 2007 | 2042 | DUAL FUEL | Fewer than 5 years old | ICI DEG - 84P (NEW) | #6 | 64058 | 44841 | 9609 | 6726 | Yes | 2018 | Elevator Apartments | 16 | 74085 | 1 | 6 | 109 | 116 | 1930
2024560001 | 1050 CARROLL PLACE Bronx, NY 10456 (40.83090546441556, -73.91934748637772) | Con Edison | PRIME REALTY SERVICE LLC | CARROLL PLACE ASSOCIA | 040211 BROOKLYN N Y 11204 (40.619055848049015, -73.98479859887618) | CB224500H | 7/7/05 | FEDERAL FST-200 | 1 | 8.4 | 2000 | 2035 | DUAL FUEL | 5 to 10 years old | IND.COMB. DEG-84 P | #6 | 64058 | 44841 | 9609 | 6726 | Yes | 2016 | Office Buildings | 16 | 74594 | 1 | 6 | 62 | 67 | 1929
2058560378 | 6485 BROADWAY Bronx, NY 10471 (40.90524803393417, -73.89648534790513) | Con Edison | 6485 BROADWAY APT./ GOODMAN | 6485 95 BROADWAY APAR | 2736 INDEPENDENCE AVENUE BRONX, NY 10463 (40.882258954549314, -73.91765023386792) | CA270194Y | 7/5/05 | FEDERAL FST-200 | 1 | 8.4 | 1994 | 2029 |  | 16 to 20 years old | INDUSTRIAL COMB. DEG-84 (P) | #6 | 64058 | 44840 | 9609 | 6726 | Yes | 2016 | Walk-Up Apartments | 11 | 127000 | 2 | 6 | 128 | 129 | 1961 |  | YES
2039320050 | 2022 BENEDICT AVENUE Bronx, NY 10462 (40.83436926010643, -73.85719438536798) | Con Edison | BENAVE LLC./BENEDICT PROPERITES | BEN AVE , | 150 GREAT GREAT NECK, NY 11021 (40.78664779925657, -73.72844675971015) | CA030992X | 7/6/05 | FEDERAL FST-200 | 1 | 8.2 | 1992 | 2027 |  | 16 to 20 years old | ICI DEG-84 | #6 | 64058 | 44840 | 9609 | 6726 | Yes | 2022 | Walk-Up Apartments | 18 | 103284 | 1 | 6 | 92 | 92 | 1928
2031250001 | 2105 DALY AVENUE Bronx, NY 10460 (40.84474340522507, -73.88159971286545) | Con Edison | METROPOLITAN GROUP | TRINITY APARTMENTS, L | 15 39TH 7TH N Y, NEW YORK 10018 (40.75184088325665, -73.98274389420693) | CB061002Z | 7/7/05 | SPENCER FPC-5733 | 1 | 6.65 | 2002 | 2037 | DUAL FUEL | 5 to 10 years old | ICI DEG-84 P | #4 | 64057 | 44840 | 9288 | 6502 | Yes | 2015 | Elevator Apartments | 15 | 73824 | 1 | 5 | 75 | 76 | 1930
2024560140 | 1150 GRAND Bronx, NY 10456 (40.832162303154945, -73.9157733003163) | Con Edison | IVORY-1150 CONCOURSE CORP. RESIDENTIAL MGT.INC.AGENT | IVORY 1150 CONCOURSEC | 1651 CONEY ISLAND AVE BROOKLYN, NY 11230 (40.617134059024586, -73.96362996399334) | CA127297P | 7/4/05 | ROCKMILLS MP4-212 | 1 | 8.19 | 1997 | 2032 | DUAL FUEL | 11 to 15 years old | INDUSTRIAL COMB.DEG 84 P | #6 | 64000 | 44800 | 9600 | 6720 | Yes | 2016 | Elevator Apartments | 16 | 130500 | 1 | 6 | 117 | 118 | 1937
2028720365 | 1601 MACOMBS ROAD Bronx, NY 10452 (40.84648924731917, -73.91688220660465) | Con Edison | FEATHERBED ASSOCIATES | FEATHERBED LANE ASSOC | 955 163 STREET BRONX, NY 10459 (40.82102127608155, -73.89565834555971) | CA003983K | 7/5/05 | SPENCER 4F-563-50 | 1 | 4.7 | 1983 | 2018 | DUAL FUEL | 26 to 30 years old | ICI MMG-54P | #4 | 63923 | 44746 | 9269 | 6488 |  |  | Elevator Apartments | 16 | 41060 | 1 | 6 | 53 | 53 | 1924
2033430260 | 3388 WAYNE AVENUE Bronx, NY 10467 (40.87938109767066, -73.87796556160264) | Con Edison | LEARU APARTMENT CORP./GOODMAN MGMTCO. INC. | LENRU APARTMENT CORP | 2736 INDEPENDENCE AVENUE RIVERDALE, NY 10463 (40.882258954549314, -73.91765023386792) | CA575086Y | 7/6/05 | ROCKMILLS MP 100 | 1 | 4.2 | 1986 | 2021 |  | 21 to 26 years old | I.C.I DEG 42P | #6 | 63656 | 44559 | 9548 | 6684 | Yes | 2013 | Elevator Apartments | 11 | 148000 | 1 | 6 | 104 | 104 | 1928 |  | YES
2039470001 | 2141 STARLING AVENUE Bronx, NY 10462 (40.83621936150287, -73.85384027517729) | Con Edison | WEMBLT MANAGEMENT CO. INC. | 2141 LLC | 52 VANDERBILT AVENUE MANHATTAN, NY 10017 (40.754138265033134, -73.97709445342167) | CA174083L | 7/5/05 | FEDERAL FST-150 | 1 | 5.8 | 1983 | 2018 |  | 26 to 30 years old | INDUSTRIAL COMBUSTION-DEG-63(P) | #6 | 63620 | 44534 | 9543 | 6680 | Yes | 2017 | Elevator Apartments | 18 | 93000 | 1 | 6 | 101 | 102 | 1928
2039470040 | 2145 STARLING AVENUE Bronx, NY 10462 (40.83623272118373, -73.8537123675444) | Con Edison | WEMBLY MANAGEMENT CO. | 2141 LLC | 5600A BROADWAY BRONX, NY 10463 (40.87943056565291, -73.90428356958549) | CA174183Z | 7/5/05 | FEDERAL FST-150 | 1 | 5.8 | 1983 | 2018 |  | 26 to 30 years old | INDUSTRIAL COMBUSTION-DEG-63(P) | #6 | 63620 | 44534 | 9543 | 6680 | Yes | 2017 | Condominiums | 18 | 93000 | 1 | 6 | 101 | 103 | 1928
2028380012 | 1675 GRAND Bronx, NY 10452 (40.83772426336412, -73.9233322114124) | Con Edison | EDELSTEIN FLORENCE | 1675 REALTY LLC | 2207 CONEY ISLAND AVENUE BROOKLYN, NY 11223 (40.60328584975498, -73.96145921904193) | CA248283P | 7/5/05 | ROCKMILLS MP150 | 1 | 6 | 1983 | 2018 | DUAL FUEL | 26 to 30 years old | ICI DEG 63P | #6 | 62807 | 43965 | 9421 | 6595 | Yes | 2018 | Elevator Apartments | 14 | 73050 | 1 | 6 | 78 | 79 | 1938
2032230030 | 130 183 STREET Bronx, NY 10453 (40.857860496358825, -73.90132300365319) | Con Edison | P.R.V. RLTY CORP. | P.R.V. REALTY CORP. | 2155 PAULDING AVENUE BRONX, NY 10462 (40.85567258637963, -73.86062906809765) | CA158182R | 7/4/05 | ROCKMILLS MP100 | 1 | 4.2 | 1982 | 2017 |  | 26 to 30 years old | IC DEG 42 P | #6 | 62598 | 43818 | 9390 | 6573 | Yes | 2013 | Office Buildings | 14 | 59475 | 1 | 6 | 48 | 48 | 1939
2057717501 | 3636 FIELDSTON ROAD Bronx, NY 10463 (40.886850149315386, -73.90650160250377) | Con Edison | 3636 FIELDSTON ROAD OWNERS CORP. |  | 850 BRONX RIVER ROAD N Y 10708 (40.92713623295677, -73.84319071815916) | CB222401Y | 7/6/05 | FEDERAL FLW-1518 | 2 | 5.54 | 2001 | 2036 | DUAL FUEL | 5 to 10 years old | HEVE (I.C.) MMG-63 | #4 | 62415 | 43690 | 9050 | 6335 | Yes | 2021 | Condominiums | 11 | 124772 | 1 | 6 | 102 | 103 | 0 | YES
2025040036 | 941 JEROME AVENUE Bronx, NY 10452 (40.83024922701045, -73.92849851515201) | Con Edison | JEROME AVE TENANTS HDFC | JEROME AVENUE TENANTS | 733 YONKERS AVE YONKERS, NY 10704 (40.92365098316586, -73.86577167165724) | CA094481R | 7/6/05 | FEDERAL FST-175 | 1 | 7.1 | 1981 | 2016 |  | 26 to 30 years old | IND. COMB. MM-84-P | #4 | 62415 | 43690 | 9050 | 6335 | Yes | 2014 | Walk-Up Apartments | 17 | 114941 | 1 | 8 | 85 | 86 | 1927 |  | YES
2031070036 | 1967 MARMION AVENUE Bronx, NY 10460 (40.8434591992283, -73.8867562675906) | Con Edison | SCHUR MANAGEMENT INC. | 1967 MARMION AVENUE O | 2432 GRAND BRONX, NY 10458 (40.86253386765235, -73.90340966529654) | CB117203R | 7/4/05 | FEDERAL FST-175 (NEW) | 1 | 5.85 | 2003 | 2038 | DUAL FUEL | 5 to 10 years old | INDUSTRIAL COMB. DEG-84-P (NEW) | #4 | 62415 | 43690 | 9050 | 6335 | Yes | 2017 | Elevator Apartments | 15 | 51520 | 2 | 5 | 73 | 73 | 1926
2023540001 | 595 GERARD AVENUE Bronx, NY 10451 (40.82028124443734, -73.92877124788549) | Con Edison | ST.LUKE'S ROOSEVELT HOSPITAL | GERARD AVENUE LLC | 555 57 STREET MANHATTAN, NY 10019 (40.76998591792535, -73.9905486929499) | CA410490K | 7/7/05 | FEDERAL FST 150 | 1 | 5.81 | 1990 | 2025 |  | 16 to 20 years old | HEVE MMG 63P | #4 | 62415 | 43690 | 9050 | 6335 | Yes | 2014 | Condominiums | 17 | 118000 | 1 | 2 | 0 | 2 | 1952
2031240001 | 2115 HONEYWELL AVENUE Bronx, NY 10460 (40.84539391524099, -73.88212495677875) | Con Edison | MOHEGAN APTS.ASSO. | GREENTREE MOHEGAN LLC | 1465A FLATBUSH AVE BROOKLYN, NY 11210 (40.634770402917624, -73.94967740949801) | CA157488P | 7/4/05 | ROCKMILLS MP125 | 1 | 5 | 1988 | 2023 |  | 21 to 26 years old | ICI MMG 54 P | #4 | 62000 | 43400 | 8990 | 6293 | Yes | 2014 | Elevator Apartments | 15 | 181093 | 2 | 5 | 196 | 196 | 1979
2037850025 | 1770 172 STREET Bronx, NY 10472 (40.83273156783258, -73.86794786009685) | Con Edison | NEW YORK CITY MANAGEMENT LLC | PRANA GROWTH FUND I, | 507 186th ST NEW YORK, NY 10033 (40.85143591538309, -73.92924152824264) | CA545786H | 7/6/05 | ROCKMILLS MP 80 | 1 | 3.43 | 1986 | 2021 |  | 21 to 26 years old | I.C.I. DEG 42 P | #6 | 62000 | 43400 | 9300 | 6510 |  |  | Walk-Up Apartments | 18 | 48000 | 3 | 5 | 46 | 49 | 1925
2032520268 | 91 VAN CORTLANDT AVENUE Bronx, NY 10463 (40.88358753865805, -73.8930599726396) | Con Edison | 91 VAN CORTLANDT OWNERS | 91 VAN CORTLANDT ASSO | 1046 Mclean Ave YONKERS, NY 10704 (40.901480913451834, -73.8626385728918) | CA093588M | 7/7/05 | FEDERAL FLW-1215 | 1 | 5.25 | 1988 | 2023 |  | 21 to 26 years old | ICI MEG-54-P | #6 | 61594 | 43116 | 9239 | 6467 | Yes | 2022 | Office Buildings | 11 | 55800 | 1 | 7 | 50 | 50 | 1963 |  | YES
2028430024 | 1411 TOWNSEND AVENUE Bronx, NY 10452 (40.840135223776414, -73.91664540024149) | Con Edison | 1411 TOWNSEND REALTY CORP | 1411 TOWNSEND REALTY | 1601 BRONXDALE AVENUE BRONX, NY 10462 (40.84351657306597, -73.85691921749257) | CA055386R | 7/6/05 | ROCKMILLS MP-125 | 1 | 5.25 | 1986 | 2021 |  | 21 to 26 years old | I.C.I. MEG-54P | #6 | 61594 | 43116 | 9239 | 6467 | Yes | 2013 | Elevator Apartments | 14 | 58895 | 1 | 5 | 58 | 58 | 1923
2028460047 | 1549 TOWNSEND AVENUE Bronx, NY 10452 (40.84319775083987, -73.9144619304471) | Con Edison | TOWNSEND GARDENS MGMT | 1549 LLC | 5676 RIVERDALE AVE BRONX, NY 10471 (40.90603192863733, -73.90429477417916) | CA343787Y | 7/6/05 | FEDERAL FST 125 | 1 | 5.25 | 1987 | 2022 |  | 21 to 26 years old | ICI DEG 54 P | #6 | 61593 | 43115 | 9239 | 6467 | Yes | 2016 | Elevator Apartments | 14 | 81600 | 1 | 6 | 63 | 63 | 1950
2033180034 | 2819 MORRIS AVENUE Bronx, NY 10468 (40.87016652687398, -73.89370014502856) | Con Edison | BB & BB MANAGEMENT | MORRIS REALTY LLC | 1624 WEBSTER AVENUE BRONX, NY 10457 (40.84184033491622, -73.90412994919767) | CA117979N | 7/5/05 | ROCKMILLS # MP-4-162 | 1 | 5.6 | 1979 | 2014 |  | 31 to 35 years old | ICI-DE 63S | #6 | 61380 | 42966 | 9207 | 6445 | Yes | 2018 | Elevator Apartments | 15 | 68670 | 1 | 6 | 69 | 69 | 1925
2057880119 | 3215 NETHERLAND AVENUE Bronx, NY 10463 (40.88393349525025, -73.91159640765918) | Con Edison | 3215 OWNERS | 3215 OWNRS CORP | 1046 MCLEAN AVENUE YONKERS, NY 10704 (40.901480913451834, -73.8626385728918) | CA133198K | 7/5/05 | ROCKSMILLS MP 125 | 1 | 4.76 | 1998 | 2033 | DUAL FUEL | 11 to 15 years old | I.C.I. MMG-54P | #4 | 61320 | 42924 | 8891 | 6224 | Yes | 2018 | Elevator Apartments | 11 | 75000 | 1 | 6 | 49 | 49 | 1939 |  | YES
2045970021 | 3230 CRUGER AVENUE Bronx, NY 10467 (40.87232686433283, -73.86611249603182) | Con Edison | 3230 CRUGER OWNERS CORP | CRUGER ASSOCIATES, LL | 875 WAWARONECK AVENUE WAWARONECK, NY 10543 (40.95292003583103, -73.7368622314068) | CA214271M | 7/7/05 | ROCKMILLS MP 150 | 1 | 5.9 | 1971 | 2010 |  | 36 - 40 year old | IRON FIREMAN AO6-6.3 | #6 | 61320 | 42924 | 9198 | 6439 | Yes | 2017 | Elevator Apartments | 12 | 67248 | 1 | 6 | 79 | 79 | 1930 |  | YES
2033560164 | 3505 DECATUR AVENUE Bronx, NY 10467 (40.87887187133533, -73.87255231829631) | Con Edison | 3505 DECATUR REALTY CO | 3505 DECATUR RLTY COR | 29 BRONX NY 10451 (40.82069640711353, -73.92384136798472) | CA120085L | 7/7/05 | ROCKMILLS MP-125 | 1 | 5.9 | 1985 | 2020 |  | 21 to 26 years old | I.C.I. DEG-54P | #6 | 61320 | 42924 | 9198 | 6439 | Yes | 2016 | Elevator Apartments | 11 | 85680 | 1 | 6 | 62 | 68 | 1928
2028320008 | 1420 GRAND Bronx, NY 10456 (40.8304366800088, -73.9077651995043) | Con Edison | 1420 RLTY.%DAVID DIAMOND | SHERIDAN HILL HOUSECO | 1919 WILLIAMSBRIDGE ROAD BRONX, NY 10461 (40.852643053158374, -73.8532354972766) | CA083299R | 7/6/05 | FEDERAL FST 200 | 1 | 7.8 | 1999 | 2034 | DUAL FUEL | 11 to 15 years old | ICI DEG-84 P | #4 | 60775 | 42542 | 8812 | 6169 | Yes | 2022 | Elevator Apartments | 16 | 146490 | 1 | 5 | 138 | 142 | 1925
2028870094 | 1436 CLAY AVENUE Bronx, NY 10456 (40.83785762949039, -73.90733756795093) | Con Edison | 2-17 7D 7D REALTY CORP. | HHH REALTY CORP | 314 NETWARD AVENUE BROOKLYN, NY 11218 (40.64322700851966, -73.9764486221062) | CA216398Z | 7/6/05 | FEDERAL FST-200 | 1 | 7.77 | 1998 | 2033 | DUAL FUEL | 11 to 15 years old | INDUSTRIAL COMB. DEG-84 (P) | #6 | 60773 | 42541 | 9116 | 6381 | Yes | 2017 | Walk-Up Apartments | 16 | 50115 | 1 | 6 | 49 | 50 | 1931
2024590030 | 860 GRAND Bronx, NY 10451 (40.826930091458095, -73.91876125623551) | Con Edison | 860 ONWERS CORP. % INTERBORO HLDG. CORP. | COLDEN, FRANZ | 2960 WEBSTER AVE BRONX, NY 10451 (40.86755661757174, -73.88297998742917) | CB074106J | 7/4/05 | FEDERAL FST-200 (EXSTG) | 1 | 6.6 | 2006 | 2041 | DUAL FUEL | Fewer than 5 years old | ICI DEG-84P (NEW) | #6 | 60773 | 42541 | 9116 | 6381 | Yes | 2019 | Elevator Apartments | 17 | 115140 | 1 | 7 | 111 | 120 | 1941 |  | YES
2059030283 | 3611 HENRY HUDSON PARKWAY Bronx, NY 10463 (40.887227986302165, -73.91224794272328) | Con Edison | BN REALTY ASSOCIATES | RIVERDALE JEWISH CENT |  | CB162607H | 7/6/05 | FEDERAL FST - 200 (NEW) | 1 | 6.6 | 2007 | 2042 | DUAL FUEL | Fewer than 5 years old | ICI DEG - 84P (NEW) | #6 | 60773 | 42541 | 9116 | 6381 | Yes | 2013 | Walk-Up Apartments | 11 | 134000 | 1 | 11 | 123 | 123 | 1951
2024610001 | 910 GRAND Bronx, NY 10451 (40.827030388722974, -73.91870752555789) | Con Edison | DILLERWOOD APT. INC % DERFNER MGT. | DILLERWOOD APTS INC. | 245 80 STREET NEW YORK, NY 10021 (40.628216190596966, -74.03072631290914) | CB173406M | 7/5/05 | FEDERAL FST - 200 (EXSTG) | 1 | 6.6 | 2006 | 2041 | DUAL FUEL | Fewer than 5 years old | ICI DEG - 84P (NEW) | #6 | 60773 | 42541 | 9116 | 6381 | Yes | 2021 | Walk-Up Apartments | 17 | 129555 | 1 | 8 | 87 | 95 | 1937
2025310001 | 1304 MERRIAM AVENUE Bronx, NY 10452 (40.840381660946065, -73.92632796021937) | Con Edison | MERRIAM RLTY.HOLD(AKA 157/165 W.169 ST) | MERRIAM, LLC. | 1009 14TH STREET N Y 11230 (40.62482397627866, -73.96223673427193) | CB033101Z | 7/5/05 | FEDERAL FLW-1822 | 1 | 7.77 | 2001 | 2036 | DUAL FUEL | 5 to 10 years old | INDUSTRIAL COMB. DEG-84 P | #6 | 60773 | 42541 | 9116 | 6381 | Yes | 2021 | Walk-Up Apartments | 16 | 112785 | 1 | 5 | 106 | 110 | 1929
2025050050 | 1140 ANDERSON AVENUE Bronx, NY 10452 (40.83559998469856, -73.92457917148361) | Con Edison | 1150 REALTY CORP. | 1150 REALTY LLC |  | CA314795L | 7/6/05 | FEDERAL FST-200 | 1 | 7.77 | 1995 | 2030 | DUAL FUEL | 11 to 15 years old | INDUSTRIAL COMB. DEG-84 (P) | #6 | 60772 | 42541 | 9116 | 6381 | Yes | 2015 | Elevator Apartments | 16 | 97846 | 1 | 6 | 92 | 93 | 1927
2024430100 | 260 161 STREET Bronx, NY 10451 (40.82565698547259, -73.9187877642065) | Con Edison | 421 MELROSE LLC | ACADIA P/A 161ST STRE | 1311 MAMARONECK AVE WHITE PLAINS, NY 10605 (40.986837840114504, -73.74475460715206) | CA192297X | 7/5/05 | FEDERAL FST-200 SP | 2 | 7.77 | 1997 | 2032 | DUAL FUEL | 11 to 15 years old | INDUSTRIAL COMB. DEG-84P | #6 | 60772 | 42541 | 9116 | 6381 | Yes | 2013 | Elevator Apartments | 16 | 209136 | 1 | 10 | 0 | 1 | 1930
2050410026 | 660 NEREID AVENUE Bronx, NY 10470 (40.898967812391184, -73.85569774688015) | Con Edison | NEREID REALTY | NEREID REALTY LLC | 3200 CRUGER AVENUE BRONX, NY 10467 (40.871464594371155, -73.86611756820807) | CB152206H | #N/A | GIBRALTER GCB - 161-23 (EXSTG) | 1 | 5.5 | 2006 | 2041 | DUAL FUEL | Fewer than 5 years old | ICI DEG-63P (NEW) | #6 | 60590 | 42413 | 9088 | 6362 | Yes | 2021 | Elevator Apartments | 11 | 85000 | 1 | 7 | 98 | 99 | 1931
2024830023 | 815 GERARD AVENUE Bronx, NY 10451 (40.82587164199388, -73.92594147564633) | Con Edison | GERRARD PLAZA INC | PARKASH 815 LLC | 330 204TH STREET BRONX, NY 10467 (40.87241871511365, -73.87808251592195) | CA058084P | 7/6/05 | FEDERAL #FST-175 | 1 | 7.28 | 1984 | 2019 |  | 26 to 30 years old | INDUSTRIAL COMBUSTION #DEG-84-P | #6 | 60500 | 42350 | 9075 | 6352 | Yes | 2013 | Elevator Apartments | 17 | 96480 | 1 | 6 | 78 | 84 | 1928
2057430198 | 2390 PALISADE AVENUE Bronx, NY 10463 (40.87998283235916, -73.92193811591589) | Con Edison | 2390 PALISADE OWNER/CENT. | 2390 PALISADE AVE OW | 116 JOHN STREET MANHATTAN, NY 10038 (40.7076073432371, -74.00568390073312) | CA056585Y | 7/4/05 | FEDERAL FST 175 | 1 | 7 | 1985 | 2020 |  | 21 to 26 years old | IND COMB DEG 84P | #6 | 60444 | 42311 | 9067 | 6347 | Yes | 2013 | Elevator Apartments | 11 | 80214 | 1 | 6 | 60 | 60 | 1964 |  | YES
2032990026 | 3015 PERRY AVENUE Bronx, NY 10458 (40.87096786390404, -73.88270896684101) | Con Edison | SUKA REALTY % ZAGREA, ROK | SUKA REALTY, LLC | 557 YONKERS NY 10704 (40.92857892026224, -73.87053143800568) | CA156188Z | 7/5/05 | ROCKMILLS MP 80 | 1 | 2.31 | 1988 | 2023 |  | 21 to 26 years old | ICI MMG 34P | #4 | 60225 | 42158 | 8733 | 6113 |  |  | Office Buildings | 11 | 40196 | 1 | 6 | 44 | 44 | 1942
2043200014 | 2180 HOLLAND AVENUE Bronx, NY 10462 (40.855972714549665, -73.86567945417593) | Con Edison | 2910 REALTY COMPANY | 2180 REALTY CORP. | 520 3rd MT VERNON, NY 10553 (40.90834104318196, -73.81740559252835) | CA138491M | 7/4/05 | ROCKMILLS MP 150 | 1 | 6.3 | 1991 | 2026 |  | 16 to 20 years old | ICI MMG 63 P | #4 | 60000 | 42000 | 8700 | 6090 | Yes | 2020 | Elevator Apartments | 13 | 82956 | 1 | 6 | 85 | 85 | 1928
2028190012 | 1530 SHERIDAN AVENUE Bronx, NY 10457 (40.84106402726487, -73.91126214978777) | Con Edison | FRIED,SAL | 1530 SHERIDAN LLC | 153 FLUSHING NY 11367 (40.730323085042414, -73.82610630716033) | CA301284R | 7/6/05 | ROCKMILLS MP150 | 1 | 6 | 1984 | 2019 |  | 26 to 30 years old | ICI DEG54P | #4 | 60000 | 42000 | 8700 | 6090 | Yes | 2019 | Elevator Apartments | 14 | 96000 | 1 | 6 | 84 | 84 | 1927
2031000001 | 793 GARDEN STREET Bronx, NY 10460 (40.849268545993105, -73.88313914610302) | Con Edison | P .W.B. MGMT | 793-97 GARDEN ST. HOU | 330 204 BRONX, NY 10467 (40.8770479121315, -73.87153250082423) | CA335989M | 7/6/05 | ROCKMILLS MP150 | 1 | 6.23 | 1989 | 2024 |  | 21 to 26 years old | ICI MM 63 P | #4 | 60000 | 42000 | 8700 | 6090 | Yes | 2020 | Walk-Up Apartments | 15 | 87642 | 1 | 6 | 87 | 87 | 1928
2026140061 | 595 167 STREET Bronx, NY 10456 (40.82892235222419, -73.90489058304674) | Con Edison | R.T.P.MANAGEMENT CORP. | 590 FIVE CORP. | 3092 HULL AVE BRONX, NY 10467 (40.872182149815785, -73.87850567572308) | CA429189L | 7/6/05 | FEDERAL FST-150 | 1 | 6.23 | 1989 | 2024 |  | 21 to 26 years old | ICI MMG 63P | #4 | 60000 | 42000 | 8700 | 6090 | Yes | 2014 | Walk-Up Apartments | 16 | 66078 | 1 | 6 | 79 | 79 | 1948
2028670094 | 1721 GRAND AVENUE Bronx, NY 10453 (40.84881749026854, -73.91386016707843) | Con Edison | 1721 GRAND ASSOCITAES LLC | 1721 GRAND ASSOCIATES | 825 233RD STREET BRONX, NY 10466 (40.89221310483329, -73.85355883486339) | CA183086L | 7/5/05 | ROCKMILLS MP 150 | 1 | 5.95 | 1986 | 2021 |  | 21 to 26 years old | ICI DEG 63P | #6 | 60000 | 42000 | 9000 | 6300 | Yes | 2017 | Elevator Apartments | 16 | 77748 | 1 | 6 | 79 | 79 | 1949
2042910001 | 2081 WALLACE AVENUE Bronx, NY 10462 (40.852609390983474, -73.86491377287726) | Con Edison | 2075-81 WALLCE AVE.OWNERS CORP | EXCELSIOR MGMT INC | 60 42 STREET MANHATTAN, NY 10017 (40.752389024438436, -73.97834485969402) | CA054083P | 7/6/05 | ROCKMILLS MP4-162 | 1 | 6.4 | 1983 | 2018 |  | 26 to 30 years old | ICI DEG63P | #6 | 60000 | 42000 | 9000 | 6300 | Yes | 2021 | Walk-Up Apartments | 13 | 174400 | 2 | 6 | 190 | 190 | 1930 |  | YES
2057160265 | 2465 PALISADE AVENUE Bronx, NY 10463 (40.879993624529064, -73.92218235239513) | Con Edison | 2465 PALISADE AVE APT CORP. | 2465 PALISADES APARTM | 2736 INDEPENDENCE AVE RIVERDALE, NY 10463 (40.882258954549314, -73.91765023386792) | CA279585M | 7/4/05 | ROCKMILLS MP150 | 1 | 6 | 1985 | 2020 |  | 21 to 26 years old | ICI DEG 63P | #6 | 60000 | 42000 | 9000 | 6300 | Yes | 2016 | Elevator Apartments | 11 | 85117 | 1 | 7 | 69 | 69 | 1958 |  | YES
2032830013 | 2716 MARION AVENUE Bronx, NY 10458 (40.86577060257293, -73.88924185069477) | Con Edison | 2716-18 OWNERS RTLY. | 2716 18 OWNERS CORP | 2130 BROADWAY NEW YORK, NY 10023 (40.78069165240327, -73.98124255715014) | CA392690Z | 7/7/05 | ROCKMILLS MP125 | 1 | 5.25 | 1990 | 2025 |  | 16 to 20 years old | ICI DEG 54P | #6 | 60000 | 42000 | 9000 | 6300 | Yes | 2013 | Educational Structures | 15 | 88400 | 1 | 6 | 74 | 74 | 1950 |  | YES
2033040098 | 2780 GRAND Bronx, NY 10458 (40.86260132868841, -73.88479001504714) | Con Edison | 2780 REALTY CO. | 2780 REALTY CO., | 825 233 STREET BRONX, NY 10466 (40.89221310483329, -73.85355883486339) | CA410084P | 7/7/05 | ROCKMILLS MP150 | 1 | 6 | 1984 | 2019 |  | 26 to 30 years old | ICI DEG 63P | #6 | 60000 | 42000 | 9000 | 6300 | Yes | 2014 | Elevator Apartments | 15 | 84300 | 1 | 5 | 80 | 80 | 1924
2059020193 | 3515 HENRY HUDSON PARKWAY Bronx, NY 10463 (40.886680445297785, -73.91262947038388) | Con Edison | 3515 OWNERS CORP. | 3515 OWNERS CORP | 279 231 STREET BRONX, NY 10463 (40.880419334248025, -73.9076260517666) | CA171389K | 7/5/05 | FEDERAL FST 200 | 1 | 8.4 | 1989 | 2024 |  | 21 to 26 years old | ICI DEG-84P | #6 | 60000 | 42000 | 9000 | 6300 | Yes | 2022 | Walk-Up Apartments | 11 | 104000 | 1 | 11 | 79 | 79 | 1954 |  | YES
2043210038 | 780 PELHAM PARKWAY Bronx, NY 10462 (40.85668330617951, -73.86448201031452) | Con Edison | 780 P.P. ASSOCIATES | 780 PP LLC | 98 CUTTERMILL ROAD GREAT NECK, NY 11021 (40.7836584067361, -73.73280677517435) | CA620086Y | 7/6/05 | ROCKMILLS MP 150 | 1 | 6 | 1986 | 2021 |  | 21 to 26 years old | ICI DEG 63 P | #6 | 60000 | 42000 | 9000 | 6300 | Yes | 2021 | Elevator Apartments | 13 | 87810 | 1 | 6 | 85 | 85 | 1929
2032480001 | 2691 RESERVOIR AVENUE Bronx, NY 10468 (40.86865035773985, -73.89968527837534) | Con Edison | B.N. REALTY ASSOCIATES | BN REALTY ASSOCIATES |  | CA191189Y | 7/5/05 | ROCKMILLS MP-200 | 1 | 8.4 | 1989 | 2024 |  | 21 to 26 years old | ICI DEG-84P | #6 | 60000 | 42000 | 9000 | 6300 | Yes | 2018 | Elevator Apartments | 14 | 55087 | 1 | 6 | 62 | 72 | 1941
2033270132 | 3433 DEKALB AVENUE Bronx, NY 10467 (40.881375386438776, -73.88149362476403) | Con Edison | DEKALB ASSOCIATES | DEKALB ASSOCIATES LLC | 455 CENTRAL PARK AVE SCARDALE, NY 10583 (41.00577938986657, -73.8114886957748) | CA487985H | 7/5/05 | ROCKMILLS MP 150 | 1 | 6 | 1985 | 2020 |  | 21 to 26 years old | ICI DEG63P | #6 | 60000 | 42000 | 9000 | 6300 | Yes | 2017 | Loft Buildings | 11 | 89250 | 1 | 6 | 84 | 85 | 1927
2025150009 | 1192 NELSON AVENUE Bronx, NY 10452 (40.837368846938645, -73.92556596910984) | Con Edison | DITZA REALTY CORP | DITZA REALTY CORP | 2388 VALENTINE AVENUE BRONX, NY 10458 (40.85914397853013, -73.89716920364363) | CA084084Y | 7/6/05 | ROCKMILLS MP125 | 1 | 5 | 1984 | 2019 |  | 26 to 30 years old | ICI DEG54P | #6 | 60000 | 42000 | 9000 | 6300 | Yes | 2015 | Loft Buildings | 16 | 70000 | 1 | 6 | 74 | 74 | 1928
2042910001 | 2075 WALLACE AVENUE Bronx, NY 10462 (40.85242552459459, -73.86492011309757) | Con Edison | EXCELSIOR MANAGEMENT | EXCELSIOR MGMT INC | 909 THIRD AVENUE MANHATTAN, NY 10022 (40.75866185484051, -73.96870377888831) | CA053983X | 7/6/05 | ROCKMILLS MP4-162 | 1 | 6.4 | 1983 | 2018 |  | 26 to 30 years old | ICI DEG63P | #6 | 60000 | 42000 | 9000 | 6300 | Yes | 2021 | Walk-Up Apartments | 13 | 174400 | 2 | 6 | 190 | 190 | 1930 |  | YES
2032530262 | 2857 SEDGWICK AVENUE Bronx, NY 10468 (40.87377816118271, -73.90176418334933) | Con Edison | M. RAPPORTCO. INC. | 2857 SEDGWICK | 18 48TH STREET NEW YORK, NY 10017 (40.75678227179924, -73.97691458901585) | CA079775R | 7/5/05 | SPENCER 4F 675 NY | 1 | 6.9 | 1975 | 2010 |  | 31 to 35 years old | HEV-E-OIL DE635 | #6 | 60000 | 42000 | 9000 | 6300 | Yes | 2013 | Office Buildings | 11 | 101472 | 1 | 6 | 83 | 83 | 1927
2040020041 | 2563 MACLAY AVENUE Bronx, NY 10461 (40.8426427412905, -73.8477129933001) | Con Edison | VITO SACCHETTI | AVERING PROPERTIES IN | 92 BRONX NY 10461 (40.846960590359004, -73.840632836736) | CA331790R | 7/7/05 | ROCKMILLS MP125 | 1 | 5.25 | 1990 | 2025 |  | 16 to 20 years old | ICI DEG 54P | #6 | 60000 | 42000 | 9000 | 6300 |  |  | Elevator Apartments | 13 | 22710 | 1 | 5 | 30 | 35 | 1914
2043407501 | 610 WARING AVENUE Bronx, NY 10467 (40.86137590618242, -73.87030804429679) | Con Edison | WARING HALL CONDONINION | DHARAMSEY, SATISH S. | 45 KNOLLWOOD ROAD ELMSFOAD, NY 10523 (41.05901442847757, -73.80525667330616) | CA298589N | 7/7/05 | PACIFIC 60L2 | 1 | 6.44 | 1989 | 2024 |  | 21 to 26 years old | ICI DEG 63P | #6 | 60000 | 42000 | 9000 | 6300 | Yes | 2020 | Condominiums | 13 | 106050 | 1 | 6 | 122 | 122 | 1960 | YES
2032240020 | 114 183 STREET Bronx, NY 10453 (40.857964757761415, -73.90162451635797) | Con Edison | ZORRO REALTY CORP. | ZONO REALTY CORP | 2388 VALENTINE AVENUE BRONX, NY 10458 (40.85914397853013, -73.89716920364363) | CA120280R | 7/6/05 | ROCKMILLS MP4-122 | 1 | 5 | 1980 | 2015 |  | 26 to 30 years old | INDUSTRIAL COMBUSTION DEG54P | #6 | 59987 | 41991 | 8998 | 6299 | Yes | 2014 | Elevator Apartments | 14 | 88596 | 1 | 6 | 67 | 67 | 1937
2040300005 | 634 MORRIS PARK AVENUE Bronx, NY 10460 (40.84457614864418, -73.86853760965795) | Con Edison | F. W. WEISS, REALTY CORP. | 634 MORRIS PARK ASSOC | 198 WESTCHESTER SQ STA BRONX, NY 10461 (40.84054431315492, -73.84125020140367) | CA070376Z | 7/6/05 | ROCKMILLS MP-50 | 1 | 2.1 | 1976 | 2011 |  | 31 to 35 years old | HEVEOIL AM 4 1/2 | #4 | 59860 | 41902 | 8680 | 6076 |  |  | Walk-Up Apartments | 15 | 22160 | 1 | 5 | 29 | 30 | 1913
2032190232 | 153 188 STREET Bronx, NY 10468 (40.86177879040785, -73.89858509433849) | Con Edison | GWACIO CASTILLO | SEIDEN REALTY ASSOCIA | 126 FORDHAM ROAD BRONX, NY 10468 (40.862316510499234, -73.89822504308013) | CA388585P | 7/6/05 | ROCKMILLS MP-150 | 1 | 6.3 | 1985 | 2020 |  | 21 to 26 years old | ICI DEG-63P | #6 | 59860 | 41902 | 8979 | 6285 | Yes | 2019 | Walk-Up Apartments | 14 | 130130 | 2 | 5 | 152 | 152 | 1924
2043370064 | 620 REISS PLACE Bronx, NY 10467 (40.85818447760466, -73.87060787968669) | Con Edison | M. MENDEL CO.LLC. | 6787 REALTY CO INC | 0386 BROOKLYN NY 11219 (40.63277295540763, -73.99667681118586) | CA174993K | 7/6/05 | ROCKMILLS MP-150 | 1 | 6.27 | 1993 | 2028 | DUAL FUEL | 16 to 20 years old | ICI DEG 63 (P) | #6 | 59860 | 41902 | 8979 | 6285 | Yes | 2017 | Elevator Apartments | 15 | 86527 | 1 | 6 | 74 | 74 | 1959
2043380006 | 655 PELHAM PARKWAY Bronx, NY 10467 (40.857815004622005, -73.86924607643229) | Con Edison | PELSTATE REALTY | 655 PELHAM PISTILLI | 35 01 190 30th AVE ASTORIA, NY 11103 (40.76461648179825, -73.91659166571486) | CA545386Z | 7/6/05 | ROCKMILLS MP-150 | 1 | 6 | 1986 | 2021 |  | 21 to 26 years old | I.C.I. DEG-63 P | #6 | 59860 | 41902 | 8979 | 6285 | Yes | 2018 | Elevator Apartments | 15 | 78358 | 1 | 6 | 86 | 86 | 1931
2024590034 | 888 GRAND Bronx, NY 10451 (40.82698625792859, -73.91873116705489) | Con Edison | TIN Y FIESTA REALTY ASSOC. LLC. | TINY FIESTA REALTY AS | 117 70 STREET MANHATTAN, NY 10023 (40.77644301748253, -73.98050755546609) | CA118393K | 7/6/05 | ROCKMILLS MP-150 | 1 | 6.27 | 1993 | 2028 |  | 16 to 20 years old | ICI DEG 63 (P) | #6 | 59860 | 41902 | 8979 | 6285 | Yes | 2019 | Educational Structures | 17 | 122800 | 1 | 6 | 81 | 91 | 1931
2038030005 | 2006 CROSS BRONX EXPRESSWAY Bronx, NY 10472 (40.8317624263135, -73.85647268333634) | Con Edison | 2002-2006 ELLIS AVENUE CORP. | 2002-2006 ELLIS AVENU | 1274 49TH STREET BROOKLYN, NY 11219 (40.635345584477456, -73.99272455499542) | CA401272H | 7/5/05 | ROCKMILLS MP 150 | 1 | 5.9 | 1972 | 2010 |  | 36 - 40 year old | IRON FIREMAN A 06-6.3 | #6 | 59541 | 41679 | 8931 | 6252 | Yes | 2013 | Walk-Up Apartments | 18 | 90730 | 2 | 5 | 91 | 98 | 1926
2038030019 | 2028 CROSS BRONX EXPRESSWAY Bronx, NY 10472 (40.83148179941115, -73.85549662510542) | Con Edison | 2014/2044 E 177TH ST CORP. | PARKCHESTER APARTMENT | 1274 49 STREET BROOKLYN, NY 11219 (40.635345584477456, -73.99272455499542) | CA401172K | 7/5/05 | ROCKMILLS MP 150 | 1 | 5.9 | 1972 | 2010 |  | 36 - 40 year old | IRON FIREMAN A06-6.3 | #6 | 59541 | 41679 | 8931 | 6252 | Yes | 2013 | Walk-Up Apartments | 18 | 90000 | 1 | 5 | 78 | 83 | 1926
2032730390 | 515 FORDHAM ROAD Bronx, NY 10458 (40.859838853776544, -73.88763496859129) | Con Edison | SOCIETY OF JESUS-FORDHAM UNIVERSITY | THE NEW YORK PROVINCE | 39 83 STREET NEW YORK, NY 10028 (40.77859083100975, -73.959485728088) | CB071808P | 7/7/05 | BEST 5B - 100 (NEW) | 2 | 3.3 | 2008 | 2043 | DUAL FUEL | Fewer than 5 years old | ICI DEG - 42P (NEW) | #6 | 59350 | 41545 | 8902 | 6232 | Yes | 2013 | Elevator Apartments | 11 | 71825 | 3 | 4 | 0 | 1 | 1931
2031830058 | 2325 MORRIS AVENUE Bronx, NY 10468 (40.858860983301, -73.90147027086832) | Con Edison | RIVKA REALTY CORP. | RIVKA RLTY CORP | 2388 VALENTINE AVENUE BRONX, NY 10458 (40.85914397853013, -73.89716920364363) | CA200280R | 7/6/05 | FEDERAL FST-100 | 1 | 4.2 | 1980 | 2015 |  | 26 to 30 years old | INDUSTRIAL COMBUSTION MMG-42P | #4 | 59276 | 41493 | 8595 | 6017 | Yes | 2013 | Walk-Up Apartments | 14 | 52800 | 1 | 6 | 48 | 48 | 1939
2028660020 | 1631 GRAND AVENUE Bronx, NY 10453 (40.84674566660117, -73.91565262087505) | Con Edison | 1700 DEVELOPMENT CO.INC-3 | NORTH RIM, LLC |  | CA045982Y | 7/7/05 | ROCKMILLS MP70 | 1 | 2.8 | 1982 | 2017 |  | 26 to 30 years old | ICI DEG42YP | #6 | 59276 | 41493 | 8891 | 6224 |  |  | Cultural & Public Assembly | 16 | 46800 | 1 | 5 | 42 | 42 | 1929
2057730290 | 275 238 STREET Bronx, NY 10463 (40.88556828581021, -73.90169458643383) | Con Edison | GERLAN REALTY CO. | GERLAN REALTY LLC | 105 COURT STREET BROOKLYN, NY 11201 (40.69083358302672, -73.9917782688907) | CA177392Z | 7/5/05 | FEDERAL FST-150 | 1 | 6.27 | 1992 | 2027 |  | 16 to 20 years old | HEVEOIL DEG-63 (P) I.C.I. ) | #6 | 59130 | 41391 | 8870 | 6209 | Yes | 2013 | Walk-Up Apartments | 11 | 71091 | 1 | 6 | 72 | 72 | 1937
2043210050 | 2181 BARNES AVENUE Bronx, NY 10462 (40.85565458480358, -73.86387533899736) | Con Edison | I B SIMKOWITZ | AQUISITION AMERICA V, | 347 5TH AVENUE MANHATTAN, NY 10016 (40.74821954900994, -73.9846663506232) | CA436486N | 7/6/05 | FEDERAL FST-150 | 1 | 6.3 | 1986 | 2021 |  | 21 to 26 years old | HEV-E-OIL MEG 63 P ( I.C.I. ) | #6 | 59130 | 41391 | 8870 | 6209 | Yes | 2021 | Elevator Apartments | 13 | 75114 | 1 | 6 | 72 | 72 | 1931
2057600112 | 3424 KINGSBRIDGE AVENUE Bronx, NY 10463 (40.88299528302095, -73.90344028354679) | Con Edison | KINGSBRIDGE GARDENS | KINGSBRIDGE REALTY AS | 1920 NEW N Y 10116 (40.8110019996426, -73.95309800037239) | CB158002P | 7/5/05 | FEDERAL FST 200 | 1 | 8.4 | 2002 | 2037 | DUAL FUEL | 5 to 10 years old | INDUSTRIAL COMB. DEG-84P | #6 | 59108 | 41376 | 8866 | 6206 | Yes | 2020 | Office Buildings | 11 | 128500 | 1 | 13 | 138 | 138 | 1962
2033020042 | 246 199 STREET Bronx, NY 10458 (40.870376879324375, -73.88739607504718) | Con Edison | TURUK,STANLEY | SLAVONIJA REALTY CORP | 2602 SCHURZ AVENUE BRONX, NY 10465 (40.81230797153419, -73.82545346664848) | CA149372N | 7/5/05 | KEWANEE 15 | 1 | 3.2 | 1972 | 2010 |  | 36 - 40 year old | GIL BARCO ACXPH-D2 | #4 | 58765 | 41136 | 8521 | 5965 |  |  | Walk-Up Apartments | 15 | 41250 | 1 | 5 | 47 | 47 | 1923
2022910012 | 412 147 STREET Bronx, NY 10455 (40.81448730256519, -73.91817521800282) | Con Edison | 147TH STREET CORP. | 147 CORPORATION | 9 PARK PLACE GREAT NECK, NY 11021 (40.788342791446055, -73.72639202720275) | CA056299N | #N/A | FEDERAL FST-200 | 1 | 8.19 | 1999 | 2034 | DUAL FUEL | 11 to 15 years old | I.C. DEG-84P | #4 | 58500 | 40950 | 8482 | 5938 | Yes | 2021 | Elevator Apartments | 17 | 101555 | 1 | 5 | 0 | 3 | 1969
2025240064 | 155 162 STREET Bronx, NY 10452 (40.82839350152482, -73.92447376329555) | Con Edison | 1993 KESEF REALTY CORP | 155 W 162 LLC | 2855 GRAND BRONX, NY 10468 (40.86785065240455, -73.89951166617763) | CA106988L | 7/5/05 | ROCKMILL MP 150 | 1 | 6.2 | 1988 | 2023 |  | 21 to 26 years old | ICI DM 63 | #4 | 58400 | 40880 | 8468 | 5928 | Yes | 2014 | Elevator Apartments | 17 | 80000 | 1 | 6 | 76 | 86 | 1926
2025520061 | 587 139 STREET Bronx, NY 10454 (40.80728915168086, -73.91642015016129) | Con Edison | NORWAX ASSO.INC. | NEW YORK CITY EDUCATI | 1046 MCLEAN YONKERS, NY 10704 (40.901480913451834, -73.8626385728918) | CA148698Z | 7/6/05 | FEDERAL FST-175 | 2 | 7.11 | 1998 | 2033 | DUAL FUEL | 11 to 15 years old | ICI MMG-84 P | #4 | 58400 | 40880 | 8468 | 5928 |  |  | Elevator Apartments | 17 | 91314 | 1 | 6 | 90 | 90 | 1905
2028770211 | 1480 POPHAM AVENUE Bronx, NY 10453 (40.84773449325479, -73.92197579696936) | Con Edison | ROSENBERG DIAMOND | 1480 POPHAM REALTY, | 1919 WILLIAMSBRIDGE ROAD BRONX, NY 10461 (40.852643053158374, -73.8532354972766) | CA641486X | 7/5/05 | FEDERAL FST 150 | 1 | 6.27 | 1986 | 2021 |  | 21 to 26 years old | ICI MM 63 | #4 | 58400 | 40880 | 8468 | 5928 | Yes | 2017 | Walk-Up Apartments | 16 | 60480 | 1 | 6 | 72 | 72 | 1931
2028140029 | 304 178 STREET Bronx, NY 10457 (40.849990516977854, -73.90258228713564) | Con Edison | S & Y REALTY ASSOCIATES%S&Y REALTY LLC. | 304-306 S& Y REALY | 16 FAR ROCKAWAY, NY 11691 (40.600614338480966, -73.76256777468302) | CA369885N | 7/5/05 | ROCKMILLS MP-80 | 1 | 3 | 1985 | 2020 |  | 21 to 26 years old | IND COMB MM-34-P | #4 | 58400 | 40880 | 8468 | 5928 | Yes | 2014 | Loft Buildings | 14 | 51000 | 1 | 5 | 45 | 46 | 1926
2037130037 | 1071 ELDER AVENUE Bronx, NY 10472 (40.82537752824671, -73.87847705181144) | Con Edison | ELWAT REALTY CORP. | 71 ELD REALTY CORP | 2562 BRIGGS AVENUE BRONX, NY 10458 (40.863915448232135, -73.89343797788628) | CA075578J | 7/4/05 | ROCKMILLS MP-4-122 | 1 | 4.9 | 1978 | 2013 |  | 31 to 35 years old | I C I DE 54 S | #6 | 58400 | 40880 | 8760 | 6132 | Yes | 2013 | Elevator Apartments | 18 | 67500 | 1 | 6 | 74 | 78 | 1930
2031970001 | 2280 GRAND AVENUE Bronx, NY 10468 (40.859341386992156, -73.90545477725513) | Con Edison | GRAND 1, LLC | GRAND 1 LLC | 5676 78 RIVERDALE AVE BRONX, NY 10471 (40.90199442310421, -73.9036265005625) | CA319194Z | 7/4/05 | BEST 4B-100 | 1 | 4.2 | 1994 | 2029 |  | 16 to 20 years old | INDUSTRIAL COMBUSTION DEG 42 P | #6 | 58400 | 40880 | 8760 | 6132 | Yes | 2017 | Walk-Up Apartments | 14 | 53662 | 1 | 6 | 50 | 55 | 1927
2033110138 | 190 MOSHOLU PARKWAY Bronx, NY 10458 (40.87412903026251, -73.88348144226977) | Con Edison | J.R.D. MANAGEMENT CORP. | JRD MGMT. CORP. | 279 231 STREET BRONX, NY 10463 (40.880419334248025, -73.9076260517666) | CA285385Z | 7/5/05 | ROCKMILLS MP 175 | 1 | 7 | 1985 | 2020 |  | 21 to 26 years old | HEVE DEG 84 P | #6 | 58400 | 40880 | 8760 | 6132 | Yes | 2021 | Elevator Apartments | 11 | 63763 | 1 | 6 | 55 | 58 | 1939 |  | YES
2058141195 | 6141 BROADWAY Bronx, NY 10471 (40.89169284113847, -73.89736996468905) | Con Edison | SCHUR MANAGEMENT CO. LTD. | 6141 BROADWAY ASSOCIA | 2432 GRAND BRONX, NY 10458 (40.86253386765235, -73.90340966529654) | CA109480Y | 7/4/05 | GIBRALTAR UNKNOWN | 1 | 5.6 | 1980 | 2015 |  | 26 to 30 years old | ICI MEG 63S | #6 | 58400 | 40880 | 8760 | 6132 | Yes | 2014 | Condominiums | 11 | 90000 | 1 | 6 | 86 | 86 | 1962
2028260054 | 1791 GRAND Bronx, NY 10453 (40.84934394281759, -73.91347130419332) | Con Edison | FINKELSTEIN-MORGAN | DENPAT ASSOCIATES LLC | 111 BROOK ST SCARSDALE, NY 10583 (40.977925558804145, -73.80659198988673) | CA036282Z | 7/7/05 | ROCKMILLS MP125 | 1 | 4.95 | 1982 | 2017 |  | 26 to 30 years old | ICI DEG 54-P | #6 | 58108 | 40676 | 8716 | 6101 | Yes | 2016 | Condominiums | 14 | 61542 | 1 | 6 | 66 | 66 | 1935
2048350070 | 666 233 STREET Bronx, NY 10466 (40.8936902639184, -73.85857410903685) | Con Edison | PRIME REALTY SERVICE | 666 EAST 233 LLC | 155 56 STREET MANHATTAN, NJ 10022 (40.758630224005685, -73.96809182217982) | CA207781R | 7/6/05 | FEDERAL FST 150 | 1 | 6.3 | 1981 | 2016 |  | 26 to 30 years old | ICI DE 63P | #6 | 58000 | 40600 | 8700 | 6090 | Yes | 2015 | Walk-Up Apartments | 12 | 63480 | 1 | 7 | 68 | 75 | 1929
2028920024 | 320 176 STREET Bronx, NY 10457 (40.84744298529862, -73.90330240950281) | Con Edison | SIBRIZZI FUEL OIL INC. | 320 E. 176TH STREET, | 320 176TH STREET BRONX, NY 10457 (40.84744298529862, -73.90330240950281) | CA165981Z | 7/4/05 | ROCKMILLS MP 150 | 1 | 6 | 1981 | 2016 |  | 26 to 30 years old | ICI DEG 63P | #6 | 58000 | 40600 | 8700 | 6090 | Yes | 2022 | Elevator Apartments | 14 | 69145 | 1 | 5 | 75 | 76 | 1924
2024570001 | 1212 GRAND Bronx, NY 10456 (40.83383403089054, -73.91479970892078) | Con Edison | STEVEN FINKELSTEIN | 1212 GRAND CONCOURSE | 2855 GRAND BRONX, NY 10468 (40.86785065240455, -73.89951166617763) | CA036182L | 7/7/05 | ROCKMILLS MP 125 | 1 | 4.9 | 1982 | 2017 |  | 26 to 30 years old | ICI DEG 54P | #6 | 58000 | 40600 | 8700 | 6090 | Yes | 2017 | Elevator Apartments | 16 | 65832 | 1 | 6 | 61 | 70 | 1937
2033460026 | 3215 HULL AVENUE Bronx, NY 10467 (40.87461219502369, -73.87611464429261) | Con Edison | WITTENBERG,TRUST | 718 WEST 178TH ST. LL | 1 RED OAK LANE WHITE PLAINS, NY 10601 (41.032852406113705, -73.76540666728386) | CA197780Z | 7/6/05 | FEDERAL FST 70 | 1 | 2.8 | 1980 | 2015 | DUAL FUEL | 26 to 30 years old | HEV-E-OIL MEG-34P | #6 | 57987 | 40591 | 8698 | 6089 | Yes | 2016 | Loft Buildings | 11 | 60000 | 1 | 5 | 58 | 58 | 1925
2028720331 | 1515 MACOMBS ROAD Bronx, NY 10452 (40.84364320595155, -73.91757206674637) | Con Edison | 1515 MACOMBS CORP./DOUGERT | 1515 MACOMBS RD CORP | 5676 RIVERSIDE AVE BRONX, NY 10471 (40.90199442310421, -73.9036265005625) | CA053596X | 7/6/05 | ROCKMILLS MP-175 | 1 | 7.35 | 1996 | 2031 | DUAL FUEL | 11 to 15 years old | INDUSTRIAL COMBUSTION DEG-84P | #4 | 57532 | 40272 | 8342 | 5839 | Yes | 2022 | Elevator Apartments | 16 | 111875 | 1 | 7 | 109 | 109 | 1931
2028460074 | 1505 TOWNSEND AVENUE Bronx, NY 10452 (40.84212002180451, -73.91522969316699) | Con Edison | 5051 REALTY CORP | 1505 TOWNSEND LLC | 2855 GRAND BRONX, NY 10468 (40.86785065240455, -73.89951166617763) | CA261087Y | 7/7/05 | FEDERAL FST 125 | 1 | 5.3 | 1987 | 2022 |  | 21 to 26 years old | ICI DEG 54 P | #6 | 57488 | 40242 | 8623 | 6036 | Yes | 2016 | Elevator Apartments | 14 | 78000 | 1 | 6 | 74 | 74 | 1941
2024650034 | 114 168 STREET Bronx, NY 10452 (40.836263256819855, -73.91801979445482) | Con Edison | 114 REALTY ASSOCIATES | GRANDVIEW APTS LLC | 190051 BROOKLYN NY 11219 (40.63277295540763, -73.99667681118586) | CA557285H | 7/5/05 | FEDERAL FST-125 | 1 | 5.3 | 1985 | 2020 |  | 21 to 26 years old | INDUSTRIAL COMBUS DEG-54(P) | #6 | 57488 | 40242 | 8623 | 6036 | Yes | 2015 | Elevator Apartments | 16 | 70000 | 1 | 6 | 59 | 59 | 1927
2024500001 | 1212 GRANT AVENUE Bronx, NY 10456 (40.83383403089054, -73.91479970892078) | Con Edison | 1212 GRANT REALTY LLC. | 2025 LLC | 111016 BROOKLYN NY 11211 (40.711589765255496, -73.95817675075642) | CA198385N | 7/7/05 | FEDERAL FST-125 | 1 | 5.3 | 1985 | 2020 |  | 21 to 26 years old | HEVE-OIL MEG-54 (P) | #6 | 57488 | 40242 | 8623 | 6036 | Yes | 2020 | Walk-Up Apartments | 16 | 67700 | 1 | 6 | 52 | 58 | 1936
2038710007 | 1306 FTELEY AVENUE Bronx, NY 10472 (40.83236433548022, -73.87223530573584) | Con Edison | 1306 FTELEY LLC | 1306 FTELEY LLC C/O B | 1306 FTELEY AVENUE BRONX, NY 10472 (40.83236433548022, -73.87223530573584) | CA112982L | 7/4/05 | FEDERAL-FST-125 | 1 | 5.32 | 1982 | 2017 |  | 26 to 30 years old | INDUSTRIAL COMBUSTION-DEG-54(P) | #6 | 57488 | 40242 | 8623 | 6036 | Yes | 2021 | Condominiums | 18 | 69600 | 1 | 6 | 62 | 67 | 1930
2032160048 | 2015 UNIVERSITY AVENUE Bronx, NY 10453 (40.855118601580735, -73.91101317242344) | Con Edison | 2015 Y=UNIVERSITY PROP. % LANGSAM PROPERTY | 2015 UNIVERSITY PROP | 1601 BRONXDALE AVENUE BRONX, NY 10462 (40.84351657306597, -73.85691921749257) | CB177507J | 7/6/05 | EASTMOND ESP - 125 (NEW) | 1 | 4.1 | 2007 | 2042 | DUAL FUEL | Fewer than 5 years old | ICI DEG - 54P (NEW) | #6 | 57488 | 40242 | 8623 | 6036 | Yes | 2016 | Elevator Apartments | 14 | 78000 | 1 | 5 | 63 | 63 | 1921
2043190010 | 2156 CRUGER AVENUE Bronx, NY 10462 (40.85510727182454, -73.86664822895487) | Con Edison | 2156 CRUGER AVE.APT./ETC MGMT | 2156 CRUGER AVE APART | 2187 HOLLAND AVE BRONX, NY 10462 (40.856189894291944, -73.86574579824037) | CA271488Y | 7/5/05 | FEDERAL FST-125 | 1 | 5.3 | 1988 | 2023 |  | 21 to 26 years old | INDUSTRIAL COMBUSTION DEG 54 (P) | #6 | 57488 | 40242 | 8623 | 6036 | Yes | 2019 | Loft Buildings | 13 | 70836 | 1 | 6 | 73 | 73 | 1930 |  | YES
2043190015 | 2186 CRUGER AVENUE Bronx, NY 10462 (40.856169805381704, -73.86661762099233) | Con Edison | 2186 CRUGER AVE./APT/ETC MGMT | 2186 CRUGER AVE APART | 2186 CRUGEE AVE BRONX, NY 11229 (40.60123350732056, -73.94436854117521) | CA271888N | 7/5/05 | FEDERAL FST - 125 | 1 | 5.3 | 1988 | 2023 |  | 21 to 26 years old | INDUSTRIAL COMBUSTION DEG - 54 (P) | #6 | 57488 | 40242 | 8623 | 6036 | Yes | 2019 | Elevator Apartments | 13 | 70812 | 1 | 6 | 73 | 73 | 1930 |  | YES
2043170037 | 2191 BOLTON STREET Bronx, NY 10462 (40.85638461570564, -73.86867939114916) | Con Edison | 2191 BOLTON OWNERS CORP | BLOOMINGBURG REALTY C | 1200 ZEREGE AVE BRONX, NY 10462 (40.8327831808625, -73.844890236079) | CA436084K | 7/7/05 | FEDERAL FST-125 | 1 | 5.3 | 1984 | 2019 |  | 26 to 30 years old | INDUST COMBUS DEG-54(P) | #6 | 57488 | 40242 | 8623 | 6036 |  |  | Elevator Apartments | 13 | 44270 | 1 | 6 | 54 | 54 | 1941
2038940005 | 1404 NOBLE AVENUE Bronx, NY 10472 (40.83473511593655, -73.8708854300033) | Con Edison | BERNARD ETTINGER | KIVA REALTY CO., INC. | 2130 BROADWAY NEW YORK, NY 10023 (40.78069165240327, -73.98124255715014) | CA159983L | 7/6/05 | FEDERAL FST-125 | 1 | 5.25 | 1983 | 2018 |  | 26 to 30 years old | ICI DEG-54(P) | #6 | 57488 | 40242 | 8623 | 6036 | Yes | 2014 | Elevator Apartments | 18 | 52476 | 1 | 6 | 59 | 61 | 1928
2031280029 | 2103 VYSE AVENUE Bronx, NY 10460 (40.84399949711774, -73.88043103752038) | Con Edison | DAIL II AKA 945 E.180 ST | DALY II ASSOCIATES | ONE GATEWAY PLAZA PORT CHESTER, NY 10573 (41.00057186556627, -73.6665082437648) | CA022579M | 7/5/05 | BURNHAM SPENCER 4F 563-40 | 1 | 5.95 | 1979 | 2014 |  | 31 to 35 years old | ICI MM 63 P | #4 | 57488 | 40242 | 8336 | 5835 |  |  | Hotels | 15 | 28500 | 1 | 5 | 26 | 29 | 1915
2033560003 | 275 GUN HILL ROAD Bronx, NY 10467 (40.87952044285994, -73.87518117647635) | Con Edison | DURCO REALTY/HURWITZ | 275 GJONOVIC REALTY,I | 9 YONKERS NY 10704 (40.91191394192638, -73.85467822516753) | CA241181M | 7/4/05 | FEDERAL FST-150 | 1 | 5.9 | 1981 | 2016 |  | 26 to 30 years old | HEVE DEG-63-S | #6 | 57488 | 40242 | 8623 | 6036 | Yes | 2016 | Walk-Up Apartments | 11 | 96443 | 1 | 6 | 87 | 91 | 1931
2043190040 | 2187 HOLLAND AVENUE Bronx, NY 10462 (40.856189894291944, -73.86574579824037) | Con Edison | ED COVIELLO | 2187 HOLLAND AVE APA | 2187 Holland ave BRONX, NY 10462 (40.856189894291944, -73.86574579824037) | CA272288Y | 7/5/05 | FEDERAL FST - 125 | 1 | 5.3 | 1988 | 2023 |  | 21 to 26 years old | INDUSTRIAL COMBUSTION DEG - 54 (P) | #6 | 57488 | 40242 | 8623 | 6036 | Yes | 2019 | Walk-Up Apartments | 13 | 73182 | 1 | 6 | 73 | 73 | 1930 |  | YES
2037380027 | 1160 EVERGREEN AVENUE Bronx, NY 10472 (40.827385857590734, -73.88076834126994) | Con Edison | MILCHMAN MGT CO. | ONE MORE TIME REALTY | 655 PELHAM PARKWAY BRONX, NY 10467 (40.857815004622005, -73.86924607643229) | CA083487Y | 7/6/05 | FEDERAL FST 125 | 1 | 5.3 | 1987 | 2022 |  | 21 to 26 years old | INDUSTRIAL COMBUSTION DE 54 P | #6 | 57488 | 40242 | 8623 | 6036 | Yes | 2018 | Loft Buildings | 18 | 63000 | 1 | 6 | 69 | 69 | 1938
2058590297 | 5715 MOSHOLU AVENUE Bronx, NY 10471 (40.905572914148706, -73.90017945410189) | Con Edison | MOSHOLU AVE.APTS.CORP. | MOSHOLU AVE APARTMENT | 42 25 2st ST LIC, NY 11101 (40.74570244980828, -73.93866902925225) | CA184788K | 7/4/05 | FEDERAL FST 125 | 1 | 5.3 | 1988 | 2023 |  | 21 to 26 years old | ICI DEG 54 P | #6 | 57488 | 40242 | 8623 | 6036 |  |  | Elevator Apartments | 11 | 46500 | 1 | 6 | 54 | 54 | 1962
2028500016 | 1785 TOWNSEND AVENUE Bronx, NY 10453 (40.8481172392867, -73.91095270270905) | Con Edison | NEW TOWNSEND RLTY % LANGSAM PROP. | NEW TOWNSEND RTLY COR | 1601 BRONXDALE AVENUE BRONX, NY 10462 (40.84351657306597, -73.85691921749257) | CB001407H | 7/5/05 | FEDERAL FST - 125 (NEW) | 1 | 4.1 | 2007 | 2042 | DUAL FUEL | Fewer than 5 years old | ICI MMG-54 (P) | #4 | 57488 | 40242 | 8336 | 5835 |  |  | Elevator Apartments | 14 | 48753 | 1 | 5 | 59 | 59 | 1924
2033290020 | 3576 DEKALB AVENUE Bronx, NY 10467 (40.88430174051813, -73.87882986984539) | Con Edison | PRIME REALTY SERVICES INC. | 3572 DEKALB LLC | 1920 MANHATTAN NY 10116 (40.8110019996426, -73.95309800037239) | CA153088H | 7/4/05 | ROCKMILLS MP 125 | 1 | 5.3 | 1988 | 2023 |  | 21 to 26 years old | ICI DEG 54P | #4 | 57488 | 40242 | 8336 | 5835 | Yes | 2019 | Elevator Apartments | 11 | 66600 | 1 | 6 | 70 | 70 | 1926
2031490147 | 2185 VALENTINE AVENUE Bronx, NY 10457 (40.854801160106064, -73.89906145884784) | Con Edison | PRIME RESID BRONX 11, LLC | 2185 VALENTINE LLC | 1920 BROOKLYN NY 11219 (40.63277295540763, -73.99667681118586) | CA305583P | 7/6/05 | FEDERAL FST-125 | 1 | 5.3 | 1983 | 2018 |  | 26 to 30 years old | INDUSTRIAL COMBUSTION DEG-54 (P) | #6 | 57488 | 40242 | 8623 | 6036 | Yes | 2019 | Elevator Apartments | 15 | 63840 | 1 | 6 | 72 | 72 | 1937
2033290010 | 3572 DEKALB AVENUE Bronx, NY 10467 (40.88420829082757, -73.87889858285315) | Con Edison | PRIME RLTY.SVCS LLC | 3572 DEKALB LLC | 1920 NEW YORK, NY 10116 (40.8110019996426, -73.95309800037239) | CA152588J | 7/4/05 | ROCKMILLS MP125 | 1 | 5.3 | 1988 | 2023 |  | 21 to 26 years old | ICI DEG 54 P | #4 | 57488 | 40242 | 8336 | 5835 | Yes | 2019 | Office Buildings | 11 | 66600 | 1 | 6 | 70 | 70 | 1926
2045430021 | 600 BURKE AVENUE Bronx, NY 10467 (40.87148137168677, -73.87057146776296) | Con Edison | RAY DAMESEM | DANTE ASSOCIATES CO., | 1700 CENTERAL AVENUE YONKERS, NY 10710 (40.954783319223566, -73.84176186239989) | CA418286J | 7/6/05 | FEDERAL FLW 1518 | 1 | 5.3 | 1986 | 2021 |  | 21 to 26 years old | IND. COMB. DE-54 S | #6 | 57488 | 40242 | 8623 | 6036 | Yes | 2013 | Elevator Apartments | 11 | 55722 | 1 | 6 | 57 | 57 | 1968
2032540005 | 3110 KINGSBRIDGE TERRACE Bronx, NY 10463 (40.877577408961216, -73.90016807824775) | Con Edison | RESERVAIS ASSOCIATES | RESERVOIR ASSOCIATES, | 825 233 STREET BRONX, NY 10466 (40.89221310483329, -73.85355883486339) | CA278985R | 7/6/05 | FEDERAL FST-125 SP | 1 | 5.3 | 1985 | 2020 |  | 21 to 26 years old | I.C.I. MMG-54P | #4 | 57488 | 40242 | 8336 | 5835 | Yes | 2014 | Elevator Apartments | 11 | 66000 | 1 | 6 | 62 | 62 | 1927 |  | YES
2032810040 | 357 201 STREET Bronx, NY 10458 (40.869629220120835, -73.88263663882523) | Con Edison | ROCKFORD ASSOCIATES, LLC | ROCKFORD ASSOCIATES L | 19 COURT STREET WHITE PLAINS, NY 10601 (41.032001792425945, -73.76766933245858) | CA388684K | 7/7/05 | FEDERAL FST-125 | 1 | 5.3 | 1984 | 2019 |  | 26 to 30 years old | INDUST COMBU DEG-54(P) | #6 | 57488 | 40242 | 8623 | 6036 | Yes | 2021 | Walk-Up Apartments | 11 | 64824 | 1 | 6 | 60 | 60 | 1948
2033470001 | 3250 PERRY AVENUE Bronx, NY 10467 (40.875783695530885, -73.87624442246018) | Con Edison | SINNOTT MGT COPLEY APTS. | PARKASH 3250 LLC | 172 14 JAMAICA, NY 11432 (40.71311535449007, -73.79282099978928) | CA125279M | 7/6/05 | ROCKMILLS MP-4-133 | 1 | 5.58 | 1979 | 2014 |  | 31 to 35 years old | ICI MEG 63P | #4 | 57488 | 40242 | 8336 | 5835 | Yes | 2017 | Elevator Apartments | 11 | 60000 | 1 | 6 | 74 | 74 | 1939
2039330070 | 2112 STARLING AVENUE Bronx, NY 10462 (40.83606813074713, -73.85470909523339) | Con Edison | STARLING REALTY CO. | 2112 STARLING LLC | 111 CENTRAL PARK AVE HARTSDALE, NY 10530 (41.02055398870775, -73.79672640788674) | CB009606Y | 7/4/05 | (NEW) FEDERAL FST 125 | 1 | 4.1 | 2006 | 2041 | DUAL FUEL | Fewer than 5 years old | (EXISTING) ICI MMG54 | #4 | 57488 | 40242 | 8336 | 5835 | Yes | 2013 | Elevator Apartments | 18 | 51565 | 1 | 6 | 76 | 79 | 1963
2037760056 | 1245 STRATFORD AVENUE Bronx, NY 10472 (40.829239309937684, -73.87555706160065) | Con Edison | STRATFORD EQUITIES CORP | 1245 STRATFORD LLC | 957 TALLMAN NY 10982 (41.110920999804364, -74.09982200008517) | CA120286H | 7/7/05 | FEDERAL FST-125 | 1 | 5.3 | 1986 | 2021 |  | 21 to 26 years old | INDUSTRIAL COMBUSTION DEG-54P | #4 | 57488 | 40242 | 8336 | 5835 | Yes | 2016 | Elevator Apartments | 18 | 66000 | 1 | 6 | 70 | 70 | 1928
2037760050 | 1255 STRATFORD AVENUE Bronx, NY 10472 (40.829244006397325, -73.87555823571556) | Con Edison | STRATFORD EQUITIES CORP. | 1245 STRATFORD LLC | 381 PARK AVE NEW YORK, NY 10016 (40.74251902441455, -73.98458580592575) | CA120086N | 7/7/05 | FEDERAL FST-125 | 1 | 5.3 | 1986 | 2021 |  | 21 to 26 years old | INDUSTRIAL COMBUSTION DEG-54P | #4 | 57488 | 40242 | 8336 | 5835 | Yes | 2016 | Elevator Apartments | 18 | 66000 | 1 | 6 | 70 | 70 | 1928
2042210001 | 2100 EASTCHESTER ROAD Bronx, NY 10461 (40.856145150899465, -73.8439124998856) | Con Edison | FEZNIC REALTY CO.,L.L.C | FEZNIC REALTY CO.,INC | 1515 MC DONALD STREET BRONX, NY 10461 (40.85539389722495, -73.84344913275235) | CA002298H | 7/5/05 | FEDERAL FST 150 | 1 | 6.27 | 1998 | 2033 | DUAL FUEL | 11 to 15 years old | HEVE (ICI) DEG 63 P | #4 | 57488 | 40241 | 8336 | 5835 | Yes | 2021 | Elevator Apartments | 13 | 81000 | 1 | 6 | 70 | 70 | 1963
2028810075 | 1861 SEDGWICK AVENUE Bronx, NY 10453 (40.85354737135817, -73.91791487420515) | Con Edison | MONDIAL ASSOCIATES | M1861-1881 SEDGWICK L | 20 74 STEINWAY ST ASTORIA, NY 11105 (40.780092072491186, -73.90960650023976) | CA303292X | 7/6/05 | FEDERAL FST-125 | 1 | 5.3 | 1992 | 2027 |  | 16 to 20 years old | INDUSTRIAL COMB. MEG-54 (P) | #4 | 57488 | 40241 | 8336 | 5835 | Yes | 2021 | Elevator Apartments | 16 | 63450 | 1 | 3 | 46 | 46 | 1941
2024350035 | 315 167 STREET Bronx, NY 10456 (40.83143340344378, -73.91337257018886) | Con Edison | NORWAX ASSOC./DAUGHTERS OF JACOB | HOME AND HOSPITAL OF | 1046 MCLEAN AVENUE YONKERS, NY 10704 (40.901480913451834, -73.8626385728918) | CA286791Z | 7/5/05 | FEDERAL FST-125 | 1 | 5.3 | 1991 | 2026 |  | 16 to 20 years old | IND. COMB. MMG-54 (P) | #4 | 57488 | 40241 | 8336 | 5835 | Yes | 2015 | Elevator Apartments | 16 | 69538 | 1 | 6 | 55 | 55 | 1947
2024520029 | 1113 GRANT AVENUE Bronx, NY 10456 (40.83143682651718, -73.91626611771085) | Con Edison | NYC HPD | 1113-17 GRANT AVENUE | 1113 GRANT AVE BRONX, NY 10456 (40.83143682651718, -73.91626611771085) | CA171694R | 7/4/05 | FEDERAL FST-150 | 1 | 6.27 | 1994 | 2029 |  | 16 to 20 years old | INDUSTRIAL COMBUSTION DEG-63 (P) | #4 | 57488 | 40241 | 8336 | 5835 | Yes | 2022 | Elevator Apartments | 16 | 57080 | 1 | 5 | 68 | 70 | 1926 |  | YES
2042520017 | 1910 PELHAM PARKWAY Bronx, NY 10461 (40.85561521030959, -73.82943106332314) | Con Edison | PARKWAY OWNERS INC. | PARKWAY OWNERS INC | 180 80 ST NEW YORK, NY 10024 (40.78367079966, -73.97751099800468) | CA114191Y | 7/7/05 | FEDERAL FST-125 | 1 | 5.3 | 1991 | 2026 |  | 16 to 20 years old | IND. COMB. MMG-54P | #4 | 57488 | 40241 | 8336 | 5835 |  |  | Walk-Up Apartments | 13 | 44329 | 1 | 6 | 52 | 52 | 1964
2026960075 | 830 REV JAMES POLITE AVENUE Bronx, NY 10459 (40.819143451801686, -73.89890233074023) | Con Edison | SHEVA REALTY ASSOCIATES | 830 SHEVA REALTY ASSO | 1601 BRONXDALE AVENUE BRONX, NY 10462 (40.84351657306597, -73.85691921749257) | CA349187H | 7/7/05 | ROCKMILLS MP-125 | 1 | 5.3 | 1987 | 2022 |  | 21 to 26 years old | ICI MMG 54 P | #4 | 57488 | 40241 | 8336 | 5835 | Yes | 2016 | Elevator Apartments | 17 | 75672 | 1 | 6 | 71 | 78 | 1910
2032820007 | 2640 MARION AVENUE Bronx, NY 10458 (40.86434066758062, -73.89103428409263) | Con Edison | 2640 MARION AVENUE OWNERS | 2640 MARION AVE OWNRS | 43 75 TH STREET NEW YORK, NY 10023 (40.778986532702675, -73.97648291444176) | CA129290L | 7/6/05 | FEDERAL FST 150 | 1 | 5.95 | 1990 | 2025 |  | 16 to 20 years old | HEVE DEG 63P | #6 | 57488 | 40241 | 8623 | 6036 | Yes | 2022 | Walk-Up Apartments | 15 | 91075 | 1 | 7 | 72 | 72 | 1961 |  | YES
2033440001 | 3505 WAYNE AVENUE Bronx, NY 10467 (40.88077157401319, -73.8776159396441) | Con Edison | NIK TAB CORPORATION | NIKTAB INC | 3206 OXFORD AVENUE BRONX, NY 10463 (40.884675850150984, -73.90927409226134) | CA539686J | 7/6/05 | FEDERAL FST-125 | 1 | 5.3 | 1986 | 2021 |  | 21 to 26 years old | IND. COMB. DEG-54 P | #6 | 57488 | 40241 | 8623 | 6036 | Yes | 2014 | Factory & Industrial Buildings | 11 | 54000 | 1 | 5 | 51 | 56 | 1930
2033070072 | 3010 GRAND Bronx, NY 10458 (40.86260132868841, -73.88479001504714) | Con Edison | PARC GRAND, LLC | PARC GRAND, | 12 END AVENUE NEW YORK, NY 10021 (40.563610110044884, -74.17881494233863) | CB043702P | 7/5/05 | FEDERAL/EASTMOND FST 150 | 1 | 6.3 | 2002 | 2037 | DUAL FUEL | 5 to 10 years old | HEVE (ICI) DEG 63-P | #6 | 57488 | 40241 | 8623 | 6036 | Yes | 2017 | Office Buildings | 11 | 106146 | 1 | 6 | 95 | 96 | 1963
2043180030 | 2197 CRUGER AVENUE Bronx, NY 10462 (40.856525177399895, -73.86667988343702) | Con Edison | R.A. COHEN & ASSOCIATES | PELHAM PARKWAY MANAGE | 730 PELHAM PARKWAY BRONX, NY 10462 (40.8566407341301, -73.86638811735425) | CA232491N | 7/4/05 | FEDERAL FST-125 | 1 | 5.3 | 1991 | 2026 |  | 16 to 20 years old | IND. COMB. DEG-54 | #6 | 57488 | 40241 | 8623 | 6036 | Yes | 2018 | Elevator Apartments | 13 | 70296 | 1 | 6 | 61 | 61 | 1928
2032600050 | 3000 BAILEY AVENUE Bronx, NY 10463 (40.876194335587265, -73.90397957987797) | Con Edison | S. & K. REALTY CO. | K.S. REALTY, L.P. | 268 BRONX NY 10471 (40.90199442310421, -73.9036265005625) | CA366287J | 7/5/05 | FEDERAL FST 150 | 1 | 5.6 | 1987 | 2022 |  | 21 to 26 years old | HEVE MEG 63 P (I.C.I.) | #6 | 57488 | 40241 | 8623 | 6036 | Yes | 2020 | Elevator Apartments | 14 | 66984 | 1 | 6 | 71 | 76 | 1928
2037940001 | 1236 VIRGINIA AVENUE Bronx, NY 10472 (40.831512027890035, -73.86092950232403) | Con Edison | SCHUR MANAGEMENT | 1236 VIRGINIA AVENUE | 3092 HULL AVE BRONX, NY 10467 (40.872182149815785, -73.87850567572308) | CA076981Y | 7/7/05 | FEDERAL #FST-175 | 1 | 5.9 | 1981 | 2016 |  | 26 to 30 years old | INDUSTRIAL COMBUSTION #DEG-63-S | #6 | 57487 | 40241 | 8623 | 6036 | Yes | 2014 | Elevator Apartments | 18 | 91656 | 1 | 6 | 92 | 96 | 1928
2032560053 | 2800 HEATH AVENUE Bronx, NY 10463 (40.872693974561734, -73.9045835499575) | Con Edison | SCHUR MANAGEMENT INC. | HEATH REALTY LLC | 1920 NEW YORK, NY 10116 (40.8110019996426, -73.95309800037239) | CA361990Z | 7/4/05 | FEDERAL FST 150 | 1 | 6.27 | 1990 | 2025 |  | 16 to 20 years old | ICI DEG 63 | #6 | 57487 | 40241 | 8623 | 6036 | Yes | 2016 | Walk-Up Apartments | 14 | 57349 | 1 | 7 | 78 | 78 | 1962
2023970017 | 378 151 STREET Bronx, NY 10455 (40.817691209517626, -73.91793772023831) | Con Edison | IMMACULATE CONCEPTION SCHOOL | IMMACULATE CON R C CH | 389 150 STREET BRONX, NY 10455 (40.81689786178537, -73.91788687122327) | CA296782X | 7/5/05 | ROCKMILLS MP-125 | 2 | 5 | 1982 | 2017 |  | 26 to 30 years old | INDUSTRIAL COMBUSTION MODEL MMG-54-P | #4 | 57000 | 39900 | 8265 | 5786 | Yes | 2017 | Walk-Up Apartments | 17 | 123464 | 8 | 4 | 0 | 1 | 1943
2030050082 | 1010 TREMONT AVENUE Bronx, NY 10460 (40.84051165822669, -73.88126147746789) | Con Edison | 1010 E. TREMONT REALTY CO | EAST TREMONT REALTY C | 429 GREENLAWN NY 11740 (40.8654864671268, -73.36178314757416) | CA035087Z | 7/6/05 | FEDERAL FST-60 | 1 | 2.6 | 1987 | 2022 |  | 21 to 26 years old | INDUSTRIAL COMBUSTION MM-28 | #4 | 56722 | 39705 | 8225 | 5757 |  |  | Walk-Up Apartments | 15 | 22875 | 1 | 5 | 30 | 31 | 1918
2022770010 | 120 BRUCKNER BOULEVARD Bronx, NY 10454 (40.80434278431937, -73.92163909436731) | Con Edison | LITTLE JOHNS MOVING,INC. | LITTLE JOHN'S MOVINGI | 1602 1 AVENUE MANHATTAN, NY 10028 (40.775038508994044, -73.95072633152262) | CA316495Z | 7/6/05 | ROCKMILLS MP-200 | 1 | 8.19 | 1995 | 2030 | DUAL FUEL | 11 to 15 years old | HEVE DEG-42 (P) | #4 | 56700 | 39690 | 8222 | 5755 | Yes | 2017 | Elevator Apartments | 8 | 104334 | 1 | 6 | 0 | 1 | 1913
2032840048 | 2866 MARION AVENUE Bronx, NY 10458 (40.868199817808836, -73.88542610474067) | Con Edison | 2866 MARION AVE OWNERS INC | 2866 MARION AVE OWNRS | 2960 WEBSTER AVENUE BRONX, NY 10458 (40.86755661757174, -73.88297998742917) | CA037379J | 7/5/05 | PACIFIC 5282 | 1 | 4.4 | 1979 | 2014 |  | 31 to 35 years old | 1C1 AM 6E | #6 | 56575 | 39602 | 8486 | 5940 | Yes | 2014 | Elevator Apartments | 15 | 71652 | 1 | 6 | 67 | 67 | 1956 |  | YES
2054810048 | 3255 RANDALL AVENUE Bronx, NY 10465 (40.82953846866246, -73.81490345385603) | Con Edison | 3255 Randall Ave. Owners Corp.%Chestnut Holdings Of NY | RANDALL AVE OWNERS CO | 5676 RIVERDALE AVE BRONX, NY 10471 (40.90603192863733, -73.90429477417916) | CA044178Z | 7/4/05 | FEDERAL FLW 1518 | 1 | 5.3 | 1978 | 2013 |  | 31 to 35 years old | IRON FIREMAN A06-6.3 | #4 | 56000 | 39200 | 8120 | 5684 |  |  | Elevator Apartments | 13 | 55800 | 1 | 6 | 65 | 65 | 1965
2032500040 | 2835 WEBB AVENUE Bronx, NY 10468 (40.8728267133709, -73.90083505380962) | Con Edison | DENN OWNER CORP. | DENN OWNERS CORP |  | CA195481J | 7/6/05 | ROCKMILLS MP 125 | 1 | 5 | 1981 | 2016 |  | 26 to 30 years old | I.C.I. DEG-54 P | #6 | 56000 | 39200 | 8400 | 5880 | Yes | 2020 | Elevator Apartments | 14 | 83000 | 1 | 8 | 73 | 73 | 1959 |  | YES
2057710020 | 3600 FIELDSTON ROAD Bronx, NY 10463 (40.88593784897645, -73.90695506697786) | Con Edison | 3600 FIELDSTONE APT CO. | 3600 FIELDSTON RD APT | 3600 FIELDSTON ROAD BRONX, NY 10463 (40.88593784897645, -73.90695506697786) | CA009693J | 7/6/05 | FEDERAL FST-150 | 1 | 6.27 | 1993 | 2028 |  | 16 to 20 years old | IND. COMB. DEG-63-P | #6 | 55845 | 39092 | 8377 | 5864 | Yes | 2021 | Walk-Up Apartments | 11 | 86000 | 1 | 6 | 73 | 73 | 1941 |  | YES
2031240001 | 2103 HONEYWELL AVENUE Bronx, NY 10460 (40.84508596168276, -73.88238943454054) | Con Edison | PENSON CORP/MOHEGAN APTS. | GREENTREE MOHEGAN LLC | 1465A FLATBUSH AVE BROOKLYN, NY 11210 (40.634770402917624, -73.94967740949801) | CA281094K | 7/5/05 | FEDERAL FST-125 | 1 | 5.3 | 1994 | 2029 |  | 16 to 20 years old | HEVE DEG-54 (P) | #4 | 55845 | 39092 | 8098 | 5668 | Yes | 2014 | Walk-Up Apartments | 15 | 181093 | 2 | 5 | 196 | 196 | 1979
2024610111 | 1011 CARROLL PLACE Bronx, NY 10456 (40.82983456971396, -73.91943287206652) | Con Edison | CARROL REALTY LLC | PRANA BF PARTNERS | 542 MAIN STREET NEW ROCHELLE, NY 10801 (40.90794031848401, -73.78299377983785) | CA246185M | 7/4/05 | FEDERAL FST-125 | 1 | 5.2 | 1985 | 2020 |  | 21 to 26 years old | IND COMB MM-54-P | #4 | 55480 | 38836 | 8045 | 5631 | Yes | 2021 | Walk-Up Apartments | 16 | 59711 | 1 | 6 | 56 | 56 | 1936
2031120030 | 780 GARDEN STREET Bronx, NY 10460 (40.84951633690814, -73.8836585609107) | Con Edison | 770 INC. | MILBANK 770 GARDEN, L | 5600A BROADWAY BRONX, NY 10463 (40.87943056565291, -73.90428356958549) | CA104978Z | 7/5/05 | FEDERAL FST-90 | 1 | 3.8 | 1978 | 2013 |  | 31 to 35 years old | I.C.I. DE-42 (P) | #6 | 55480 | 38836 | 8322 | 5825 |  |  | Walk-Up Apartments | 15 | 48172 | 1 | 6 | 59 | 59 | 1928
2031120025 | 770 GARDEN STREET Bronx, NY 10460 (40.849758325548024, -73.88405338448104) | Con Edison | 770, \ | MILBANK 770 GARDEN, L | 2855 GRAND BRONX, NY 10468 (40.86785065240455, -73.89951166617763) | CA105078H | 7/5/05 | FEDERAL FST-90 | 1 | 3.8 | 1978 | 2013 |  | 31 to 35 years old | HEV-E-OIL DE42P ( I.C.I. ) | #6 | 55480 | 38836 | 8322 | 5825 |  |  | Walk-Up Apartments | 15 | 48172 | 1 | 6 | 51 | 51 | 1928
2057870177 | 3225 JOHNSON AVENUE Bronx, NY 10463 (40.88372465514634, -73.91041974590637) | Con Edison | CRESTVIEW OWNERS INC. | CREST VIEW OWNERS INC | 3225 JOHNSON AVENUE BRONX, NY 10463 (40.88372465514634, -73.91041974590637) | CA164670R | 7/7/05 | FEDERAL FLW 1518 | 1 | 5.3 | 1970 | 2010 |  | 36 - 40 year old | ACE 50 | #6 | 55480 | 38836 | 8322 | 5825 | Yes | 2017 | Elevator Apartments | 11 | 60928 | 1 | 6 | 60 | 60 | 1970 |  | YES
2027970025 | 1790 WEEKS AVENUE Bronx, NY 10457 (40.84660760986333, -73.90738466486383) | Con Edison | N & N MANAGEMENT | WEEKS REALTY ASSOCIAT | 190354 BROOKLYN NY 11219 (40.63277295540763, -73.99667681118586) | CA381485X | 7/5/05 | FEDERAL FST-125 | 1 | 5.3 | 1985 | 2020 |  | 21 to 26 years old | INDUSTRIAL COMBUST ME 54-P | #6 | 55480 | 38836 | 8322 | 5825 |  |  | Elevator Apartments | 14 | 40000 | 1 | 6 | 45 | 45 | 1936
2033240123 | 3464 KNOX PLACE Bronx, NY 10467 (40.882448010467535, -73.88283879360223) | Con Edison | GJERAVICA ASSOC. C/O | GJEROVICA ASSOCIATES | 15 KIMBALL AVE YONKERS, NY 10704 (40.90358497847944, -73.86763529122145) | CA123278L | 7/5/05 | ROCKMILLS MP-4-133 | 1 | 5.58 | 1978 | 2013 |  | 31 to 35 years old | ICI DE-54 (S) | #4 | 55334 | 38734 | 8023 | 5616 | Yes | 2014 | Elevator Apartments | 11 | 82500 | 1 | 6 | 73 | 73 | 1928
2032530099 | 2829 SEDGWICK AVENUE Bronx, NY 10468 (40.87306852910104, -73.90199931430678) | Con Edison | PARKASH 2829 LLC | PARKASH 2829 LLC | 172 14 89 AVENUE JAMAICA, NY 11432 (40.71311535449007, -73.79282099978928) | CA145885K | 7/5/05 | FEDERAL FLW2125 | 1 | 8.6 | 1985 | 2020 |  | 21 to 26 years old | HEVE OIL DEG105-S | #6 | 55125 | 38588 | 8269 | 5788 | Yes | 2013 | Elevator Apartments | 14 | 145997 | 1 | 6 | 100 | 100 | 1963
2025050084 | 1115 JEROME AVENUE Bronx, NY 10452 (40.83464329741953, -73.92433282775745) | Con Edison | 1115 JEROME LLC. | 1115 JEROME LLC | 5676 RIVERDALE AVENUE BRONX, NY 10471 (40.90603192863733, -73.90429477417916) | CA167487M | 7/6/05 | ROCKMILLS MP 150 | 1 | 5.95 | 1987 | 2022 |  | 21 to 26 years old | ICI DEG 63 P | #6 | 55000 | 38500 | 8250 | 5775 | Yes | 2015 | Elevator Apartments | 16 | 80581 | 1 | 8 | 80 | 82 | 1928
2028290001 | 1970 WALTON AVENUE Bronx, NY 10453 (40.85155953214455, -73.90815226502413) | Con Edison | 1970 WALTON RLTY CORP | MDRJ LLC | 57 38TH ST NEW YORK, NY 10018 (40.752024858264235, -73.98520633812598) | CA364484J | 7/4/05 | ROCKMILLS MP-125 | 1 | 5.25 | 1984 | 2019 |  | 26 to 30 years old | I.C.I. DEG 54 (P) | #6 | 55000 | 38500 | 8250 | 5775 | Yes | 2019 | Walk-Up Apartments | 14 | 68202 | 1 | 6 | 70 | 70 | 1927
2024590001 | 840 GRAND Bronx, NY 10451 (40.826889972546724, -73.91878274850946) | Con Edison | 636 HOLDING CORP.BOILER RM.#1 | 636 HOLDING CORP | 2388 VAENTINE AVE BRONX, NY 10458 (40.86260132868841, -73.88479001504714) | CA285590H | 7/7/05 | ROCKMILLS MP125 | 1 | 5.6 | 1990 | 2025 |  | 16 to 20 years old | ICI DE 63S | #6 | 55000 | 38500 | 8250 | 5775 | Yes | 2019 | Walk-Up Apartments | 17 | 207300 | 1 | 6 | 172 | 182 | 1927
2024590001 | 840 GRAND Bronx, NY 10451 (40.826889972546724, -73.91878274850946) | Con Edison | 636 HOLDING CORP.BOILER RM.#2 | 636 HOLDING CORP | 2388 VALENTINE AVENUE BRONX, NY 10458 (40.85914397853013, -73.89716920364363) | CA285690P | 7/7/05 | ROCKMILLS MP125 | 1 | 5.6 | 1990 | 2025 |  | 16 to 20 years old | ICI DE63S | #6 | 55000 | 38500 | 8250 | 5775 | Yes | 2019 | Elevator Apartments | 17 | 207300 | 1 | 6 | 172 | 182 | 1927
2024590001 | 840 GRAND Bronx, NY 10451 (40.826889972546724, -73.91878274850946) | Con Edison | 636 HOLDING CORP.BOILER RM.#3 | 636 HOLDING CORP | 2388 VALENTINE AVENUE BRONX, NY 10458 (40.85914397853013, -73.89716920364363) | CA285790M | 7/7/05 | ROCKMILLS MP125 | 1 | 5.6 | 1990 | 2025 |  | 16 to 20 years old | ICI DE63S | #6 | 55000 | 38500 | 8250 | 5775 | Yes | 2019 | Walk-Up Apartments | 17 | 207300 | 1 | 6 | 172 | 182 | 1927
2045500027 | 808 ADEE AVENUE Bronx, NY 10467 (40.869607440238724, -73.86303687726802) | Con Edison | ADEE REALTY CO | ADEE REALTY LLC | 105 COURT STREET BROOKLYN, NY 11201 (40.69083358302672, -73.9917782688907) | CA255885H | 7/5/05 | FEDERAL MP-175 | 1 | 7 | 1985 | 2020 |  | 21 to 26 years old | I.C.I. DEG 84 P | #6 | 55000 | 38500 | 8250 | 5775 | Yes | 2020 | Office Buildings | 12 | 82320 | 1 | 6 | 78 | 78 | 1927
2045490001 | 2911 BARNES AVENUE Bronx, NY 10467 (40.86819741163198, -73.8634759052658) | Con Edison | AXELROD MANAGEMENT CO INC. | CHARLES AXELROD ASSOC | 720 WHITE PLAINS ROAD SACRDALE, NY 10583 (40.97150694527735, -73.80529550121314) | CA006280H | 7/6/05 | ROCKMILLS MP175 | 1 | 7.3 | 1980 | 2015 |  | 26 to 30 years old | ICI DE-84(P) | #6 | 55000 | 38500 | 8250 | 5775 | Yes | 2019 | Office Buildings | 13 | 113018 | 1 | 6 | 96 | 96 | 1931
2028780195 | 1770 ANDREWS AVENUE Bronx, NY 10453 (40.850728054285206, -73.91664669676508) | Con Edison | BEE & BEE MANAGEMENT | 1770 REALTY LLC | 1624 WEBSTER AVENUE BRONX, NY 10457 (40.84184033491622, -73.90412994919767) | CA053481X | 7/6/05 | ROCKMILLS MP-4-133 | 1 | 5 | 1981 | 2016 |  | 26 to 30 years old | ICI MEG 54-P | #6 | 55000 | 38500 | 8250 | 5775 | Yes | 2018 | Elevator Apartments | 16 | 59600 | 1 | 6 | 54 | 54 | 1922
2043170085 | 2160 BOLTON STREET Bronx, NY 10462 (40.85573373024434, -73.86862564151613) | Con Edison | BOLTON PARK ASSOCIATES LLC | BOLTON PARK ASSOCIATE | 145 HUGUENOT ST NEW ROCHELLE, NY 10801 (40.91319235913511, -73.77945045104241) | CA053581N | 7/7/05 | FEDERAL FST 150 | 1 | 6.3 | 1981 | 2016 |  | 26 to 30 years old | ICI DEG 63P | #6 | 55000 | 38500 | 8250 | 5775 | Yes | 2017 | Walk-Up Apartments | 13 | 74826 | 1 | 6 | 72 | 72 | 1931
2031540029 | 2545 VALENTINE AVENUE Bronx, NY 10458 (40.86304905032611, -73.89533676904513) | Con Edison | IVANAJ 2545 RLTY CORP | IVANAJ 2545 REALTY CO | 2545 VALENTINE AVENUE BRONX, NY 10458 (40.86304905032611, -73.89533676904513) | CA187387N | 7/6/05 | ROCKMILLS MP 150 | 1 | 5.96 | 1987 | 2022 |  | 21 to 26 years old | ICI DEG 63 P | #6 | 55000 | 38500 | 8250 | 5775 |  |  | Elevator Apartments | 15 | 75180 | 1 | 6 | 73 | 73 | 1942
2033850060 | 4300 MARTHA AVENUE Bronx, NY 10470 (40.89890887245398, -73.86500961387931) | Con Edison | J.J.A. HOLDING CORP. | JJA HOLDING CORP | 817 YONKERS NY 10704-0817 (40.92135262717308, -73.8624832788796) | CA280787Z | 7/6/05 | ROCKMILLS MP 150 | 1 | 5.95 | 1987 | 2022 |  | 21 to 26 years old | I.C.I. DEG-63 P | #6 | 55000 | 38500 | 8250 | 5775 | Yes | 2015 | Elevator Apartments | 11 | 76650 | 1 | 6 | 82 | 82 | 1942
2041770007 | 3120 BUHRE AVENUE Bronx, NY 10461 (40.84821398397604, -73.82898119795571) | Con Edison | JEROME BRONX PROPERTIES | THE JOAN JAKUBOVITZ C | 198 WESTCHESTER SQ STA BRONX, NY 10461 (40.84054431315492, -73.84125020140367) | CA308689R | 7/6/05 | ROCKMILLS MP125 | 1 | 5.25 | 1989 | 2024 |  | 21 to 26 years old | ICI DEG54P | #6 | 55000 | 38500 | 8250 | 5775 | Yes | 2017 | Walk-Up Apartments | 13 | 75600 | 1 | 6 | 80 | 80 | 1929
2027840010 | 306 171 STREET Bronx, NY 10457 (40.838657866306114, -73.90982005323137) | Con Edison | M & D MNG. LLC. | ABEL MANAGEMENT, LLC | 1373 CONEY ISLAND AVE BRONX, NY 11230 (40.62406381500501, -73.9649390989803) | CA237286R | 7/5/05 | FEDERAL FST 125 | 1 | 5 | 1986 | 2021 |  | 21 to 26 years old | ICI DEG 54P | #6 | 55000 | 38500 | 8250 | 5775 | Yes | 2014 | Elevator Apartments | 16 | 72000 | 1 | 6 | 80 | 80 | 1928
2028440095 | 1475 WYTHE PLACE Bronx, NY 10452 (40.84078270485881, -73.91403459226831) | Con Edison | MARWYTE REALTH ASSOCIATE | NEW YORK TELEPHONE CO | 2388 VALENTINE AVENUE BRONX, NY 10458 (40.85914397853013, -73.89716920364363) | CA046282H | 7/7/05 | ROCKMILLS MP4-186 | 1 | 7 | 1982 | 2017 |  | 26 to 30 years old | ICI DEG 63P | #6 | 55000 | 38500 | 8250 | 5775 | Yes | 2014 | Elevator Apartments | 14 | 75594 | 1 | 6 | 73 | 73 | 1929
2024960040 | 1164 CROMWELL AVENUE Bronx, NY 10452 (40.83555669749156, -73.92254939353113) | Con Edison | PENNY LANE REALTY | PENNY LANE REALTY, L. |  | CA506985Z | 7/5/05 | ROCKMILLS MP125 | 1 | 5 | 1985 | 2020 |  | 21 to 26 years old | ICI DEG 54P | #6 | 55000 | 38500 | 8250 | 5775 | Yes | 2016 | Elevator Apartments | 16 | 69969 | 1 | 6 | 72 | 72 | 1926
2037150030 | 1056 BOYNTON AVENUE Bronx, NY 10472 (40.8252072368591, -73.8773962250515) | Con Edison | PILOT & MARINE ST RLTY CORP | 1056 BOYNTON AVENUE L | 426 MIDWOOD STATION BROOKLYN, NY 11230 (40.66031622812219, -73.94680132235256) | CA619586M | 7/6/05 | ROCKMILLS MP 125 | 1 | 5 | 1986 | 2021 |  | 21 to 26 years old | ICI DEG 54 P | #6 | 55000 | 38500 | 8250 | 5775 | Yes | 2015 | Walk-Up Apartments | 18 | 70500 | 1 | 6 | 75 | 79 | 1939
2057460584 | 2601 HENRY HUDSON PARKWAY Bronx, NY 10463 (40.88086026063218, -73.91907537055951) | Con Edison | RIVERDALE RIVIERA OWNERS CORP. | RIVERDALE RIVIERA OWN | 313 BROOKLYN NY 11204-0004 (40.619055848049015, -73.98479859887618) | CA278885J | 7/4/05 | ROCKMILLS MP150 | 1 | 6 | 1985 | 2020 |  | 21 to 26 years old | ICI DEG 63P | #6 | 55000 | 38500 | 8250 | 5775 | Yes | 2016 | Factory & Industrial Buildings | 11 | 92171 | 1 | 9 | 69 | 69 | 1954 |  | YES
2033280090 | 3556 ROCHAMBEAU AVENUE Bronx, NY 10467 (40.882765155117056, -73.87885627536592) | Con Edison | ROCHAMBEAU ASSOCIATES | 3556 LLC | 6 XAVIER DRIVE YONKERS, NY 10704 (40.92480191958976, -73.85311915721913) | CA020085N | 7/7/05 | ROCKMILLS MP150SL | 1 | 6 | 1985 | 2020 |  | 21 to 26 years old | ICI DEG 63P | #6 | 55000 | 38500 | 8250 | 5775 | Yes | 2018 | Educational Structures | 11 | 106550 | 1 | 6 | 89 | 89 | 1927
2032960050 | 2869 BAINBRIDGE AVENUE Bronx, NY 10458 (40.86902206620466, -73.88730076729796) | Con Edison | SCHUR MGMT CO. | ALKOFF IRENE | 2432 GRAND BRONX, NY 10458 (40.86253386765235, -73.90340966529654) | CA123981N | 7/6/05 | FITZGIBBON DM-182 | 1 | 8.82 | 1981 | 2016 |  | 26 to 30 years old | I.C.I. DEG-63 S | #6 | 55000 | 38500 | 8250 | 5775 | Yes | 2016 | Elevator Apartments | 15 | 71000 | 1 | 6 | 72 | 72 | 1955
2032000001 | 2460 DAVIDSON AVENUE Bronx, NY 10468 (40.86303852748282, -73.90200431861263) | Con Edison | SILVER & JUWGER | 2460 DAVIDSON REALTY | 1601 BRONXDALE AVENUE BRONX, NY 10462 (40.84351657306597, -73.85691921749257) | CA275989K | 7/6/05 | ROCKMILLS MP 150 | 1 | 6.27 | 1989 | 2024 |  | 21 to 26 years old | ICI DEG 63 P | #6 | 55000 | 38500 | 8250 | 5775 | Yes | 2020 | Elevator Apartments | 14 | 68580 | 1 | 5 | 59 | 67 | 1922
2032970011 | 266 BEDFORD PARK BOULEVARD Bronx, NY 10458 (40.87064435167517, -73.88611154676418) | Con Edison | VATAJ,PETER | PMV REALTY MANAGEMENT | 266 BEDFORD PARK BLVD BRONX, NY 10458 (40.87064435167517, -73.88611154676418) | CA099682X | 7/5/05 | ROCKMILLS MP 125 | 1 | 5 | 1982 | 2017 |  | 26 to 30 years old | ICI DEG54P | #6 | 55000 | 38500 | 8250 | 5775 | Yes | 2017 | Elevator Apartments | 15 | 93600 | 1 | 6 | 73 | 73 | 1935
2024830015 | 825 GERARD AVENUE Bronx, NY 10451 (40.82620003290685, -73.92574964333085) | Con Edison | VED PARKASH | VED PARKASH | 172 14 89 AVENUE JAMACIA, NY 11432 (40.71311535449007, -73.79282099978928) | CA248285Z | 7/4/05 | ROCKMILLS MP 175 | 1 | 6.4 | 1985 | 2020 |  | 21 to 26 years old | ICI-DEG 84P | #6 | 55000 | 38500 | 8250 | 5775 | Yes | 2013 | Elevator Apartments | 17 | 96923 | 1 | 6 | 84 | 84 | 1929
2050570027 | 4360 BAYCHESTER AVENUE Bronx, NY 10466 (40.898250333532786, -73.84566084461805) | Con Edison | WAKEFIELD MANOR | 43-60 BAYCHESTER LLC | 1920 MANHATTAN NY 10116 (40.8110019996426, -73.95309800037239) | CA025189K | 7/5/05 | GIBRALTER GCB 129 | 1 | 5.25 | 1989 | 2024 |  | 21 to 26 years old | ICI MEG 54 | #6 | 55000 | 38500 | 8250 | 5775 | Yes | 2017 | Loft Buildings | 12 | 95726 | 1 | 6 | 72 | 72 | 1964
2033040010 | 2664 GRAND Bronx, NY 10458 (40.86736516900803, -73.8997680001721) | Con Edison | 2664 REALTY LLC | 2664 LLC | 5600A BROADWAY BRONX, NY 10463 (40.87943056565291, -73.90428356958549) | CA278785M | 7/4/05 | ROCKMILLS MP4-162 | 1 | 6 | 1985 | 2020 |  | 21 to 26 years old | I.C.I. DEG-63 (P) | #4 | 54896 | 38427 | 7960 | 5572 | Yes | 2014 | Elevator Apartments | 15 | 77000 | 1 | 5 | 81 | 81 | 1923
2033280039 | 3551 DEKALB AVENUE Bronx, NY 10467 (40.883603260451004, -73.87943031795903) | Con Edison | MILTON GORDON REALTY | CARROLL SINGER | 6485 BROADWAY RIVERDALE, NY 10471 (40.90524803393417, -73.89648534790513) | CA153592R | 7/5/05 | ROCKMILLS MP 150 | 1 | 6.27 | 1992 | 2027 |  | 16 to 20 years old | ICI DEG 63 | #6 | 54896 | 38427 | 8234 | 5764 | Yes | 2018 | Asylums & Homes | 11 | 88200 | 1 | 6 | 77 | 77 | 1940
2033320021 | 3070 HULL AVENUE Bronx, NY 10467 (40.871968860320635, -73.87889801529228) | Con Edison | 3070 HULL LLC. | 3070 HULL LLC | 145 HUGUENOT STREET NEW ROCHELLE, NY 10801 (40.91319235913511, -73.77945045104241) | CA235483R | 7/5/05 | ROCKMILLS MP-100 | 1 | 4.2 | 1983 | 2018 | DUAL FUEL | 26 to 30 years old | I.C.I. DEG 42 P | #6 | 54832 | 38382 | 8225 | 5757 | Yes | 2022 | Elevator Apartments | 11 | 56000 | 1 | 6 | 50 | 50 | 1939
2025270061 | 1055 DR M L KING JR BOULEVARD Bronx, NY 10452 (40.83772426336412, -73.9233322114124) | Con Edison | 1055 REALTY LLC | HIGHBRIDGE APARTMENT | 498 BROOKLYN NY 11230 (40.62192951023877, -73.96551106018723) | CA141099P | 7/7/05 | FEDERAL FST-175 | 1 | 7 | 1999 | 2034 | DUAL FUEL | 11 to 15 years old | I.C.I. DEG-84 P | #4 | 54750 | 38325 | 7939 | 5557 | Yes | 2017 | Walk-Up Apartments | 17 | 89457 | 1 | 6 | 94 | 95 | 1927
2037670082 | 1221 WHITE PLAINS ROAD Bronx, NY 10472 (40.831288461020414, -73.86201359228052) | Con Edison | 1221 REALTY LLC | 1221 REALTY LLC | 5600A BROADWAY BRONX, NY 10463 (40.87943056565291, -73.90428356958549) | CB035308M | 7/7/05 | ROCKMILLS MP - 175 (NEW) | 1 | 5.8 | 2008 | 2043 | DUAL FUEL | Fewer than 5 years old | ICI DEG 84P (NEW) | #4 | 54750 | 38325 | 7939 | 5557 | Yes | 2017 | Elevator Apartments | 18 | 97000 | 1 | 6 | 107 | 109 | 1928
2037670077 | 1225 WHITE PLAINS ROAD Bronx, NY 10472 (40.831434539696275, -73.86207986871679) | Con Edison | 1221 REALTY LLC | 1221 REALTY LLC | 5600A BROADWAY BRONX, NY 10463 (40.87943056565291, -73.90428356958549) | CB035408K | 7/7/05 | ROCKMILLS MP - 175 (NEW) | 1 | 5.8 | 2008 | 2043 | DUAL FUEL | Fewer than 5 years old | ICI DEG - 84P (NEW) | #4 | 54750 | 38325 | 7939 | 5557 | Yes | 2017 | Elevator Apartments | 18 | 98000 | 1 | 6 | 107 | 109 | 1928
2041940039 | 1845 HOBART AVENUE Bronx, NY 10461 (40.84815712783127, -73.83144984906328) | Con Edison | 1845 HOBART AVE REALTY | 1845 HOBART REALTY LL |  | CA083176R | 7/4/05 | FEDERAL FST 125 | 1 | 5.3 | 1976 | 2011 |  | 31 to 35 years old | HEV-E-OIL MM 54 | #4 | 54750 | 38325 | 7939 | 5557 | Yes | 2014 | Office Buildings | 13 | 54000 | 1 | 6 | 61 | 62 | 1928
2032490098 | 2785 UNIVERSITY AVENUE Bronx, NY 10468 (40.870643367697724, -73.89953277303634) | Con Edison | 2785 UNIVERSITY CORP. | 2785 UNIVERSITY CORP | 240 CABRINI BOULEVARD MANHATTAN, NY 10033 (40.85528501366849, -73.93816280277332) | CA055776M | 7/7/05 | ROCKMILLS MP125 | 1 | 5.3 | 1976 | 2011 |  | 31 to 35 years old | INDUSTRIAL COMB MM-635 | #4 | 54750 | 38325 | 7939 | 5557 | Yes | 2019 | Walk-Up Apartments | 14 | 78300 | 1 | 6 | 60 | 60 | 1927
2032920001 | 2965 MARION AVENUE Bronx, NY 10458 (40.86952985048013, -73.88345309442995) | Con Edison | 2961-65 MARION LLC | 2961-65 MARION LLC | 1 DEPOT PLAZA REAR ANNEX MAMARONECK, NY 10543-1849 (40.952488999767695, -73.73746100002495) | CA098586L | 7/5/05 | BEST 5B-125 | 1 | 5.28 | 1986 | 2021 |  | 21 to 26 years old | ICI MM54P | #4 | 54750 | 38325 | 7939 | 5557 | Yes | 2022 | Elevator Apartments | 11 | 100875 | 1 | 6 | 79 | 79 | 1927
2057830300 | 511 232 STREET Bronx, NY 10463 (40.88327437274115, -73.90929755115144) | Con Edison | 511 WEST 232ND OWNERS CORP. | 511 W 232ND OWNERS CO | 180 80 ST NEW YORK, NY 10024 (40.78367079966, -73.97751099800468) | CA243098K | 7/6/05 | ROCKMILLS MP-175 | 1 | 7 | 1998 | 2033 | DUAL FUEL | 11 to 15 years old | INDUSTRIAL COMB. DEG-84 P | #4 | 54750 | 38325 | 7939 | 5557 | Yes | 2013 | Elevator Apartments | 11 | 69441 | 1 | 7 | 66 | 66 | 1937 |  | YES
2024610022 | 917 SHERIDAN AVENUE Bronx, NY 10451 (40.82756767605818, -73.92053200985781) | Con Edison | 917 MANAGEMENT CORP. | 917 MANAGEMENT CORP | 5047 BROADWAY NEW YORK, NY 10034 (40.86993967516595, -73.9158173039735) | CB580903L | 7/6/05 | FEDERAL FST-175 (NEW) | 1 | 5.85 | 2003 | 2038 | DUAL FUEL | 5 to 10 years old | ICI DEG-84P (NEW) | #4 | 54750 | 38325 | 7939 | 5557 | Yes | 2021 | Elevator Apartments | 17 | 101020 | 1 | 6 | 92 | 99 | 1941
2033410044 | 284 206 STREET Bronx, NY 10467 (40.874951611955005, -73.87931290662637) | Con Edison | MCNULTY MANAGEMENT CO | 286 RLTY CO | 3153 PERRY AVENUE BRONX, NY 10467 (40.87383551851227, -73.87786931234272) | CA165470R | 7/4/05 | PACIFIC 221 | 1 | 4.2 | 1970 | 2010 |  | 36 - 40 year old | PETRO WD5AH | #4 | 54750 | 38325 | 7939 | 5557 | Yes | 2021 | Elevator Apartments | 11 | 58000 | 1 | 5 | 50 | 56 | 1929
2050570001 | 4300 BAYCHESTER AVENUE Bronx, NY 10466 (40.89671849639774, -73.84507423098174) | Con Edison | ST FRANCIS OF ASSIS R.C. | ST FRANCIS OF ASSISSI | 4343 BAYCHESTER AVENUE BRONX, NY 10466 (40.89777629853892, -73.84555392432) | CA013568M | 7/7/05 | H B SMITH 350W14 | 1 | 4.2 | 1968 | 2010 |  | 41 - 45 years old | HEV-E-OIL AM5CF | #4 | 54750 | 38325 | 7939 | 5557 |  |  | Hospitals & Health | 12 | 25319 | 2 | 3 | 0 | 1 | 1968
2032630225 | 75 238 STREET Bronx, NY 10463 (40.882253491449354, -73.89702747971154) | Con Edison | 75 WEST 238TH STREET OWNERS | ELIZABETH J WHITEHORS | 2736 INDEPENDENCE AVENUE BRONX, NY 10463 (40.882258954549314, -73.91765023386792) | CA232497Y | 7/5/05 | FEDERAL FLW-1822 | 1 | 5.25 | 1997 | 2032 | DUAL FUEL | 11 to 15 years old | I.C. DEG-54S | #6 | 54750 | 38325 | 8212 | 5749 | Yes | 2013 | Educational Structures | 11 | 77000 | 1 | 7 | 72 | 72 | 1960 |  | YES
2028770166 | 1590 UNDERCLIFF AVENUE Bronx, NY 10453 (40.8486033566666, -73.92236156033651) | Con Edison | ADAR REALTY/JOE FRIEDMAN | UNDERCLIFF HOLDING | 314 MC DONALD AVENUE BROOKLYN, NY 11218 (40.64645924920414, -73.9801659240397) | CA127594L | 7/4/05 | FEDERAL FST-175 | 2 | 7 | 1994 | 2029 |  | 16 to 20 years old | INDUSTRIAL COMB. DEG-84 (P) | #6 | 54750 | 38325 | 8212 | 5749 | Yes | 2017 | Educational Structures | 16 | 173000 | 1 | 14 | 150 | 150 | 1963
2028320060 | 1455 SHERIDAN AVENUE Bronx, NY 10457 (40.839674708687895, -73.9119928607031) | Con Edison | BB&BB MGMT | 1455 REALTY LLC | 1624 WEBSTER AVENUE BRONX, NY 10457 (40.84184033491622, -73.90412994919767) | CA246693Z | 7/7/05 | ROCKMILLS MP-175 | 1 | 7.35 | 1993 | 2028 |  | 16 to 20 years old | INDUSTRIAL COMBUSTION DEG 84 S | #6 | 54750 | 38325 | 8212 | 5749 | Yes | 2022 | Condominiums | 16 | 86442 | 1 | 6 | 88 | 88 | 1929
2032630104 | 3855 ORLOFF AVENUE Bronx, NY 10463 (40.8839710199377, -73.89642247149007) | Con Edison | INDEPENDENT APTS CO. | INEDEPENDENCE APTS | 150 58TH STREET NEW YORK, NY 10155 (40.761456027272516, -73.96836646308732) | CA017972M | 7/6/05 | FEDERAL FLWB 1215 | 1 | 4.2 | 1972 | 2010 |  | 36 - 40 year old | ST. JOHNSON A53H SIZE 100 | #6 | 54750 | 38325 | 8212 | 5749 |  |  | Elevator Apartments | 11 | 45375 | 1 | 7 | 52 | 52 | 1964
2057070013 | 3140 KINGSBRIDGE AVENUE Bronx, NY 10463 (40.88045117096285, -73.90592581632175) | Con Edison | MEWS MANAGEMENT ASSOCIATES | 3140 KINGSBRIDGE LLC |  | CA100482R | 7/6/05 | FEDERAL FST 90 | 1 | 4.2 | 1982 | 2017 |  | 26 to 30 years old | I.C.I. MEG-42P | #6 | 54750 | 38325 | 8212 | 5749 | Yes | 2017 | Elevator Apartments | 11 | 74729 | 1 | 5 | 70 | 70 | 1926
2033230001 | 3224 GRAND Bronx, NY 10458 (40.86260132868841, -73.88479001504714) | Con Edison | PICKWICK ARMS, LLC | PICKWICK ARMS, | 7 11 WHITE PLAINS, NY 10601 (41.032852406113705, -73.76540666728386) | CA083978Z | 7/4/05 | ROCKMILLS-MP 125 | 1 | 5.3 | 1978 | 2013 |  | 31 to 35 years old | HEV-E-OIL DE-54-S | #6 | 54750 | 38325 | 8212 | 5749 | Yes | 2013 | Office Buildings | 11 | 147400 | 1 | 5 | 112 | 117 | 1923
2031430260 | 2334 TIEBOUT AVENUE Bronx, NY 10458 (40.85749462560743, -73.8966965908526) | Con Edison | TIEBOUT ESTATES | TIEBOUT ESTATES, | 45 11 LITTLE NECK PKWAY LITTLE NECK, NY 11362 (40.759074216601846, -73.73430017711144) | CA009780H | 7/5/05 | FEDERAL FST 125 | 1 | 5.32 | 1980 | 2015 |  | 26 to 30 years old | ICI DEG 54P | #6 | 54750 | 38325 | 8212 | 5749 | Yes | 2013 | Educational Structures | 15 | 71193 | 1 | 6 | 76 | 76 | 1928
2037930039 | 1990 ELLIS AVENUE Bronx, NY 10472 (40.83174319950962, -73.85769729713346) | Con Edison | 1990 ELLIS AVE.CORP. | 1990 ELLIS AVENUE COR | 3810 14TH AVE BKLYN, NY 11218 (40.63979797753441, -73.98359967638262) | CA237095Y | 7/6/05 | ROCKMILLS MP-150 | 1 | 5.81 | 1995 | 2030 | DUAL FUEL | 11 to 15 years old | INDUSTRIAL COMB.DEG-63 (P) | #6 | 54543 | 38180 | 8181 | 5727 | Yes | 2013 | Elevator Apartments | 18 | 76000 | 2 | 6 | 82 | 85 | 1929
2057050025 | 3136 GODWIN TERRACE Bronx, NY 10463 (40.87999138173651, -73.90516113737486) | Con Edison | AJESSAIAH REALTY COMPANY INC. | JESSARH REALTY CO INC | 225 34 STREET MANHATTAN, NY 10001 (40.75132814462002, -73.99133543478304) | CA177781M | 7/6/05 | FEDERAL FST-150 | 1 | 5.8 | 1981 | 2016 |  | 26 to 30 years old | INDUST COMB INC ME63P | #6 | 54531 | 38172 | 8180 | 5726 | Yes | 2015 | Walk-Up Apartments | 11 | 72280 | 1 | 5 | 63 | 63 | 1928
2024560065 | 1104 CARROLL PLACE Bronx, NY 10456 (40.83171583929661, -73.91884016261129) | Con Edison | AXELROD MANAGEMENT | 1104 CARROLL PLACE AS | 720 WHITE PLAINS ROAD SCARSDALE, NY 10583 (40.97150694527735, -73.80529550121314) | CB043805L | 7/6/05 | BEST 4C-125 | 1 | 4.1 | 2005 | 2040 | DUAL FUEL | 5 to 10 years old | ICI DEG-54P (NEW) | #6 | 54268 | 37988 | 8140 | 5698 | Yes | 2016 | Walk-Up Apartments | 16 | 70220 | 1 | 5 | 80 | 80 | 1928
2032930106 | 271 KINGSBRIDGE ROAD Bronx, NY 10458 (40.86425698308246, -73.89426583940643) | Con Edison | NIK VUKSANAJ | TARA MGT | 271 KINGSBRIDGE ROAD BRONX, NY 10458 (40.86425698308246, -73.89426583940643) | CA448187L | 7/7/05 | ROCKMILLS MP 4-133 | 1 | 5 | 1987 | 2022 |  | 21 to 26 years old | ICI DEG 54 P | #6 | 54166 | 37916 | 8125 | 5687 | Yes | 2013 | Walk-Up Apartments | 15 | 76479 | 1 | 6 | 68 | 73 | 1941
2038030001 | 2003 GLEASON AVENUE Bronx, NY 10472 (40.83114258820906, -73.85707212195179) | Con Edison | BORGREY REALTY | GLEASON LLC | 191024 BROOKLYN NY 11219 (40.63277295540763, -73.99667681118586) | CA309883P | 7/6/05 | ROCKMILLS MP 125 | 1 | 5 | 1983 | 2018 | DUAL FUEL | 26 to 30 years old | ICI DEG 54 P | #6 | 54120 | 37884 | 8118 | 5683 | Yes | 2013 | Hotels | 18 | 70433 | 1 | 5 | 80 | 80 | 1927
2059200510 | 679 239 STREET Bronx, NY 10463 (40.88988744005993, -73.91431127800479) | Con Edison | RIVERVIEW ASSOC | 679 OWNERS CORP | 6485 BROADWAY BRONX, NY 10471 (40.90524803393417, -73.89648534790513) | CA238181P | 7/7/05 | FEDERAL FLW 1822 | 1 | 6.3 | 1981 | 2016 |  | 26 to 30 years old | ICI DEG 63 S | #6 | 54000 | 37800 | 8100 | 5670 | Yes | 2020 | Walk-Up Apartments | 11 | 125526 | 1 | 6 | 76 | 76 | 1960 |  | YES
2025520061 | 587 139 STREET Bronx, NY 10454 (40.80728915168086, -73.91642015016129) | Con Edison | HUD%ARCO MGMT | NEW YORK CITY EDUCATI | 113 BEN-AIRE CIRCLE SUFFERNK, NY 10901 (41.10545316570348, -74.12923960589025) | CA053472Y | 7/5/05 | FEDERAL FST-175 | 2 | 6.86 | 1972 | 2010 |  | 36 - 40 year old | IRON FIREMAN A06-9.8 | #4 | 53655 | 37558 | 7780 | 5446 |  |  | Elevator Apartments | 17 | 91314 | 1 | 6 | 90 | 90 | 1905
2057950518 | 3530 HENRY HUDSON PARKWAY Bronx, NY 10463 (40.886492206500236, -73.91217845155795) | Con Edison | 3530 OWNERS CORP./GARTHCHESTER MG | 3530 OWNERS CORP. | 180 80th street NEW YORK, NY 10023 (40.62860830634533, -74.03272759333679) | CA017497M | 7/7/05 | FEDERAL FST-350 | 1 | 13.48 | 1997 | 2032 | DUAL FUEL | 11 to 15 years old | INDUSTRIAL COMB. DEG-145 P | #6 | 53447 | 37413 | 8017 | 5612 | Yes | 2015 | Elevator Apartments | 11 | 312000 | 1 | 14 | 216 | 216 | 1955 |  | YES
2057540072 | 222 233 STREET Bronx, NY 10463 (40.881010920801245, -73.90383558339528) | Con Edison | KREATSOULAS,PETER | KREATSOULAS FAMILY LI | 217 233 STREET BRONX, NY 10463 (40.88101138555471, -73.90371445503114) | CA366184R | 7/7/05 | FEDERAL FST-150 | 1 | 6 | 1984 | 2019 |  | 26 to 30 years old | I.C.I ME-63 (P) | #6 | 53144 | 37201 | 7972 | 5580 | Yes | 2014 | Walk-Up Apartments | 11 | 66270 | 1 | 6 | 72 | 72 | 1928
2033430126 | 3320 RESERVOIR OVAL Bronx, NY 10467 (40.87700018345689, -73.87604777133227) | Con Edison | ALBERT REALTY CO. | 3320 RESERVOIR REALTY | 60 MORROW AVENUE SCARSDALE, NY 10583 (40.982434334576176, -73.82958565209285) | CA053272J | 7/5/05 | NATIONAL C A 6015 | 1 | 6.3 | 1972 | 2010 |  | 36 - 40 year old | ACE DPG H 50 | #4 | 53125 | 37188 | 7703 | 5392 | Yes | 2013 | Walk-Up Apartments | 11 | 75821 | 1 | 6 | 73 | 73 | 1959
2028280030 | 1915 MORRIS AVENUE Bronx, NY 10453 (40.849956719484105, -73.90795761428) | Con Edison | ANNAL MANAGEMENT CO | ANNAL MANAGEMENT CO L | 1325 CASTLE HILL AVENUE BRONX, NY 10462 (40.835149781325846, -73.8520142998785) | CA082380J | 7/7/05 | SPENCER 3-100-50 | 1 | 4.2 | 1980 | 2015 |  | 26 to 30 years old | ICI DE-42(P) | #6 | 53108 | 37176 | 7966 | 5576 | Yes | 2018 | Office Buildings | 14 | 57000 | 1 | 6 | 55 | 55 | 1939
2031420018 | 2050 VALENTINE AVENUE Bronx, NY 10457 (40.85079707505286, -73.90045479137213) | Con Edison | 2050 VALENTINE AVENUE LLC. | 2050 VALENTINE AVENUE | 5676 RIVERDALE AVENUE BRONX, NY 10471 (40.90603192863733, -73.90429477417916) | CA297482Z | 7/5/05 | FEDERAL FST 150 | 1 | 5.3 | 1982 | 2017 |  | 26 to 30 years old | ICI DEG 54P | #6 | 53000 | 37100 | 7950 | 5565 | Yes | 2022 | Elevator Apartments | 15 | 72735 | 1 | 6 | 74 | 74 | 1959
2024560175 | 1181 SHERIDAN AVENUE Bronx, NY 10456 (40.8334812062784, -73.91710652155521) | Con Edison | ANNAL MANAGEMENT CO LTD. | ANNAL MANAGEMENT CO L | 1325 CASTLEHILL AVENUE BRONX, NY 10462 (40.835149781325846, -73.8520142998785) | CA370285H | 7/4/05 | FEDERAL #FST-150 | 1 | 6.2 | 1985 | 2020 |  | 21 to 26 years old | IND COMB #DEG-63-P | #6 | 52560 | 36792 | 7884 | 5519 | Yes | 2016 | Elevator Apartments | 16 | 72276 | 1 | 6 | 68 | 68 | 1936
2039310001 | 1332 METROPOLITAN AVENUE Bronx, NY 10462 (40.83409052972558, -73.86078570516344) | Con Edison | BON MET APT CORP. | BON MET APARTMENT COR | 60 MORROW AVENUE SCARSDALE, NY 10538 (40.982434334576176, -73.82958565209285) | CA172099R | 7/6/05 | FEDERAL FLW-1518 | 1 | 5.25 | 1999 | 2034 | DUAL FUEL | 11 to 15 years old | HEVE (ICI) MMG-54 (P) | #4 | 52560 | 36792 | 7621 | 5335 | Yes | 2021 | Elevator Apartments | 18 | 67800 | 1 | 6 | 67 | 69 | 1962 |  | YES
2057950537 | 3555 NETHERLAND AVENUE Bronx, NY 10463 (40.88637237452552, -73.91072640935313) | Con Edison | ORIN MANS CORP. | 3555 ASSOCIATES LLC C | 1168 FLUSHING NY 11354 (40.76862022064671, -73.82719028070687) | CA254092N | 7/5/05 | ROCKMILLS MP 125 | 1 | 5.25 | 1992 | 2027 |  | 16 to 20 years old | ICI DEG-54 (P) | #6 | 52560 | 36792 | 7884 | 5519 | Yes | 2015 | Loft Buildings | 11 | 60792 | 1 | 6 | 55 | 55 | 1939
2028430074 | 1414 1416 WALTON AVENUE Bronx, NY 10452 (40.83772426336412, -73.9233322114124) | Con Edison | NELVON HOLDING LTD. | DOLLAR SAVINGS BANK O | 2388 VALENTINE AVENUE BRONX, NY 10458 (40.85914397853013, -73.89716920364363) | CA066680L | 7/7/05 | ROCKMILLS MP 100 | 1 | 3.8 | 1980 | 2015 |  | 26 to 30 years old | ICI DEG 42P | #6 | 52555 | 36788 | 7883 | 5518 |  |  | Elevator Apartments | 14 | 43170 | 1 | 5 | 60 | 60 | 1922
2025050006 | 1080 ANDERSON AVENUE Bronx, NY 10452 (40.83420104706767, -73.92561819411746) | Con Edison | 1724 EASTCHESTER RD/ANDER | ANDERSON AVENUE ASSOC | 1046 MC LEAN AVE YONKERS, NY 10704 (40.901480913451834, -73.8626385728918) | CA080283Z | 7/7/05 | FEDERAL FST 150 | 1 | 6.3 | 1983 | 2018 |  | 26 to 30 years old | ICI DEG-63P | #6 | 52500 | 36750 | 7875 | 5512 | Yes | 2015 | Elevator Apartments | 16 | 79440 | 1 | 6 | 92 | 92 | 1930
2033360001 | 277 VAN CORTLANDT AVENUE Bronx, NY 10467 (40.87673685097849, -73.88030407727233) | Con Edison | ZALEV REALTY COMPANY | ALPINE REALTY CO. | 1393 SCARSDALE NY 10583 (40.98935021663925, -73.79274208427972) | CA145965K | 7/4/05 | FEDERAL FLW 1822 | 1 | 5.5 | 1965 | 2010 |  | 41 - 45 years old | PETRO WD5AH | #6 | 52321 | 36625 | 7848 | 5494 | Yes | 2016 | Walk-Up Apartments | 11 | 69960 | 1 | 6 | 63 | 63 | 1967
2030740045 | 652 187 STREET Bronx, NY 10458 (40.85480538131832, -73.88611460954719) | Con Edison | 652 REALTY CORP. | TAUB MOSHE | 2562 BRIGGS AVENUE BRONX, NY 10457 (40.863915448232135, -73.89343797788628) | CA324085X | 7/4/05 | ROCKMILLS MP125 | 1 | 5.25 | 1985 | 2020 |  | 21 to 26 years old | ICI DEG 54D | #6 | 52000 | 36400 | 7800 | 5460 |  |  | Elevator Apartments | 15 | 15300 | 1 | 5 | 20 | 25 | 1931
2033150094 | 2791 GRAND Bronx, NY 10468 (40.86785065240455, -73.89951166617763) | Con Edison | HSC MANAGEMENT CORP.R/A DAJ REALTY | DAJ REALTY LLC | 850 BRONX RIVER RD YONKERS, NY 10708 (40.92713623295677, -73.84319071815916) | CA381186X | 7/6/05 | FEDERAL FST-80 | 1 | 3.43 | 1986 | 2021 |  | 21 to 26 years old | I.C.I. MMG-34 P | #4 | 52000 | 36400 | 7540 | 5278 | Yes | 2015 | Walk-Up Apartments | 15 | 52758 | 1 | 5 | 54 | 54 | 1921
2039820007 | 2500 FRISBY AVENUE Bronx, NY 10461 (40.83981620828122, -73.8464185119034) | Con Edison | KAST REALTY CO | KAST REALTY LLC | 105 COURT STREET BROOKLYN, NY 11201 (40.69083358302672, -73.9917782688907) | CA209786P | 7/6/05 | ROCKMILLS MP125 | 1 | 5 | 1986 | 2021 |  | 21 to 26 years old | I.C.I. MEG 54 P | #6 | 52000 | 36400 | 7800 | 5460 | Yes | 2022 | Condominiums | 13 | 73200 | 1 | 6 | 69 | 72 | 1929
2039820016 | 2514 FRISBY AVENUE Bronx, NY 10461 (40.840060306757685, -73.84613249752691) | Con Edison | KAST REALTY/MOSES FIEBER | KAST REALTY COMPANY | 105 COURT STREET BROOKLYN, NY 11201 (40.69083358302672, -73.9917782688907) | CA209886M | 7/6/05 | ROCKMILLS MP 125 | 1 | 5 | 1986 | 2021 |  | 21 to 26 years old | I.C.I. MEG 54 P | #6 | 52000 | 36400 | 7800 | 5460 | Yes | 2022 | Elevator Apartments | 13 | 72750 | 1 | 6 | 71 | 71 | 1926
2043210005 | 2150 WALLACE AVENUE Bronx, NY 10462 (40.85488145798053, -73.86476232436503) | Con Edison | MIMMOT ASSOCIATES | GJJ REALTY LLC, AS TO | 193 SCHRUB OAK, NY 10588-0193 (41.331433019917995, -73.82757272190355) | CA220984N | 7/6/05 | ROCKMILLS MP 125 | 1 | 5 | 1984 | 2019 |  | 26 to 30 years old | ICI DEG 54P | #6 | 52000 | 36400 | 7800 | 5460 | Yes | 2021 | Elevator Apartments | 13 | 69927 | 2 | 6 | 72 | 79 | 1929
2033430204 | 250 GUN HILL ROAD Bronx, NY 10467 (40.87985261042272, -73.87600121183162) | Con Edison | ORIN MANAGEMENT CORP/M.SHON | GUN HILL ASSOCIATES | 1168 FLUSHING NY 11354 (40.76862022064671, -73.82719028070687) | CA068382M | 7/7/05 | ROCKMILLS MP 4-186 | 1 | 6.3 | 1982 | 2017 |  | 26 to 30 years old | IRON FIREMAN 10-6-6.3 | #6 | 52000 | 36400 | 7800 | 5460 | Yes | 2013 | Walk-Up Apartments | 11 | 100829 | 1 | 6 | 74 | 82 | 1925
2028650166 | 1630 GRAND AVENUE Bronx, NY 10453 (40.84669282901513, -73.91563329487843) | Con Edison | RIVKA REALTY CO. | RIVKA RLTY CORP | 2388 VALENTINE AVENUE BRONX, NY 10458 (40.85914397853013, -73.89716920364363) | CA165781Y | 7/6/05 | ROCKMILLS MP 100 | 1 | 3.9 | 1981 | 2016 |  | 26 to 30 years old | ICI DEG42P | #6 | 52000 | 36400 | 7800 | 5460 | Yes | 2015 | Elevator Apartments | 16 | 60000 | 1 | 6 | 67 | 67 | 1941
2025040075 | 990 ANDERSON AVENUE Bronx, NY 10452 (40.832150577636526, -73.9271978073788) | Con Edison | SCHUR MANAGEMENT | 990 ANDERSON AVE CORP | 2432 GRAND BRONX, NY 10458 (40.86253386765235, -73.90340966529654) | CA158883J | 7/5/05 | FEDERAL FST 150 | 1 | 6 | 1983 | 2018 |  | 26 to 30 years old | ICI DEG 63P | #6 | 52000 | 36400 | 7800 | 5460 | Yes | 2014 | Elevator Apartments | 17 | 70994 | 1 | 6 | 77 | 77 | 1957
2032630284 | 3881 SEDGWICK AVENUE Bronx, NY 10463 (40.882975633363756, -73.89378590722318) | Con Edison | 3881 ASSOCIATES LLC. | 3881 ASSOCIATES LLC | 145 HUGUENOT STREET NEW ROCHELLE, NY 10801 (40.91319235913511, -73.77945045104241) | CA223782Z | 7/5/05 | FEDERAL FST-125 | 1 | 5 | 1982 | 2017 |  | 26 to 30 years old | ICI MEG 54P | #6 | 51684 | 36179 | 7753 | 5427 | Yes | 2013 | Office Buildings | 11 | 69960 | 1 | 6 | 60 | 60 | 1929
2024610040 | 185 162 STREET Bronx, NY 10451 (40.82739920266463, -73.92119471901285) | Con Edison | EDWIN REALTY CORP. | EDWIN RLTY CP | 245 80TH STREET MANHATTAN, NY 10021 (40.76920532766377, -73.959183941086) | CA436484J | 7/4/05 | FEDERAL FST 125 | 1 | 4.9 | 1984 | 2019 |  | 26 to 30 years old | ICI DEG54-P | #6 | 51684 | 36179 | 7753 | 5427 | Yes | 2021 | Elevator Apartments | 17 | 71868 | 1 | 6 | 68 | 68 | 1939
2032460080 | 3890 SEDGWICK AVENUE Bronx, NY 10463 (40.882834831200384, -73.89363831790908) | Con Edison | ZEF KAPITI D/B/A/MARDE ENTERPRISES | MARDE ENTERPRISES LLC | 101 MIDDLETOWN RD PEARL RIVER, NY 10965 (41.06284223741905, -74.01289952216399) | CA018975M | 7/7/05 | FEDERAL #FLW 1518 | 1 | 5 | 1975 | 2010 |  | 31 to 35 years old | ICI #DEG4S | #6 | 51684 | 36179 | 7753 | 5427 | Yes | 2016 | Elevator Apartments | 11 | 57800 | 1 | 7 | 54 | 57 | 1959
2033260045 | 91 208 STREET Bronx, NY 10467 (40.8784569579371, -73.88161342895238) | Con Edison | 91E. 208 ST. TENANTS CORP. | 91 E 208TH STREET TEN | 19 02 WHITESTONE PARKWAY WHITESTONE, NY 11357 (40.78628404147537, -73.81123206101074) | CA109983X | 7/7/05 | ROCKMILLS MP 125 | 1 | 5.2 | 1983 | 2018 |  | 26 to 30 years old | HEV E OIL DE 63P | #4 | 51100 | 35770 | 7410 | 5187 | Yes | 2016 | Elevator Apartments | 11 | 56000 | 1 | 5 | 65 | 65 | 1926 |  | YES
2033560140 | 3539 DECATUR AVENUE Bronx, NY 10467 (40.879348147966475, -73.87234515266749) | Con Edison | DECATUR PROPERTIES | DECATUR 3539 LLC | 20720 MANHATTAN NY 10025 (40.79685012763133, -73.96372581059762) | CA010876K | 7/5/05 | FEDERAL-FLW 1518 | 1 | 4.9 | 1976 | 2011 |  | 31 to 35 years old | RAY-RAEO 1445125 | #6 | 51100 | 35770 | 7665 | 5366 | Yes | 2016 | Elevator Apartments | 11 | 63790 | 1 | 7 | 55 | 55 | 1959
2057640642 | 3475 GREYSTONE AVENUE Bronx, NY 10463 (40.88479951580435, -73.90695662584997) | Con Edison | GREYSTONE VIEWS, INC. | GREYSTONE VIEWS INC | 2736 INDEPENDENCE AVE RIVERDALE, NY 10463 (40.882258954549314, -73.91765023386792) | CA416869M | 7/7/05 | NATIONAL CA 6000 | 1 | 4.9 | 1969 | 2010 |  | 41 - 45 years old | ACE UNIFLOW DPGH SIZE 35 | #6 | 51100 | 35770 | 7665 | 5366 | Yes | 2014 | Office Buildings | 11 | 61187 | 1 | 6 | 56 | 57 | 1957 |  | YES
2049940023 | 655 233 STREET Bronx, NY 10466 (40.89399607048907, -73.8589907430311) | Con Edison | WAKEFIELD TOWER INC. | WAKEFIELD TOWERS INC | 530 234TH STREET BRONX, NY 10470-0273 (40.89726075698397, -73.86333412343643) | CA213771Y | 7/6/05 | ROCKMILLS MP-125 | 1 | 4.9 | 1971 | 2010 |  | 36 - 40 year old | ICI AM7E | #6 | 51100 | 35770 | 7665 | 5366 | Yes | 2014 | Condominiums | 12 | 60200 | 1 | 5 | 60 | 63 | 1928
2024390001 | 1220 MORRIS AVENUE Bronx, NY 10456 (40.833632564415446, -73.91383994322081) | Con Edison | WEINREB MANAGEMENT | COLLEGE MORRIS AVENUE | 276 RIVERSIDE DRIVE MANHATTAN, NY 10025 (40.79837591565439, -73.97328132801744) | CA186072Y | 7/5/05 | ROCKMILLS MP-100 | 1 | 4.7 | 1972 | 2010 |  | 36 - 40 year old | SUPERIOR AB-AA6-80 | #6 | 51100 | 35770 | 7665 | 5366 | Yes | 2019 | Elevator Apartments | 16 | 54646 | 1 | 6 | 52 | 56 | 1930
2033190093 | 2917 GRAND Bronx, NY 10468 (40.86785065240455, -73.89951166617763) | Con Edison | UNIVERSAL MGMT AGENCY | AP-AMSTERDAM 2917 GRA | 825 233 STREET BRONX, NY 10466 (40.89221310483329, -73.85355883486339) | CA007381L | 7/6/05 | BURNHAM SPENCER 3-100-50 | 1 | 4.6 | 1981 | 2016 |  | 26 to 30 years old | IND. COMB. MMG-420 | #4 | 51008 | 35706 | 7396 | 5177 | Yes | 2019 | Walk-Up Apartments | 15 | 55623 | 1 | 5 | 56 | 56 | 1921
2024580026 | 750 GRAND Bronx, NY 10451 (40.820358710462536, -73.926258362403) | Con Edison | PARKASH,VED | VED PARKASH | 172 14 89 AVENUE JAMAICA, NY 11432 (40.71311535449007, -73.79282099978928) | CA356289Y | 7/4/05 | FEDERAL FST 175 | 1 | 6.9 | 1989 | 2024 |  | 21 to 26 years old | RAY AEOR 144 SIZE175 | #6 | 51000 | 35700 | 7650 | 5355 | Yes | 2018 | Factory & Industrial Buildings | 17 | 123000 | 1 | 6 | 101 | 101 | 1937
2030220001 | 2364 TIEBOUT AVENUE Bronx, NY 10458 (40.8584030175398, -73.89632845895012) | Con Edison | MMIKP BX REALTY LLC. | MMIKP BRONX REALTY LL | 300513 MIDWOOD STATION BROOKLYN, NY 11230 (40.62192951023877, -73.96551106018723) | CA280285Z | 7/6/05 | ROCKMILLS MP-125 | 1 | 4.3 | 1985 | 2020 |  | 21 to 26 years old | I.C.I.MMG-54 (P) | #4 | 50981 | 35687 | 7392 | 5175 | Yes | 2022 | Elevator Apartments | 15 | 66960 | 1 | 6 | 72 | 75 | 1928
2031620011 | 2188 CRESTON AVENUE Bronx, NY 10453 (40.855540651230996, -73.9023038979259) | Con Edison | 2188 REALTY LTD | 2188 RELATY LTD | 191024 BROOKLYN NY 11219 (40.63277295540763, -73.99667681118586) | CA289285J | 7/4/05 | FEDERAL FST-100 | 1 | 4.3 | 1985 | 2020 |  | 21 to 26 years old | ICI MMG-54P | #4 | 50918 | 35643 | 7383 | 5168 |  |  | Elevator Apartments | 14 | 45120 | 1 | 6 | 54 | 54 | 1928
2024890054 | 1265 GERARD AVENUE Bronx, NY 10452 (40.836795474305625, -73.91952765062717) | Con Edison | DEELIP BALGOBIN | WATSON BOULEVARD LLC | 733 YONKERS AVENUE YONKERS, NY 10704 (40.92365098316586, -73.86577167165724) | CA150080J | 7/6/05 | FEDERAL FST-100 | 1 | 4.3 | 1980 | 2015 |  | 26 to 30 years old | HEV-E-OIL #DE 42-P | #6 | 50425 | 35297 | 7564 | 5295 | Yes | 2019 | Elevator Apartments | 16 | 67724 | 1 | 6 | 54 | 58 | 1927
2042620017 | 1957 BRONXDALE AVENUE Bronx, NY 10462 (40.849326874750695, -73.86309516384345) | Con Edison | 1957 BRONXDALE CORP. | 1957 BRONXDALE CORP | 602 BROADWAY YONKERS, NY 10701 (40.955376760595136, -73.88925640709915) | CB143107R | 7/6/05 | FEDERAL FST - 175 (NEW) | 1 | 5.8 | 2007 | 2042 | DUAL FUEL | Fewer than 5 years old | ICI DEG - 84P (NEW) | #6 | 50370 | 35259 | 7556 | 5289 | Yes | 2022 | Elevator Apartments | 13 | 90000 | 1 | 4 | 77 | 83 | 1929
2042560014 | 1980 UNIONPORT ROAD Bronx, NY 10462 (40.85052473146066, -73.86843670051633) | Con Edison | 1980 UNIONPORT REALTY ASSOC. LLC | UPORT LLC | 4 EXECUTIVE BLVD STE 100 N Y 10901 (41.11910113096366, -74.11765848660127) | CB229401H | 7/6/05 | FEDERAL FST 175 | 1 | 7.35 | 2001 | 2036 | DUAL FUEL | 5 to 10 years old | ICI DEG 84P | #6 | 50370 | 35259 | 7556 | 5289 | Yes | 2016 | Elevator Apartments | 15 | 91300 | 1 | 6 | 128 | 131 | 1927
2033160013 | 2690 MORRIS AVENUE Bronx, NY 10468 (40.86752427103196, -73.89589200802331) | Con Edison | 2690 MORRIS AVE ASSOC. | 2690 MORRIS AVENUE |  | CA013896L | 7/6/05 | FEDERAL FST-175 | 1 | 6.44 | 1996 | 2031 | DUAL FUEL | 11 to 15 years old | INDUSTRIAL COMBUSTION DEG-84P | #6 | 50370 | 35259 | 7556 | 5289 | Yes | 2016 | Walk-Up Apartments | 15 | 79600 | 1 | 6 | 79 | 79 | 1929
2032140066 | 2505 AQUEDUCT AVENUE Bronx, NY 10468 (40.865018149905374, -73.90246282288994) | Con Edison | ARAGON REALTY LLC | NY-BRONX I, LLC | 337 FLUSHING NY 11358 (40.760350968822195, -73.79632645819947) | CB031905R | #N/A | ROCKMILLS MP-175 (NEW) | 1 | 5.85 | 2005 | 2040 | DUAL FUEL | 5 to 10 years old | ICI DEG-84P (NEW) | #6 | 50370 | 35259 | 7556 | 5289 | Yes | 2014 | Walk-Up Apartments | 14 | 67000 | 1 | 6 | 49 | 49 | 1928
2033080051 | 254 203 STREET Bronx, NY 10458 (40.87349794014333, -73.88482286201511) | Con Edison | CHATHAM REALTY% A. SCHARF | CHATHAM REALTY LLC | 574 CEDAR HURST, NY 11516 (40.626544578269716, -73.72790496674077) | CA172997Z | 7/4/05 | ROCKMILLS MP-175 | 1 | 6.44 | 1997 | 2032 | DUAL FUEL | 11 to 15 years old | INDUSTRIAL COMB. DEG-84 P | #6 | 50370 | 35259 | 7556 | 5289 | Yes | 2018 | Elevator Apartments | 11 | 101050 | 3 | 6 | 101 | 101 | 1965
2033230022 | 3235 GRAND Bronx, NY 10468 (40.869693003729196, -73.89892699248668) | Con Edison | GENC REALTY LLC | GENC REALTY | 3235 GRAND CONCOURSE #2K N Y 10468 (40.877976507952724, -73.88526666597447) | CB124802K | 7/5/05 | ROCKMILLS MP-175 | 1 | 5858000 | 2002 | 2037 | DUAL FUEL | 5 to 10 years old | ICI DEG-84 P | #6 | 50370 | 35259 | 7556 | 5289 | Yes | 2013 | Walk-Up Apartments | 11 | 105000 | 1 | 6 | 81 | 86 | 1928
2033980087 | 4315 WEBSTER AVENUE Bronx, NY 10470 (40.89933813546877, -73.86211818311128) | Con Edison | 4315 WEBSTER OWNERS INC. | 4315 WEBSTER OWNERS I | 733 YONKERS YONKERS, NY 10704 (40.92365098316586, -73.86577167165724) | CA307692N | 7/5/05 | FEDERAL FST-150 | 1 | 6.5 | 1992 | 2027 |  | 16 to 20 years old | ICI MMG-63 (P) | #4 | 50352 | 35246 | 7301 | 5111 | Yes | 2018 | Elevator Apartments | 11 | 61914 | 1 | 6 | 78 | 78 | 1958 |  | YES
2032190105 | 2485 DEVOE TERRACE Bronx, NY 10468 (40.864656422279964, -73.90547835066015) | Con Edison | MINNI-MAR REALTY | GORE CREEK, LLC |  | CB222603X | 7/5/05 | ROCKMILLS MP-125 (NEW) | 1 | 5.25 | 2003 | 2038 | DUAL FUEL | 5 to 10 years old | INDUSTRIAL COMBUSTION DEG-54P (NEW) | #6 | 50224 | 35157 | 7534 | 5274 | Yes | 2019 | Walk-Up Apartments | 14 | 75000 | 2 | 6 | 72 | 72 | 1927
2033980072 | 4345 WEBSTER AVENUE Bronx, NY 10470 (40.89993614851811, -73.86195126775878) | Con Edison | WEBMAC ASSOCIATES | WEBMAC ASSOCIATES, | 720 TUCKAHOE ROAD YONKERS, NY 10710 (40.952429162619524, -73.84201757764745) | CA077797Z | 7/4/05 | FEDERAL FST-125 | 1 | 4.82 | 1997 | 2032 | DUAL FUEL | 11 to 15 years old | ICI DEG-54 P | #6 | 50224 | 35157 | 7534 | 5274 | Yes | 2018 | Elevator Apartments | 11 | 72150 | 1 | 6 | 60 | 60 | 1955
2028390083 | 115 169 STREET Bronx, NY 10452 (40.83706315665804, -73.91751676112058) | Con Edison | ROSENBERG DIAMOND | 115 EAST 169TH REALTY |  | CA094381J | 7/6/05 | FEDERAL FST 90 | 1 | 3.4 | 1981 | 2016 | DUAL FUEL | 26 to 30 years old | ICI MMG 42 P | #4 | 50224 | 35157 | 7282 | 5098 |  |  | Walk-Up Apartments | 16 | 36700 | 1 | 6 | 38 | 38 | 1928
2023480053 | 175 151 STREET Bronx, NY 10451 (40.82037553507436, -73.92688217517275) | Con Edison | PRIME REALTY, SERVICE, LLC. | 151ST AND WALTON LLC | 1920 MANHATTAN NY 10116 (40.8110019996426, -73.95309800037239) | CA147480L | 7/4/05 | ROCKMILLS MP4-212 | 1 | 8.2 | 1980 | 2015 |  | 26 to 30 years old | ICI HEV-E-OIL DEG84P | #6 | 50078 | 35055 | 7512 | 5258 | Yes | 2018 | Elevator Apartments | 17 | 115500 | 1 | 6 | 98 | 103 | 1930
2025120015 | 1041 NELSON AVENUE Bronx, NY 10452 (40.83373446379728, -73.92811333922045) | Con Edison | ROSEDALE MANAGEMENT | BROWN HILL FIRST REAL | 3 COLUMBUS CRCL MANHATTAN, NY 10019 (40.76767326018724, -73.9821643935233) | CA071281K | 7/4/05 | FEDERAL FST125 | 1 | 4.8 | 1981 | 2016 |  | 26 to 30 years old | ICI DEG-54P | #6 | 50040 | 35028 | 7506 | 5254 | Yes | 2022 | Elevator Apartments | 17 | 57720 | 1 | 6 | 58 | 62 | 1940
2028080066 | 160 BUSH STREET Bronx, NY 10453 (40.85177509687497, -73.90488408465461) | Con Edison | VANWALD HOLDING COMPANY | ECKSTEIN, MOSES/TRUST |  | CA517385Z | 7/5/05 | FEDERAL FST 125 | 1 | 5 | 1985 | 2020 |  | 21 to 26 years old | ICI DEG 54P | #6 | 50000 | 35000 | 7500 | 5250 | Yes | 2018 | Elevator Apartments | 14 | 57000 | 1 | 6 | 59 | 59 | 1941
2037430057 | 1161 STRATFORD AVENUE Bronx, NY 10472 (40.82815842485785, -73.8753004469078) | Con Edison | 1163 HOLDING LTD. | 1163 HOLDING LTD | 16 FAR ROCKAWAY, NY 11691 (40.600614338480966, -73.76256777468302) | CA307786Y | 7/5/05 | FEDERAL FST 125 | 1 | 5 | 1986 | 2021 |  | 21 to 26 years old | ICI-DEG 54 P | #6 | 50000 | 35000 | 7500 | 5250 | Yes | 2013 | Elevator Apartments | 18 | 61725 | 1 | 5 | 70 | 70 | 1929
2024790036 | 1173 WALTON AVENUE Bronx, NY 10452 (40.833916925137885, -73.92017124733941) | Con Edison | 1173 -75 HOLDING LLC. | 1173 HOLDING LLC | 314 MC DONALD AVE BKLYN, NY 11218 (40.64645924920414, -73.9801659240397) | CA077490Y | 7/6/05 | ROCKMILLS MP125 | 1 | 5.25 | 1990 | 2025 |  | 16 to 20 years old | ICI DEG 54P | #6 | 50000 | 35000 | 7500 | 5250 | Yes | 2019 | Elevator Apartments | 16 | 50830 | 1 | 5 | 60 | 60 | 1926
2024630034 | 1192 WALTON AVENUE Bronx, NY 10452 (40.83467936632613, -73.91964875867899) | Con Edison | 1192 HOLDING COMPANY | 1192 WALTON LLC | 507 186th ST BRONX, NY 10462 (40.84225833665295, -73.85799663293824) | CA233770K | 7/6/05 | ROCKMILLS MP125 | 1 | 4.2 | 1970 | 2010 |  | 36 - 40 year old | INDUSTRIAL COMBUSTION AM7E | #6 | 50000 | 35000 | 7500 | 5250 | Yes | 2013 | Elevator Apartments | 16 | 59459 | 1 | 6 | 52 | 57 | 1921
2024350007 | 1200 COLLEGE AVENUE Bronx, NY 10456 (40.832917235403116, -73.91323277979025) | Con Edison | 1200 C LLC COLLEGE AVE | 1200 C. LLC | 5676 RIVERDALE AVE BRONX, NY 10471 (40.90603192863733, -73.90429477417916) | CA331783Z | 7/6/05 | ROCKMILLS MP150 | 1 | 6 | 1983 | 2018 |  | 26 to 30 years old | ICI DEG 63 P | #6 | 50000 | 35000 | 7500 | 5250 | Yes | 2015 | Asylums & Homes | 16 | 82600 | 1 | 6 | 72 | 72 | 1941
2025280029 | 1201 OGDEN AVENUE Bronx, NY 10452 (40.83779857707583, -73.92666792955006) | Con Edison | 1201 OGEN AVENUE CORP. | STRATFORD FIVE REALTY | 381 PARK AVE NEW YORK, NY 10016 (40.74251902441455, -73.98458580592575) | CA288387X | 7/7/05 | ROCKMILLS MP 125 | 1 | 7 | 1987 | 2022 |  | 21 to 26 years old | ICI MMG 125 | #4 | 50000 | 35000 | 7250 | 5075 | Yes | 2018 | Walk-Up Apartments | 16 | 57290 | 1 | 6 | 59 | 59 | 1929
2042560008 | 1954 UNIONPORT ROAD Bronx, NY 10462 (40.85010989009071, -73.86866922306764) | Con Edison | 1954 UNIONPORT ASSOCIATES | UPORT LLC | 2 EXECUTIVE BLVD SUFFERN, NY 10901 (41.11885831401571, -74.11605769338911) | CA107580M | 7/4/05 | ROCKMILLS MP125 | 1 | 5 | 1980 | 2015 |  | 26 to 30 years old | ICI DEG 54P | #4 | 50000 | 35000 | 7250 | 5075 | Yes | 2016 | Elevator Apartments | 15 | 63540 | 1 | 6 | 83 | 83 | 1928 |  | YES
2030600045 | 1975 LA FONTAINE AVENUE Bronx, NY 10457 (40.84708304256935, -73.89403625927213) | Con Edison | 1975 LAFONTAINE REALTY CO | PRANA NINE PROPERTIES | 850 BRONX RIDGE RD YONKERS, NY 12709 (40.92713623295677, -73.84319071815916) | CA482987Z | 7/4/05 | ROCKMILLS MP 125 | 1 | 5 | 1987 | 2022 |  | 21 to 26 years old | ICI DEG 54 P | #4 | 50000 | 35000 | 7250 | 5075 |  |  | Elevator Apartments | 15 | 48000 | 1 | 5 | 50 | 52 | 1923
2031430140 | 2200 TIEBOUT AVENUE Bronx, NY 10457 (40.85510658053181, -73.89813189703725) | Con Edison | 2200 TIEBOUT ASSOCIATES | A & E TIEBOUT REALTY, | 825 233 STREET BRONX, NY 10466 (40.89221310483329, -73.85355883486339) | CA280185L | 7/5/05 | FEDERAL FST-150 | 1 | 5.6 | 1985 | 2020 |  | 21 to 26 years old | I.C.I. DEG-63 | #6 | 50000 | 35000 | 7500 | 5250 | Yes | 2013 | Walk-Up Apartments | 15 | 68110 | 1 | 6 | 74 | 74 | 1937
2031730013 | 2420 MORRIS AVENUE Bronx, NY 10468 (40.86117304680999, -73.90010446152046) | Con Edison | 2420 MORRIS AVE.OWNERS INC. | 2420 MORRIS AVE OWNER | 141 HALSTEAD AVE MANARONECK, NY 10543 (40.95303649960006, -73.73672182758183) | CA294988M | 7/4/05 | FEDERAL FST 150 | 1 | 6.27 | 1988 | 2023 |  | 21 to 26 years old | ICI ME-63 P | #6 | 50000 | 35000 | 7500 | 5250 | Yes | 2013 | Walk-Up Apartments | 14 | 75010 | 1 | 6 | 74 | 74 | 1955 |  | YES
2032870056 | 2732 BAINBRIDGE AVENUE Bronx, NY 10458 (40.86638066631349, -73.890539171214) | Con Edison | 2732 BAINBRIDGE ASSOCIATES LLC. | 2732 BAINBRIDGE ASSOC | 825 233rd STREET BRONX, NY 10466 (40.89221310483329, -73.85355883486339) | CA291185P | 7/5/05 | ROCKMILLS MP125 | 1 | 4.9 | 1985 | 2020 |  | 21 to 26 years old | ICI DEG-54P | #6 | 50000 | 35000 | 7500 | 5250 | Yes | 2017 | Elevator Apartments | 15 | 61000 | 1 | 5 | 65 | 65 | 1924
2032530255 | 2875 SEDGWICK AVENUE Bronx, NY 10468 (40.873984218342684, -73.90169444092597) | Con Edison | 2875 SEDWICK OWNERS CORP. | 2875 SEDGWICK OWNERS | 808 BIRCHWOOD DRIVE WESTBURY, NY 11590-5809 (40.744227736270204, -73.57565508598276) | CA004286J | 7/5/05 | ROCKMILLS MP 175 | 1 | 4.9 | 1986 | 2021 |  | 21 to 26 years old | ICI MM 63P | #4 | 50000 | 35000 | 7250 | 5075 | Yes | 2013 | Elevator Apartments | 11 | 107220 | 1 | 6 | 85 | 85 | 1927 |  | YES
2033440005 | 3510 BAINBRIDGE AVENUE Bronx, NY 10467 (40.88121239702805, -73.87841266962101) | Con Edison | 3510 BAINBRIDGE AVE CO. | 3510 BAINBRIDGE AVE.C |  | CA256788K | 7/5/05 | ROCKMILLS MP 125 | 1 | 4.9 | 1988 | 2023 |  | 21 to 26 years old | ICI DEG 54 P | #6 | 50000 | 35000 | 7500 | 5250 | Yes | 2014 | Walk-Up Apartments | 11 | 56500 | 1 | 6 | 65 | 68 | 1932
2033280075 | 3530 ROCHAMBEAU AVENUE Bronx, NY 10467 (40.88217445792517, -73.87906782738348) | Con Edison | 3530 REALTY COMPANY | M 3530 ROCHAMBEAU, | 825 233 STREET BRONX, NY 10466 (40.89221310483329, -73.85355883486339) | CA079187K | 7/6/05 | ROCKMILLS MP 125 | 1 | 5 | 1987 | 2022 |  | 21 to 26 years old | ICI DEG 54 P | #6 | 50000 | 35000 | 7500 | 5250 | Yes | 2018 | Walk-Up Apartments | 11 | 70200 | 1 | 6 | 67 | 67 | 1955
2046530015 | 3824 BRONX BOULEVARD Bronx, NY 10467 (40.885181945107526, -73.8662367693716) | Con Edison | 3820-24 BRONX BLVD ASSOCIATES.LLC | 3820-24 BRONX BVLDAS | 825 233 STREET BRONX, NY 10466 (40.89221310483329, -73.85355883486339) | CA380985H | 7/4/05 | ROCKMILLS MP-125 | 1 | 5 | 1985 | 2020 |  | 21 to 26 years old | I.C.I. DEG-54 (P) | #6 | 50000 | 35000 | 7500 | 5250 | Yes | 2013 | Office Buildings | 12 | 67794 | 1 | 6 | 65 | 65 | 1931
2043380012 | 660 THWAITES PLACE Bronx, NY 10467 (40.85884589717509, -73.86908775600037) | Con Edison | 660 REALTY CO. | 660 REALTY CO. | 0386 BROOKLYN NY 11219-0386 (40.63277295540763, -73.99667681118586) | CA333888Y | 7/5/05 | BEST 5C-150 | 1 | 6.3 | 1988 | 2023 |  | 21 to 26 years old | IRON FIREMAN EED-GO-8.5-RK | #6 | 50000 | 35000 | 7500 | 5250 | Yes | 2018 | Elevator Apartments | 15 | 137350 | 1 | 6 | 108 | 108 | 1954
2024760091 | 901 WALTON AVENUE Bronx, NY 10452 (40.827712949218615, -73.92383786689932) | Con Edison | 901 LLC | 901 WALTON LLC | 5600 A BROADWAY BRONX, NY 10463 (40.87943056565291, -73.90428356958549) | CA013386L | 7/7/05 | FEDERAL FST-150 | 1 | 6.2 | 1986 | 2021 |  | 21 to 26 years old | ICI MMG-63P | #4 | 50000 | 35000 | 7250 | 5075 | Yes | 2016 | Elevator Apartments | 17 | 105356 | 1 | 6 | 64 | 66 | 1927
2028050001 | 1860 MORRIS AVENUE Bronx, NY 10453 (40.848319939109516, -73.90843805969368) | Con Edison | ANNAL MGMT CO. LTD. | ANNAL MANAGEMENT CO T | 1325 CASTLE HILL AVENUE BRONX, NY 10462 (40.835149781325846, -73.8520142998785) | CA171281Z | 7/4/05 | FEDERAL FST 125 | 1 | 5 | 1981 | 2016 |  | 26 to 30 years old | ICI DEG 54 P | #6 | 50000 | 35000 | 7500 | 5250 | Yes | 2015 | Walk-Up Apartments | 14 | 65250 | 1 | 6 | 67 | 67 | 1931
2031020039 | 2355 PROSPECT AVENUE Bronx, NY 10458 (40.852849384080564, -73.8831611176409) | Con Edison | ANNAL MGMT. CO. | D A EQUIITES INC | 1325 CASTLE HILL AVENUE BRONX, NY 10462 (40.835149781325846, -73.8520142998785) | CA292881N | 7/7/05 | FEDERAL FST 175 | 1 | 7.35 | 1981 | 2016 |  | 26 to 30 years old | ICI DEG 84P | #4 | 50000 | 35000 | 7250 | 5075 |  |  | Elevator Apartments | 15 | 40548 | 1 | 6 | 61 | 61 | 1926
2042930010 | 2090 BARNES AVENUE Bronx, NY 10462 (40.85379427847203, -73.86385924692777) | Con Edison | BARNES GARDENS OWNERS CORP. | BARNES GARDEN OWNWERS | 250 PARK AVE MANHATTAN, NY 10003 (40.738333453173844, -73.9878407889095) | CA144289J | 7/7/05 | ROCKMILLS MP-175 | 1 | 7 | 1989 | 2024 |  | 21 to 26 years old | ICI DEG 84P | #6 | 50000 | 35000 | 7500 | 5250 | Yes | 2013 | Elevator Apartments | 13 | 127000 | 1 | 6 | 96 | 96 | 1951 |  | YES
2030760039 | 628 189 STREET Bronx, NY 10458 (40.856924949786816, -73.88515871063389) | Con Edison | BELMONT 189 | BELMONT 189 ASSOCIATE | 955 163 STREET MANHATTAN, NY 10459 (40.82102127608155, -73.89565834555971) | CA056978P | 7/6/05 | BURNHAM SPENCER 4F 563-40 | 1 | 5.9 | 1978 | 2013 |  | 31 to 35 years old | INDUST COMBUS ME-63S | #4 | 50000 | 35000 | 7250 | 5075 | Yes | 2016 | Condominiums | 15 | 58000 | 1 | 5 | 68 | 70 | 1913
2033430359 | 3341 RESERVOIR OVAL Bronx, NY 10467 (40.87891010006278, -73.87788601200798) | Con Edison | CHESTNUT HOLDINGS | CORA REALTY CO LLC | 5676 RIVDALE AVE BRONX, NY 10471 (40.90199442310421, -73.9036265005625) | CA331890Y | 7/7/05 | ROCKMILLS MP125 | 1 | 5.25 | 1990 | 2025 | DUAL FUEL | 16 to 20 years old | ICI DEG 54P | #4 | 50000 | 35000 | 7250 | 5075 | Yes | 2013 | Walk-Up Apartments | 11 | 77700 | 1 | 6 | 59 | 59 | 1930 |  | YES
2024960046 | 1184 CROMWELL AVENUE Bronx, NY 10452 (40.83580403398271, -73.922394015479) | Con Edison | CROMWELL ASSOC. | 1184 CROMWELL LLC | 6 XAVIER DRIVE YONKERS, NY 10704 (40.92480191958976, -73.85311915721913) | CA409584N | 7/5/05 | ROCKMILLS MP125 | 1 | 5 | 1984 | 2019 |  | 26 to 30 years old | ICI DEG 54P | #6 | 50000 | 35000 | 7500 | 5250 | Yes | 2016 | Elevator Apartments | 16 | 69969 | 1 | 6 | 72 | 72 | 1927
2024760044 | 955 WALTON AVENUE Bronx, NY 10452 (40.82896293928882, -73.92309843615355) | Con Edison | DBPB HOLDING CORP. | DBPB HOLDING CORP | 191024 BROOKLYN NY 11219 (40.63277295540763, -73.99667681118586) | CA032683L | 7/5/05 | ROCKMILLS MP150 | 1 | 6 | 1983 | 2018 |  | 26 to 30 years old | ICI DEG 63P | #6 | 50000 | 35000 | 7500 | 5250 | Yes | 2016 | Elevator Apartments | 17 | 107500 | 1 | 6 | 68 | 68 | 1927
2025310013 | 1340 MERRIAM AVENUE Bronx, NY 10452 (40.84130241645393, -73.92575141237799) | Con Edison | DORGERT MANAGEMENT CORP. | 1340 MERRIAM AVE CORP | 2811 ZULETTE AVENUE BRONX, NY 10461 (40.84206676900901, -73.83657671433792) | CA030090R | 7/4/05 | FEDERAL #FST 150 | 1 | 2.4 | 1990 | 2025 |  | 16 to 20 years old | ICI MM63-P | #4 | 50000 | 35000 | 7250 | 5075 | Yes | 2021 | Walk-Up Apartments | 16 | 97758 | 1 | 5 | 68 | 77 | 1928
2045130033 | 2765 MATTHEWS AVENUE Bronx, NY 10467 (40.86628860607081, -73.86260198622517) | Con Edison | E & O ASSOCIATES | E & O REALTY ASSOCIAT | 98 CUTTERMILL ROAD GREAT NECK, NY 11021 (40.7836584067361, -73.73280677517435) | CA265782Y | 7/5/05 | ROCKMILLS MP 125 | 1 | 5 | 1982 | 2017 |  | 26 to 30 years old | ICI MEG 54 P | #6 | 50000 | 35000 | 7500 | 5250 | Yes | 2013 | Elevator Apartments | 13 | 80681 | 1 | 6 | 72 | 72 | 1929
2057840340 | 500 235 STREET Bronx, NY 10463 (40.885146854323175, -73.9074100072352) | Con Edison | ELBRIDGE REALTY CORP. | ELBRIDGE RLTY CP | 98 CUTTERMILL ROAD GREAT NECK, NY 11021 (40.7836584067361, -73.73280677517435) | CA348390Z | 7/7/05 | ROCKMILLS MP-150 | 1 | 6.27 | 1990 | 2025 |  | 16 to 20 years old | ICI DEG 63P | #6 | 50000 | 35000 | 7500 | 5250 | Yes | 2014 | Elevator Apartments | 11 | 92600 | 1 | 7 | 87 | 87 | 1954
2028420023 | 41 ELLIOT PLACE Bronx, NY 10452 (40.83917096647508, -73.91696554815739) | Con Edison | ENDE REALTY CORP. | ENDE ASSOCIATES LLC | 1041 CASTLE HILL AVENUE BRONX, NY 10472 (40.82859624484883, -73.85029824620787) | CA363784R | 7/7/05 | ROCKMILLS MP125 SL | 1 | 5 | 1984 | 2019 |  | 26 to 30 years old | ICI MEG 54P | #6 | 50000 | 35000 | 7500 | 5250 |  |  | Walk-Up Apartments | 14 | 45235 | 2 | 5 | 68 | 68 | 1923
2031590007 | 2320 GRAND Bronx, NY 10458 (40.860494771061695, -73.90477307388241) | Con Edison | F. M. WEISS REALTY CORP. | 2320 GRAND CONCOURSE | 198 WESTCHESTER SQ STA BRONX, NY 10461 (40.84054431315492, -73.84125020140367) | CA181684M | 7/6/05 | ROCKMILLS MP4-133 | 1 | 5.3 | 1984 | 2019 |  | 26 to 30 years old | ICI ME 54 P | #6 | 50000 | 35000 | 7500 | 5250 | Yes | 2019 | Walk-Up Apartments | 15 | 75415 | 1 | 6 | 65 | 73 | 1931
2045500012 | 2922 BARNES AVENUE Bronx, NY 10467 (40.86829311290969, -73.86339917170883) | Con Edison | FARBAND HOUSING CORP | FARBAND HOUSING CORP | 2925 MATTHEWS AVENUE BRONX, NY 10467 (40.86825385903911, -73.86253458260336) | CA182493Y | 7/7/05 | FEDERAL FST 150 | 1 | 6.27 | 1993 | 2028 |  | 16 to 20 years old | I.C.I. DEG 63 P | #4 | 50000 | 35000 | 7250 | 5075 | Yes | 2020 | Elevator Apartments | 13 | 127566 | 2 | 6 | 129 | 129 | 1928 |  | YES
2029960027 | 1553 BRYANT AVENUE Bronx, NY 10460 (40.8336105917798, -73.88685838413348) | Con Edison | FEIN MANAGEMENT | CHEROKEE PARTNERS | 3000 BRONX PARK BRONX, NY 10467 (40.86971543619559, -73.87048308781573) | CA201990X | 7/6/05 | FEDERAL FST 125 | 1 | 5.25 | 1990 | 2025 |  | 16 to 20 years old | ICI MMG 54P | #4 | 50000 | 35000 | 7250 | 5075 |  |  | Condominiums | 15 | 44750 | 1 | 5 | 62 | 62 | 1925
2033340053 | 309 MOSHOLU PARKWAY Bronx, NY 10467 (40.872557624183415, -73.8805561060431) | Con Edison | FEIN REALTY CO. | MOSHOLU REALTY CO | 513 MIDWOOD STATION BROOKLYN, NY 11230 (40.66057360743874, -73.94362550407162) | CA408187P | 7/6/05 | ROCKMILLS MP125 | 1 | 4.96 | 1987 | 2022 |  | 21 to 26 years old | ICI DEG 54 P | #6 | 50000 | 35000 | 7500 | 5250 | Yes | 2014 | Elevator Apartments | 11 | 75600 | 1 | 6 | 45 | 45 | 1924
2031590001 | 2300 GRAND Bronx, NY 10458 (40.8600900662025, -73.90501864921144) | Con Edison | FINKELSTEIN MORGAN REAL ESTATE | KAREN MANOR ASSOCIATE | 111 BROOK ST SCARSDALE, NY 10583 (40.977925558804145, -73.80659198988673) | CA287881R | 7/7/05 | ROCKMILLS MP 125 | 1 | 4.9 | 1981 | 2016 |  | 26 to 30 years old | ICI DEG 54P | #6 | 50000 | 35000 | 7500 | 5250 | Yes | 2019 | Elevator Apartments | 15 | 79284 | 1 | 6 | 68 | 76 | 1940
2024520054 | 230 167 STREET Bronx, NY 10456 (40.83375113924427, -73.915610284608) | Con Edison | FINKELSTEIN-MORGAN REAL ESTATE | SID JON PROPERTIES AS | 111 BROOK ST SCARSDALE, NY 10583 (40.977925558804145, -73.80659198988673) | CA022280H | 7/5/05 | ROCKMILLS MP 150 | 1 | 5.1 | 1980 | 2015 |  | 26 to 30 years old | I C I DEG 63P | #6 | 50000 | 35000 | 7500 | 5250 | Yes | 2022 | Elevator Apartments | 16 | 77986 | 1 | 7 | 78 | 83 | 1936
2032490038 | 2755 RESERVOIR AVENUE Bronx, NY 10468 (40.86979963635426, -73.89881233754166) | Con Edison | LEVITES REALTY | RESERVOIR AVE CORP |  | CA143082H | 7/4/05 | ROCKMILLS MP-4-133 | 1 | 5 | 1982 | 2017 |  | 26 to 30 years old | I.C.I. DEG-54 (P) | #6 | 50000 | 35000 | 7500 | 5250 | Yes | 2019 | Elevator Apartments | 14 | 70200 | 1 | 5 | 64 | 64 | 1925
2027860002 | 1410 MORRIS AVENUE Bronx, NY 10456 (40.838160484521424, -73.91117479150174) | Con Edison | MATSIA PROPERTIES CORP. | MATSIA PROPERTIES COR | 1601 BRONXDALE AVENUE BRONX, NY 10462 (40.84351657306597, -73.85691921749257) | CA249791X | 7/5/05 | FEDERAL FST-150 (EXG) | 1 | 6.23 | 1991 | 2026 |  | 16 to 20 years old | ICI MM-63P (NEW) | #4 | 50000 | 35000 | 7250 | 5075 | Yes | 2016 | Elevator Apartments | 16 | 66564 | 1 | 6 | 62 | 68 | 1941
2033040119 | 2842 GRAND Bronx, NY 10458 (40.86260132868841, -73.88479001504714) | Con Edison | MICHAEL LAUB CO. | PARKASH 2842 LLC | 172 14 89TH AVE JAMAICA, NY 11432 (40.71311535449007, -73.79282099978928) | CA142882L | 7/4/05 | ROCKMILLS MP 125 | 1 | 5 | 1982 | 2017 |  | 26 to 30 years old | ICI DEG 545 | #6 | 50000 | 35000 | 7500 | 5250 | Yes | 2014 | Elevator Apartments | 15 | 80170 | 1 | 6 | 66 | 67 | 1923
2024720034 | 1125 GRAND Bronx, NY 10452 (40.83772426336412, -73.9233322114124) | Con Edison | MIDBRONX SR.CITIZEN COUNCIL | MID-BRONX SR. CITIZEN | 900 GRAND BRONX, NY 10451 (40.82701032928083, -73.91871827168761) | CA328487R | 7/6/05 | FEDERAL FST 125 | 2 | 5.25 | 1987 | 2022 |  | 21 to 26 years old | ICI MMG 54 P | #4 | 50000 | 35000 | 7250 | 5075 | Yes | 2022 | Educational Structures | 16 | 117200 | 1 | 3 | 0 | 1 | 1922
2033560120 | 3502 HULL AVENUE Bronx, NY 10467 (40.87892296964656, -73.87342741640835) | Con Edison | MILBURN MANAGEMENT CORP. | LSB HULL ASSOCIATES | 165 BLYTHE BOURNE STA BROOKLYN, NY 11219 (40.63277295540763, -73.99667681118586) | CA620286Z | 7/6/05 | FEDERAL FST 125 | 1 | 5 | 1986 | 2021 |  | 21 to 26 years old | ICI MEG 54 P | #6 | 50000 | 35000 | 7500 | 5250 | Yes | 2016 | Elevator Apartments | 11 | 86421 | 1 | 6 | 67 | 74 | 1928
2055190119 | 270 LONGSTREET AVENUE Bronx, NY 10465 (40.82106657752081, -73.80716901020992) | Con Edison | MUSOVIC REALTY CO. | MUSOVIC RLTY CORP | 643 182 STREET BRONX, NY 10457 (40.851216932019405, -73.88849698166378) | CA032389K | 7/5/05 | FEDERAL FLW 1518 | 1 | 4.96 | 1989 | 2024 |  | 21 to 26 years old | ICI MEG 54 | #6 | 50000 | 35000 | 7500 | 5250 | Yes | 2019 | Condominiums | 13 | 64923 | 1 | 6 | 63 | 63 | 1965
2037420005 | 1114 WARD AVENUE Bronx, NY 10472 (40.82663591030681, -73.87679074846574) | Con Edison | OWNER/ AGENT | ASHAND ENTERPRISES, I | 105 COURT STREET BROOKLYN, NY 11201 (40.69083358302672, -73.9917782688907) | CA351286X | 7/6/05 | ROCKMILLS MP150 | 1 | 6 | 1986 | 2021 |  | 21 to 26 years old | I.C.I DEG63P | #6 | 50000 | 35000 | 7500 | 5250 | Yes | 2022 | Hospitals & Health | 18 | 73308 | 1 | 6 | 72 | 76 | 1928
2043220025 | 2184 BARNES AVENUE Bronx, NY 10462 (40.855877717104754, -73.86379233510596) | Con Edison | PELHAM REALTY | DPA 2182 BARNES, LLC | 2135 WALLACE AVE BRONX, NY 10462 (40.85426418848346, -73.86485671089446) | CA091382H | 7/5/05 | ROCKMILLS MP4-133 | 1 | 4.9 | 1982 | 2017 |  | 26 to 30 years old | ICI DEG 54P | #6 | 50000 | 35000 | 7500 | 5250 | Yes | 2022 | Elevator Apartments | 13 | 65862 | 1 | 6 | 71 | 71 | 1930
2043220018 | 2164 BARNES AVENUE Bronx, NY 10462 (40.854797311332014, -73.8638425625216) | Con Edison | PELHAM REALTY LLC. | DPA 2162 BARNES, LLC | 2135 1WALLACE AVE BRONX, NY 10462 (40.84803440424226, -73.86430363368385) | CA091282K | 7/5/05 | ROCKMILLS MP4-133 | 1 | 4.9 | 1982 | 2017 |  | 26 to 30 years old | ICI DEG 54P | #6 | 50000 | 35000 | 7500 | 5250 | Yes | 2022 | Hotels | 13 | 66075 | 1 | 6 | 70 | 70 | 1930
2037410030 | 1158 BOYNTON AVENUE Bronx, NY 10472 (40.8276194820726, -73.87796802687193) | Con Edison | PODOLSKI, MOSES,ENF 7/19/93 | 115 REALTY COMPANY | 3153 PERRY AVENUE BRONX, NY 10467 (40.87383551851227, -73.87786931234272) | CA014282L | 7/6/05 | ROCKMILLS MP 100 | 1 | 4.2 | 1982 | 2017 |  | 26 to 30 years old | ICI DEG 42P | #6 | 50000 | 35000 | 7500 | 5250 | Yes | 2021 | Hotels | 18 | 63720 | 1 | 6 | 66 | 66 | 1929
2026240084 | 643 CAULDWELL AVENUE Bronx, NY 10455 (40.81634764316541, -73.90980149923134) | Con Edison | POKO MGMT CORP. | 643-647 CAULDWELL L.P | 643 CAULOWELL AVE BRONX, NY 10455 (40.813535754971156, -73.9053552520432) | CA151089K | 7/5/05 | ROCKMILLS MP125 | 1 | 5.25 | 1989 | 2024 |  | 21 to 26 years old | ICI DEG54P | #4 | 50000 | 35000 | 7250 | 5075 |  |  | Elevator Apartments | 17 | 28704 | 1 | 6 | 41 | 41 | 1913
2051150047 | 740 243 STREET Bronx, NY 10470 (40.90613976862598, -73.84828260570957) | Con Edison | PRIME REALTY SERVICES, LLC. | 243RD STREET BRONX R | 139A HAVEN AVENUE MANHATTAN, NY 10032 (40.845519010312, -73.94235116221739) | CA282583X | 7/5/05 | FEDERAL FST125 | 1 | 4.8 | 1983 | 2018 |  | 26 to 30 years old | ICI DE54P | #6 | 50000 | 35000 | 7500 | 5250 | Yes | 2015 | Elevator Apartments | 11 | 53610 | 1 | 6 | 72 | 72 | 1929
2024820040 | 731 GERARD AVENUE Bronx, NY 10451 (40.82406197550313, -73.9270063000077) | Con Edison | PRIME REALTY SERVICES, LLC. | 731 GERARD/WALTON, LL | ONE DEPOT PLAZA MAMARONECK, NY 10543 (40.95254916072626, -73.73735242036123) | CA147084J | 7/7/05 | ROCKMILLS MP125 | 1 | 4.9 | 1984 | 2019 |  | 26 to 30 years old | ICI DEG 54P | #4 | 50000 | 35000 | 7250 | 5075 | Yes | 2022 | Walk-Up Apartments | 17 | 78240 | 1 | 6 | 75 | 76 | 1929
2039060001 | 1110 WYATT STREET Bronx, NY 10460 (40.83931931994321, -73.87739574025483) | Con Edison | RED HAT REALTY CO. | 1110 WYATT LLC | 5600A BROADWAY BRONX, NY 10463 (40.87943056565291, -73.90428356958549) | CA389184Z | 7/7/05 | ROCKMILLS MP4-33 | 1 | 4.96 | 1984 | 2019 |  | 26 to 30 years old | ICI-DEG 54P | #6 | 50000 | 35000 | 7500 | 5250 | Yes | 2016 | Walk-Up Apartments | 15 | 82800 | 1 | 6 | 59 | 67 | 1932
2028200009 | 1534 SELWYN AVENUE Bronx, NY 10457 (40.84086907866073, -73.91028171414969) | Con Edison | ROBERT SLINGSBY, RECEIVER | THE TURAK FAMILY LIMI | 1046 MCLEAN AVENUE YONKERS, NY 10704 (40.901480913451834, -73.8626385728918) | CA204580R | 7/6/05 | ROCKMILLS MP125 | 1 | 5.25 | 1980 | 2015 |  | 26 to 30 years old | ICI #DEG54P | #4 | 50000 | 35000 | 7250 | 5075 | Yes | 2020 | Walk-Up Apartments | 14 | 80838 | 1 | 6 | 73 | 73 | 1928
2041740005 | 3150 ROBERTS AVENUE Bronx, NY 10461 (40.84668600208992, -73.82738581817506) | Con Edison | SACHETTI, VITO | ROBERTS AVE REAL ESTA | 1466 ST PETER'S AVENUE BRONX, NY 10461 (40.839405402043354, -73.84584329657376) | CA291585Y | 7/4/05 | ROCKMILLS MP 125 | 1 | 5 | 1985 | 2020 |  | 21 to 26 years old | ICI-DEG54P | #6 | 50000 | 35000 | 7500 | 5250 | Yes | 2014 | Hotels | 13 | 65106 | 1 | 6 | 71 | 71 | 1929
2044240012 | 2420 BRONX PARK Bronx, NY 10467 (40.86180922760161, -73.87050289754153) | Con Edison | SHARP MGMT CORP DBA BRONX PARK RLTY | SHAW, JOSEPH | 300513 MIDWOOD STATION BROOKLYN, NY 11230 (40.62192951023877, -73.96551106018723) | CA390287J | 7/6/05 | ROCKMILLS MP 125 | 1 | 4.96 | 1987 | 2022 |  | 21 to 26 years old | ICI DEG 54 P | #6 | 50000 | 35000 | 7500 | 5250 | Yes | 2014 | Condominiums | 15 | 79366 | 1 | 6 | 66 | 66 | 1928
2024470001 | 1010 SHERMAN AVENUE Bronx, NY 10456 (40.829403500934774, -73.91841727035265) | Con Edison | SHERMAAN TERRACE COOP INC. | SHERMAN TERRACE COOPE | 733 YONKERS AVE YONKERS, NY 10704 (40.92365098316586, -73.86577167165724) | CA009191J | 7/4/05 | ROCKMILLS MP-150 | 1 | 6.27 | 1991 | 2026 |  | 16 to 20 years old | ICI DEG-63P | #6 | 50000 | 35000 | 7500 | 5250 | Yes | 2017 | Office Buildings | 16 | 80009 | 1 | 6 | 67 | 67 | 1958 |  | YES
2044260010 | 2418 OLINVILLE AVENUE Bronx, NY 10467 (40.86174281390849, -73.86845232776069) | Con Edison | SLS REALTY | SLS REALTY, | 334 MAN STREET MT KISCO, NY 10549 (41.19907596222452, -73.72510175734513) | CA191683J | 7/5/05 | FEDERAL FST 150 | 1 | 6 | 1983 | 2018 |  | 26 to 30 years old | ICI DEG 63P | #6 | 50000 | 35000 | 7500 | 5250 | Yes | 2016 | Walk-Up Apartments | 13 | 69120 | 1 | 6 | 72 | 72 | 1932
2028400008 | 14 MARCY PLACE Bronx, NY 10452 (40.8388181083141, -73.91825870496463) | Con Edison | STEINER,TIBOR | RICARDO STEINER | 2562 BRIGGS AVENUE BRONX, NY 10458 (40.863915448232135, -73.89343797788628) | CA341283L | 7/6/05 | ROCKMILLS MP 125 | 1 | 5 | 1983 | 2018 |  | 26 to 30 years old | ICI DEG 54P | #6 | 50000 | 35000 | 7500 | 5250 | Yes | 2020 | Condominiums | 14 | 60570 | 1 | 6 | 66 | 66 | 1928
2042840001 | 2039 CRUGER AVENUE Bronx, NY 10462 (40.85151387208959, -73.86682617816146) | Con Edison | THEO MANAGMENT CORP. | 2039 REALTY LLC | 630434 LITTLE NECK NY 11363 (40.772398418252465, -73.74679788741253) | CA248185L | 7/4/05 | ROCKMILLS MP-125 | 1 | 5.7 | 1985 | 2020 |  | 21 to 26 years old | I.C.I. DEG-54 (S) | #6 | 50000 | 35000 | 7500 | 5250 | Yes | 2014 | Walk-Up Apartments | 13 | 81456 | 1 | 6 | 73 | 73 | 1935
2033040055 | 2701 VALENTINE AVENUE Bronx, NY 10458 (40.8664925853108, -73.89266647385416) | Con Edison | VALENTINE REALTY LLC. | 2701 VALENTINE LLC | 574 CEDARHURST NY 11516-0574 (40.63035943500745, -73.72995581741695) | CA538685N | 7/5/05 | ROCKMILLS MP125 | 1 | 5 | 1985 | 2020 |  | 21 to 26 years old | ICI-DEG 54P | #6 | 50000 | 35000 | 7500 | 5250 | Yes | 2014 | Elevator Apartments | 15 | 73974 | 1 | 6 | 60 | 60 | 1929
2028440105 | 1459 WYTHE PLACE Bronx, NY 10452 (40.8404783742783, -73.91424593294923) | Con Edison | 6 FL MANAGEMENT INC. SPECIAL | RIDGE HOLD CORP | 559 189th STREET MANHATTAN, NY 10040 (40.853860649538326, -73.9289340156895) | CA104982L | 7/6/05 | ROCKMILLS MP 125 | 1 | 5 | 1982 | 2017 |  | 26 to 30 years old | I.C.I. DEG 54 (P) | #6 | 49932 | 34952 | 7490 | 5243 | Yes | 2014 | Elevator Apartments | 14 | 76000 | 1 | 6 | 73 | 73 | 1929
2048310064 | 4054 CARPENTER AVENUE Bronx, NY 10466 (40.89093543905183, -73.8620825084678) | Con Edison | CARPENTER ASSOC. L.L.C. | CARPENTER ASSOCIATES | 825 233RD STREET BRONX, NY 10466 (40.89221310483329, -73.85355883486339) | CA282791K | 7/5/05 | ROCKMILLS MP-125 | 1 | 5.25 | 1991 | 2026 |  | 16 to 20 years old | ICI DEG-54 P | #6 | 49932 | 34952 | 7490 | 5243 | Yes | 2021 | Elevator Apartments | 12 | 53664 | 1 | 6 | 64 | 64 | 1928
2043220010 | 2146 BARNES AVENUE Bronx, NY 10462 (40.85461381789415, -73.8638425625216) | Con Edison | PELHAM REALTY | DPA 2140 BARNES, LLC | 2135 WALLACE AVE BRONX, NY 10462 (40.85426418848346, -73.86485671089446) | CA091182N | 7/5/05 | ROCKMILLS MP 4133 | 1 | 4.9 | 1982 | 2017 |  | 26 to 30 years old | I.C.I. DEG 54 P | #6 | 49932 | 34952 | 7490 | 5243 | Yes | 2022 | Educational Structures | 13 | 65862 | 1 | 6 | 70 | 70 | 1930
2028670103 | 1718 GRAND AVENUE Bronx, NY 10453 (40.848733760362464, -73.91383918004006) | Con Edison | RICH REALTY COMPANY | PARKASH 1718 LLC | 172 14 89 AVE JAMAICA, NY 11432 (40.71311535449007, -73.79282099978928) | CA282287L | 7/6/05 | ROCKMILL MP-125 | 1 | 4.96 | 1987 | 2022 |  | 21 to 26 years old | I.C.I. DEG-54-P | #6 | 49932 | 34952 | 7490 | 5243 | Yes | 2017 | Elevator Apartments | 16 | 59700 | 1 | 6 | 64 | 64 | 1938
2033950047 | 530 234 STREET Bronx, NY 10470 (40.89726075698397, -73.86333412343643) | Con Edison | SEMPRE AVANTI CORP. | SEMPRE AVANTI RLTY CO | 530 234 STREET BRONX, NY 10470 (40.89726075698397, -73.86333412343643) | CB009906Z | 7/5/05 | ROCKMILLS MP - 150 (NEW) | 1 | 5.02 | 2006 | 2041 | DUAL FUEL | Fewer than 5 years old | ICI MMG 63P (NEW) | #4 | 49822 | 34875 | 7224 | 5057 | Yes | 2015 | Elevator Apartments | 11 | 113670 | 1 | 8 | 87 | 88 | 1955
2041780010 | 3555 BRUCKNER BOULEVARD Bronx, NY 10461 (40.84800953150442, -73.82764275238881) | Con Edison | BRUCKER REALTY LLC. | BRUCKNER REALTY LLC | 574 CEDARHURST NY 11516-0574 (40.63035943500745, -73.72995581741695) | CA335995Z | 7/6/05 | ROCKMILLS MP-175SS | 1 | 6.44 | 1995 | 2030 | DUAL FUEL | 11 to 15 years old | INDUSTRIAL COMBUSTION DEG-84P | #6 | 49680 | 34776 | 7452 | 5216 | Yes | 2018 | Elevator Apartments | 13 | 112000 | 1 | 12 | 142 | 142 | 1960
2028210001 | 1500 GRAND Bronx, NY 10457 (40.84579837129786, -73.89832418681175) | Con Edison | 1500 GRAND CONCOURSE OWNERS | 1500 GRAND CONCOURSEO | 35 01 30 AVE ASTORIA, NY 11103 (40.76286893025696, -73.91327185810974) | CA161784L | 7/6/05 | ROCKMILLS MP 175 | 1 | 7 | 1984 | 2019 |  | 26 to 30 years old | I.C.I. DEG 84 P | #6 | 49645 | 34752 | 7447 | 5213 | Yes | 2021 | Walk-Up Apartments | 16 | 96990 | 1 | 6 | 96 | 96 | 1935
2032060066 | 55 180 STREET Bronx, NY 10453 (40.85529645462316, -73.90860962776429) | Con Edison | 519W 180 STREET CORP. | 55 INC | 2600A BROADWAY BRONX, NY 10463 (40.88187196282087, -73.91120748054078) | CA022087X | 7/6/05 | FEDERAL FST 70 | 1 | 2.8 | 1987 | 2022 |  | 21 to 26 years old | HEV E MMG 28 | #4 | 49276 | 34493 | 7145 | 5002 |  |  | Loft Buildings | 14 | 32050 | 1 | 5 | 33 | 33 | 1923
2037420001 | 1101 MANOR AVENUE Bronx, NY 10472 (40.82641472736003, -73.87585099293271) | Con Edison | 1101 HOLDING CORP. | 1101 HOLDING LLC | 426 MIDWOOD STA BKLYN, NY 11230 (40.62192951023877, -73.96551106018723) | CA187188K | 7/4/05 | FSDERAL FST 125 | 1 | 5.3 | 1988 | 2023 |  | 21 to 26 years old | HEVE MMG 54P | #4 | 49275 | 34492 | 7145 | 5001 | Yes | 2022 | Office Buildings | 18 | 54000 | 1 | 6 | 58 | 60 | 1929
2024530035 | 1226 SHERMAN AVENUE Bronx, NY 10456 (40.834165152846666, -73.91562796472901) | Con Edison | 1226 SHERMAN AVE LLC | 1226 SHERMAN LLC | 111 BROOK ST SCARSDALE, NY 10583 (40.977925558804145, -73.80659198988673) | CA141393X | 7/6/05 | FEDERAL FST-125 | 1 | 5.25 | 1993 | 2028 |  | 16 to 20 years old | I.C.I.DEG 54 (P) | #6 | 49275 | 34492 | 7391 | 5174 | Yes | 2013 | Elevator Apartments | 16 | 67114 | 1 | 6 | 61 | 61 | 1927
2037850019 | 1280 COMMONWEALTH AVENUE Bronx, NY 10472 (40.83216174322994, -73.86831031955337) | Con Edison | 1280 COMMONWEALTH ASSOCIATES LLC | 1280 COMMONWEALTH ASS | 1510 ST PETER'S AVENUE BRONX, NY 10461 (40.83992979578118, -73.84660528977619) | CA352283P | 7/6/05 | FEDERAL FST 125 SP | 1 | 5.3 | 1983 | 2018 |  | 26 to 30 years old | HEV-E MEG 54-P | #6 | 49275 | 34492 | 7391 | 5174 | Yes | 2015 | Elevator Apartments | 18 | 67752 | 1 | 6 | 68 | 74 | 1928
2028720001 | 1372 SHAKESPEARE AVENUE Bronx, NY 10452 (40.84154338123717, -73.92154367927968) | Con Edison | 1372 SHAKESPEARE AVE (HDFC) | 1372 SHAKESPEARE AVE | 1372 SHAKESPEARE AVENUE N Y 10452 (40.84154338123717, -73.92154367927968) | CB302100P | 7/5/05 | EASTMOND/FEDERAL FST-125 | 1 | 5.4 | 2000 | 2035 | DUAL FUEL | 5 to 10 years old | HEVE (ICI) MM 54P | #4 | 49275 | 34492 | 7145 | 5001 |  |  | Walk-Up Apartments | 16 | 39745 | 1 | 5 | 51 | 57 | 1926
2043200005 | 2160 HOLLAND AVENUE Bronx, NY 10462 (40.855252698748316, -73.86569985948204) | Con Edison | 2160 HOLLAND ASSOCIATES | 2160 HOLLAND ASSOCIAT | 145 HUGUENOT STREET NEW ROCHELLE, NY 10801 (40.91319235913511, -73.77945045104241) | CA177382P | 7/5/05 | ROCKMILLS MP-125 | 1 | 5.25 | 1982 | 2017 |  | 26 to 30 years old | I.C.I. MEG-54P | #6 | 49275 | 34492 | 7391 | 5174 | Yes | 2020 | Elevator Apartments | 13 | 82548 | 1 | 6 | 85 | 85 | 1930
2031440058 | 2206 VALENTINE AVENUE Bronx, NY 10457 (40.855148327922386, -73.8988452554966) | Con Edison | 2206 CARMEL REALTY CORP. | NEW YORK TELEPHONE CO | 2735 WEBSTER AVENUE BRONX, NY 10458 (40.86515849927069, -73.88724130877964) | CA435686N | 7/6/05 | FEDERAL FST-125 | 1 | 4.8 | 1986 | 2021 |  | 21 to 26 years old | ICI DEG 54 P | #6 | 49275 | 34492 | 7391 | 5174 | Yes | 2014 | Walk-Up Apartments | 15 | 62094 | 1 | 6 | 66 | 66 | 1928
2031830013 | 2324 WALTON AVENUE Bronx, NY 10468 (40.859121224786136, -73.90229783377262) | Con Edison | 2324 WALTON CORP. | 2324 LLC |  | CA370185K | 7/4/05 | FEDERAL #FST-125 | 1 | 5.1 | 1985 | 2020 |  | 21 to 26 years old | IND COMB #DEG-54-P | #6 | 49275 | 34492 | 7391 | 5174 | Yes | 2013 | Loft Buildings | 14 | 68250 | 1 | 6 | 60 | 60 | 1950
2030220050 | 2440 TIEBOUT AVENUE Bronx, NY 10458 (40.86018256188304, -73.89557984098008) | Con Edison | 2440 REALTY CORPORATION | TWO-DOUBLE-FOUR NOUGH | 60 MORROW AVE SCARSDALE, NY 10583 (40.982434334576176, -73.82958565209285) | CA269188J | 7/5/05 | FEDERAL FST 125 | 1 | 5.3 | 1988 | 2023 |  | 21 to 26 years old | HEVE MEG-54-P | #6 | 49275 | 34492 | 7391 | 5174 | Yes | 2022 | Walk-Up Apartments | 15 | 51900 | 1 | 5 | 59 | 59 | 1926
2044270007 | 2504 BRONX PARK Bronx, NY 10467 (40.86336947313852, -73.87040052092611) | Con Edison | 2504 CAPITAL CORPORATION | 2504 BPE REALTY LLC | 1961 BRONXDALE AVENUE BRONX, NY 10462 (40.84939168589655, -73.863260009584) | CA222388X | 7/5/05 | ROCKMILLS MP 125 | 1 | 5.25 | 1988 | 2023 |  | 21 to 26 years old | HEVE MMG 54 P ( I.C.I. ) | #4 | 49275 | 34492 | 7145 | 5001 | Yes | 2017 | Elevator Apartments | 13 | 87120 | 1 | 6 | 78 | 78 | 1927
2033160050 | 2685 CRESTON AVENUE Bronx, NY 10468 (40.867471440748744, -73.89487416540608) | Con Edison | 2685 CRESTON AVE OWNERS CORP. | 2685 CRESTON AVE OWNE | 600 MAMARONECK AVENUE HARRISON, NY 10528 (40.97181109572365, -73.74294097398212) | CA170988H | 7/4/05 | ROCKMILLS MP125 | 1 | 5.3 | 1988 | 2023 |  | 21 to 26 years old | HEVE DEG 54P | #6 | 49275 | 34492 | 7391 | 5174 | Yes | 2016 | Office Buildings | 15 | 77850 | 1 | 6 | 73 | 73 | 1940 |  | YES
2032530221 | 3065 SEDGEWICK AVENUE Bronx, NY 10468 (40.87644588736795, -73.8998241929719) | Con Edison | 3065 SEDGEWICK AVE OWNERS CORP | 3065 SEDGEWICK AVE OW | 279 231ST ST BRONX, NY 10463-3903 (40.880419334248025, -73.9076260517666) | CB447103Y | 7/6/05 | BEST 5C-125 (NEW) | 1 | 4.1 | 2003 | 2038 | DUAL FUEL | 5 to 10 years old | HEVE MEG-54S (NEW) | #6 | 49275 | 34492 | 7391 | 5174 | Yes | 2013 | Elevator Apartments | 11 | 75390 | 1 | 6 | 73 | 73 | 1960 |  | YES
2024820060 | 691 GERARD AVENUE Bronx, NY 10451 (40.82332156584631, -73.92743933824198) | Con Edison | 330 HULL REALTY CORP. | 691 LLC | 491 BROOKLYN NY 11204 (40.619055848049015, -73.98479859887618) | CA098999J | 7/6/05 | FEDERAL FST-125 | 1 | 5.3 | 1999 | 2034 | DUAL FUEL | 11 to 15 years old | I.C.I. MMG-54 P | #4 | 49275 | 34492 | 7145 | 5001 | Yes | 2022 | Elevator Apartments | 17 | 68800 | 1 | 6 | 60 | 60 | 1929
2024820053 | 705 GERARD AVENUE Bronx, NY 10451 (40.823580869926204, -73.92728840004621) | Con Edison | 330 HULL REALTY CORP. | 705 GERARD LLC | 243 PARKVILLE STATION BROOKLYN, NY 11204 (40.6316030672718, -73.97001046325005) | CA099099Z | 7/6/05 | FEDERAL FST-125 | 1 | 5.3 | 1999 | 2034 | DUAL FUEL | 11 to 15 years old | HEVE/ICI MMG-54 P | #4 | 49275 | 34492 | 7145 | 5001 | Yes | 2022 | Elevator Apartments | 17 | 68495 | 1 | 6 | 72 | 72 | 1931
2033560126 | 3536 HULL AVENUE Bronx, NY 10467 (40.87933583954155, -73.8732951690201) | Con Edison | 3536 HULL REALTY CO.,LLC | ROSNIN REALTY CO. LLC | 240 CABRINI BOULEVARD MANHATTAN, NY 10033 (40.85528501366849, -73.93816280277332) | CA143096Z | 7/7/05 | FEDERAL FST-125 | 1 | 4.82 | 1996 | 2031 | DUAL FUEL | 11 to 15 years old | HEVE DEG-54 (P) | #6 | 49275 | 34492 | 7391 | 5174 | Yes | 2016 | Elevator Apartments | 11 | 76525 | 1 | 6 | 66 | 66 | 1928
2043200022 | 750 PELHAM PARKWAY Bronx, NY 10462 (40.85666109260377, -73.8656656700478) | Con Edison | 750 INC. | 750-760 PELHAM PKWY L | 2855 GRAND BRONX, NY 10468 (40.86785065240455, -73.89951166617763) | CA120388Z | 7/7/05 | FEDERAL FST 125 | 1 | 5.3 | 1988 | 2023 |  | 21 to 26 years old | HEVE MMG 54 P | #4 | 49275 | 34492 | 7145 | 5001 | Yes | 2020 | Office Buildings | 13 | 166042 | 1 | 6 | 139 | 139 | 1928
2043200022 | 756 PELHAM PARKWAY Bronx, NY 10462 (40.8566657036732, -73.86541897783323) | Con Edison | 750 INC. | 750-760 PELHAM PKWY L | 2855 GRAND BRONX, NY 10468 (40.86785065240455, -73.89951166617763) | CA114488P | 7/7/05 | FEDERAL FST 125 | 1 | 5.3 | 1988 | 2023 |  | 21 to 26 years old | HEVE MMG 54 P | #4 | 49275 | 34492 | 7145 | 5001 | Yes | 2020 | Educational Structures | 13 | 166042 | 1 | 6 | 139 | 139 | 1928
2024740046 | 865 WALTON AVENUE Bronx, NY 10451 (40.82665743119854, -73.92446071644558) | Con Edison | 865 WALTON REALTY CORP. | 865 WALTON RLTY CORP | 1605 DR MLK JE BLVD BRONX, NY 10453 (40.852786838341956, -73.91342678431863) | CA451387N | 7/7/05 | ROCKMILLS MP 125 | 1 | 5.3 | 1987 | 2022 |  | 21 to 26 years old | HEVE DEG 54 P | #6 | 49275 | 34492 | 7391 | 5174 | Yes | 2014 | Educational Structures | 17 | 55312 | 1 | 6 | 48 | 57 | 1925
2024960034 | 1160 CROMWELL AVENUE Bronx, NY 10452 (40.83550723021107, -73.92258046913041) | Con Edison | ACHIEVA RLTY/SELECHNICK | 1160 CROMWELL LLC | 2855 GRAND BRONX, NY 10468 (40.86785065240455, -73.89951166617763) | CA270093P | 7/7/05 | ROCKMILLS MP-125 | 1 | 5.1 | 1993 | 2028 |  | 16 to 20 years old | HEVE DEG-54 (P) | #4 | 49275 | 34492 | 7145 | 5001 | Yes | 2016 | Elevator Apartments | 16 | 76062 | 1 | 6 | 62 | 63 | 1927
2043407502 | 2385 BARKER AVENUE Bronx, NY 10467 (40.8611226339905, -73.86948299458209) | Con Edison | BARKER HALLL CONDOMINIUM | BARRING HOLDINGS LLC | 200 CENTRAL AVE HARTSDALE, NY 10530 (41.01592752979802, -73.8015676559835) | CA291285M | 7/6/05 | FEDERAL FLW-1822 | 1 | 8.86 | 1985 | 2020 |  | 21 to 26 years old | IND. COMB. DEG-63-S | #6 | 49275 | 34492 | 7391 | 5174 | Yes | 2020 | Elevator Apartments | 13 | 893 | 1 | 6 | 122 | 122 | 1960 | YES
2028690001 | 1804 HARRISON AVENUE Bronx, NY 10453 (40.85016479441195, -73.91404125748099) | Con Edison | BO MAY REALTY CORPORATION | BO MAY RLTY CORP | 88 21A 53 AVENUE ELMHURST, NY 11373 (40.73871040256307, -73.87835115518163) | CA035588R | 7/7/05 | FEDERAL FST 125 | 1 | 5 | 1988 | 2023 |  | 21 to 26 years old | HEVE MMG 54 | #4 | 49275 | 34492 | 7145 | 5001 | Yes | 2019 | Elevator Apartments | 14 | 53400 | 1 | 6 | 49 | 52 | 1938
2057890059 | 3215 ARLINGTON AVENUE Bronx, NY 10463 (40.884350663021365, -73.91242590214081) | Con Edison | BROOKSHIRE HALL%GOODMAN MGMT. | 3215 ARLINGTON AVE OW | 2736 INDEPENDENCE AVE N Y 10463 (40.882258954549314, -73.91765023386792) | CB115702R | 7/5/05 | (NEW) ROCKMILLS MP 125 | 1 | 5.25 | 2002 | 2037 | DUAL FUEL | 5 to 10 years old | (NEW) INDUSTRIAL COMB. DEG 54 P | #6 | 49275 | 34492 | 7391 | 5174 | Yes | 2019 | Elevator Apartments | 11 | 82000 | 1 | 6 | 69 | 69 | 1958 |  | YES
2028240038 | 1694 SELWYN AVENUE Bronx, NY 10457 (40.84396469293714, -73.91032612438867) | Con Edison | BX LEBANON RLTY LLC | BRONX LEBANON REALTY, | 1969 JAF STATION NEW YORK, NY 10016 (40.745242969987146, -73.97823298586354) | CA265189N | 7/5/05 | FEDERAL FST 125 | 1 | 5.25 | 1989 | 2024 |  | 21 to 26 years old | I.C.I.DEG 54 P | #6 | 49275 | 34492 | 7391 | 5174 | Yes | 2014 | Elevator Apartments | 14 | 51210 | 1 | 5 | 61 | 61 | 1925
2031820050 | 2249 MORRIS AVENUE Bronx, NY 10453 (40.85723036540879, -73.90249153738162) | Con Edison | DOUGERT MANAGEMENT CORP. | UNITED NEIGHBORS HOUS | 2811 ZULETTE AVENUE BRONX, NY 10461 (40.84206676900901, -73.83657671433792) | CA188596Y | 7/7/05 | FEDERAL FST-125 | 1 | 5.1 | 1996 | 2031 | DUAL FUEL | 11 to 15 years old | HEVE DEG-54 (P) | #6 | 49275 | 34492 | 7391 | 5174 | Yes | 2022 | Condominiums | 14 | 53928 | 1 | 6 | 49 | 49 | 1927
2057970213 | 525 238 STREET Bronx, NY 10463 (40.888291972043504, -73.90804784617532) | Con Edison | FIELDSTON GARDEN APTS/ROBERT E. HILL | FIELDSTON GARDEN APTS | 279 231 STREET BRONX, NY 10463 (40.880419334248025, -73.9076260517666) | CA230697J | 7/5/05 | FEDERAL FST-150 | 1 | 6 | 1997 | 2032 | DUAL FUEL | 11 to 15 years old | (NEW) HEVE/ICI MEG-63 P | #6 | 49275 | 34492 | 7391 | 5174 | Yes | 2017 | Elevator Apartments | 11 | 117929 | 2 | 5 | 70 | 70 | 1926 |  | YES
2032870100 | 2661 MARION AVENUE Bronx, NY 10458 (40.86486721789811, -73.8905684069568) | Con Edison | FORDHAM TERRACE APARTMENT | THE FORDHAM TERRACE A | 60 MORROW AVENUE SCARSDALE, NY 10583 (40.982434334576176, -73.82958565209285) | CA250786J | 7/5/05 | FEDERAL FLW 1518 | 1 | 4.8 | 1986 | 2021 |  | 21 to 26 years old | HEV-E-OIL ME-54-S ( I.C.I. ) | #6 | 49275 | 34492 | 7391 | 5174 | Yes | 2017 | Elevator Apartments | 15 | 81730 | 1 | 6 | 73 | 73 | 1966 |  | YES
2059090031 | 4499 HENRY HUDSON PARKWAY Bronx, NY 10471 (40.89275423443344, -73.90852935351828) | Con Edison | FOUNTAIN GARDENS OWNERS CORP | FOUNTAIN GARDENS OWNE | 160 BROADWAY MANHATTAN, NY 10038 (40.7095318923798, -74.0102074905405) | CA277788N | 7/4/05 | FEDERAL FST 125 | 1 | 5.1 | 1988 | 2023 |  | 21 to 26 years old | HEVE MEG 54 P | #6 | 49275 | 34492 | 7391 | 5174 | Yes | 2019 | Elevator Apartments | 11 | 70000 | 2 | 6 | 58 | 58 | 1952 |  | YES
2032810018 | 340 MOSHOLU PARKWAY Bronx, NY 10458 (40.87057885269102, -73.88208213996381) | Con Edison | J.R.D. MANAGEMENT CORP. | 340 MOSHOLU PKWY SOUT | 600 MAMARONECK AVENUE HARRISON, NY 10528 (40.97181109572365, -73.74294097398212) | CA285485X | 7/5/05 | ROCKMILLS MP-125 | 1 | 5.3 | 1985 | 2020 |  | 21 to 26 years old | I.C.I. DEG-54 (P) | #6 | 49275 | 34492 | 7391 | 5174 |  |  | Elevator Apartments | 11 | 48628 | 1 | 6 | 56 | 56 | 1937
2033110044 | 3201 GRAND Bronx, NY 10468 (40.869693003729196, -73.89892699248668) | Con Edison | J.R.D. MANAGEMENT CORP. | 3201 GRAND CONCOURSE | 875 MAMARONECK AVENUE HARRISION, NY 10528 (40.96831981675206, -73.74122608421959) | CA285785H | 7/5/05 | GIBRALTAR GCB 193-3 | 1 | 6 | 1985 | 2020 |  | 21 to 26 years old | HEV-E DEG 63 S | #6 | 49275 | 34492 | 7391 | 5174 | Yes | 2021 | Elevator Apartments | 11 | 93000 | 1 | 6 | 78 | 78 | 1963 |  | YES
2032500102 | 115 197 STREET Bronx, NY 10468 (40.86999219687061, -73.8925108611343) | Con Edison | J.W. REALTY CORP. | J W REALTY CORP | 0139 ISLIP NY 11751-0139 (40.734999748691244, -73.20785467797826) | CA042686X | 7/5/05 | FEDERAL FST-125 | 1 | 5.3 | 1986 | 2021 |  | 21 to 26 years old | I.C.I. MEG-54P | #6 | 49275 | 34492 | 7391 | 5174 | Yes | 2020 | Elevator Apartments | 14 | 108500 | 1 | 6 | 85 | 85 | 1926
2028720312 | 1479 MACOMBS ROAD Bronx, NY 10452 (40.842216184253594, -73.91800881250668) | Con Edison | JACOBOWITZ, AARON | 1429 MACOMBS RD.RLTYL | 1412 AVE BROOKLYN, NY 11230 (40.62192951023877, -73.96551106018723) | CA585786Y | 7/6/05 | FEDERAL FST 125 SP | 1 | 4.8 | 1986 | 2021 |  | 21 to 26 years old | HEVE MEG 54 P | #6 | 49275 | 34492 | 7391 | 5174 | Yes | 2022 | Walk-Up Apartments | 16 | 81500 | 1 | 6 | 70 | 70 | 1929
2048250051 | 3940 CARPENTER AVENUE Bronx, NY 10466 (40.88784091929601, -73.86378622146013) | Con Edison | JMG MANAGEMENT PLUS. | 3940 CARPENTER LLC | 5925 BROADWAY BRONX, NY 10463 (40.888406443876256, -73.899128719106) | CA002181Y | 7/6/05 | FEDERAL FST-125SP | 1 | 4.8 | 1981 | 2016 |  | 26 to 30 years old | I.C.I. DE-54P | #6 | 49275 | 34492 | 7391 | 5174 | Yes | 2015 | Factory & Industrial Buildings | 12 | 66710 | 1 | 7 | 75 | 75 | 1928
2056250065 | 30 PILOT STREET Bronx, NY 10464 (40.840783040314655, -73.78645763842357) | Con Edison | KRAMLUNA REALTY CORP. | KRAMLUAP REALTY LLC C | 970 MORRIS PARK AVE BRONX, NY 10462 (40.84769628274197, -73.85710384017116) | CA388889Y | 7/6/05 | FEDERAL FST 150 | 1 | 5.25 | 1989 | 2024 |  | 21 to 26 years old | HEVE DEG 54P | #6 | 49275 | 34492 | 7391 | 5174 |  |  | Office Buildings | 13 | 63000 | 2 | 6 | 79 | 79 | 1964
2048350026 | 643 232 STREET Bronx, NY 10466 (40.89330525337557, -73.85935834097106) | Con Edison | LORRE NEWFAIR INC. | LORRE NEWFAIR INCORPO | 643 232 STREET BRONX, NY 10466 (40.89330525337557, -73.85935834097106) | CA004596P | 7/6/05 | ROCKMILLS MP125 | 1 | 5.1 | 1996 | 2031 | DUAL FUEL | 11 to 15 years old | INDUSTRIAL COMB.DEG-54 (P) | #4 | 49275 | 34492 | 7145 | 5001 | Yes | 2015 | Walk-Up Apartments | 12 | 57635 | 1 | 5 | 62 | 62 | 1926
2032070023 | 2155 GRAND AVENUE Bronx, NY 10453 (40.85656657123751, -73.90724315214693) | Con Edison | M & D MANAGEMENT LLC | 2155 GRAND LLC | 4 EXECUTIVE BLVD STE 100 N Y, NEW YORK 10901 (41.11910113096366, -74.11765848660127) | CA030285R | 7/6/05 | FEDERAL FST-125 | 1 | 5 | 1985 | 2020 |  | 21 to 26 years old | ICI MM 54-P | #4 | 49275 | 34492 | 7145 | 5001 |  |  | Elevator Apartments | 14 | 48500 | 1 | 6 | 46 | 48 | 1922
2043170015 | 2166 BRONX PARK Bronx, NY 10462 (40.85478158809235, -73.86952540062637) | Con Edison | METRO MANAGEMENT | 2166 BRONX PARK EAST | 9437 SHORE ROAD BROOKLYN, NY 11209 (40.61705649347334, -74.03865586600874) | CA106587K | 7/6/05 | FEDERAL FST 125 | 1 | 5.3 | 1987 | 2022 |  | 21 to 26 years old | HEVE DEG 54 P | #6 | 49275 | 34492 | 7391 | 5174 | Yes | 2017 | Walk-Up Apartments | 13 | 73610 | 1 | 6 | 65 | 65 | 1936 |  | YES
2043170006 | 2160 BRONX PARK Bronx, NY 10462 (40.854668775875034, -73.869485173014) | Con Edison | METRO MANAGEMENT .6/10/93 | 2160 BX PK E OWNERS I | 9437 SHORE ROAD BROOKLYN, NY 11209 (40.61705649347334, -74.03865586600874) | CA106487N | 7/6/05 | FEDERAL FST 125 | 1 | 5.3 | 1987 | 2022 |  | 21 to 26 years old | HEVE DEG 54 P | #6 | 49275 | 34492 | 7391 | 5174 | Yes | 2017 | Elevator Apartments | 13 | 64291 | 1 | 6 | 61 | 61 | 1938 |  | YES
2057870137 | 3220 NETHERLAND AVENUE Bronx, NY 10463 (40.88396156817513, -73.91151120526435) | Con Edison | NETHERLAND MGMT CO | 3220 NETHERLAND OWNRS | 313 PARKVILLE STATION BROOKLYN, NY 11204-0004 (40.632550671232565, -73.96832882137637) | CA246985K | 7/4/05 | FED FST 125 | 1 | 5.2 | 1985 | 2020 |  | 21 to 26 years old | ICI DEG 54P | #6 | 49275 | 34492 | 7391 | 5174 | Yes | 2017 | Elevator Apartments | 11 | 100498 | 1 | 6 | 85 | 85 | 1954
2032760020 | 365 193 STREET Bronx, NY 10458 (40.8630888167292, -73.89079884877067) | Con Edison | RACHEL RENA REALTY CORP. | RACHAEL RENA LLC | 66 10 149TH STREET FLUSHING, NY 11367 (40.730323085042414, -73.82610630716033) | CA528685Y | 7/7/05 | FEDERAL FST 125 | 1 | 5.3 | 1985 | 2020 |  | 21 to 26 years old | I.C.I. DEG 54P | #6 | 49275 | 34492 | 7391 | 5174 | Yes | 2016 | Elevator Apartments | 15 | 51594 | 1 | 6 | 60 | 62 | 1927
2032670060 | 3119 BAILEY AVENUE Bronx, NY 10463 (40.87808240935011, -73.90239885916431) | Con Edison | REX MANAGEMENT CORP. | 3119 BAILEY AVE OWNRS | 850 BRONX RIVER ROAD YONKERS, NY 10708 (40.92713623295677, -73.84319071815916) | CA361284L | 7/6/05 | FEDERAL FST-125 | 1 | 5.1 | 1984 | 2019 |  | 26 to 30 years old | HEVE-E-OIL MEG-54-P | #6 | 49275 | 34492 | 7391 | 5174 | Yes | 2017 | Elevator Apartments | 14 | 65000 | 1 | 6 | 66 | 66 | 1961 |  | YES
2058871348 | 6200 RIVERDALE AVENUE Bronx, NY 10471 (40.911302839693484, -73.90286933233787) | Con Edison | RIVERDALE CO/ GUTMAN MGMT | 6200 RIVERDALE AVE. C | 6200 RIVERDALE AVE BRONX, NY 10463 (40.88107241108421, -73.90953441549598) | CA281392Z | 7/5/05 | ROCKMILLS MP 125 | 1 | 5.25 | 1992 | 2027 |  | 16 to 20 years old | HEVE DEG 54 P | #6 | 49275 | 34492 | 7391 | 5174 | Yes | 2017 | Elevator Apartments | 11 | 62601 | 1 | 6 | 62 | 63 | 1959 |  | YES
2032460056 | 3850 SEDGWICK AVENUE Bronx, NY 10463 (40.882672795821556, -73.89501269789471) | Con Edison | ROBERT E. HILL,INC | MUTUAL HOUSING ASSOC. | 279 231 STREET BRONX, NY 10463 (40.880419334248025, -73.9076260517666) | CA187399K | 7/7/05 | FEDERAL FST-125 | 2 | 5.25 | 1999 | 2034 | DUAL FUEL | 11 to 15 years old | HEVE(I.C)MEG-54 (P) | #6 | 49275 | 34492 | 7391 | 5174 | Yes | 2016 | Condominiums | 11 | 141055 | 1 | 14 | 122 | 122 | 1955 |  | YES
2045120060 | 2707 BARNES AVENUE Bronx, NY 10467 (40.8656461237879, -73.86356009700647) | Con Edison | ROBERT HERSHKOWITZ | 2707 BARNES ASSOC LLC | 198 WESTCHESTER SQ STA BRONX, NY 10461 (40.84054431315492, -73.84125020140367) | CA251493K | 7/7/05 | ROCKMILLS MP-125 | 1 | 5.25 | 1993 | 2028 |  | 16 to 20 years old | HEVE MEG-54 (S) | #6 | 49275 | 34492 | 7391 | 5174 | Yes | 2022 | Elevator Apartments | 13 | 56400 | 2 | 6 | 53 | 58 | 1927
2025320043 | 1307 MERRIAM AVENUE Bronx, NY 10452 (40.840622531612475, -73.92625732070229) | Con Edison | ROSENBERG DIAMOND | 1307-11-15 MERRIAM RE | 1919 WILLIAMSBRIDGE ROAD BRONX, NY 10461 (40.852643053158374, -73.8532354972766) | CA279185N | 7/4/05 | FEDERAL FST 125 SP | 1 | 5.3 | 1985 | 2020 |  | 21 to 26 years old | HEV-E MMG 54 P | #4 | 49275 | 34492 | 7145 | 5001 | Yes | 2022 | Elevator Apartments | 16 | 77000 | 1 | 6 | 70 | 70 | 1926
2042380027 | 3120 WILKINSON AVENUE Bronx, NY 10461 (40.8516323769675, -73.8286822094234) | Con Edison | SACCHETT, VITO | 2155 REALTY CORP | 1466 ST PETER'S AVENUE BRONX, NY 10461 (40.839405402043354, -73.84584329657376) | CA310383R | 7/7/05 | FEDERAL #FST-125 | 1 | 5.2 | 1983 | 2018 |  | 26 to 30 years old | INDUS COMBU #DEG-54-P | #6 | 49275 | 34492 | 7391 | 5174 | Yes | 2018 | Elevator Apartments | 13 | 79400 | 1 | 6 | 68 | 73 | 1929
2039820001 | 2509 TRATMAN AVENUE Bronx, NY 10461 (40.8393483690479, -73.84538255846547) | Con Edison | SACHETTI, LOUIS | 2501 TRATMAN AVE LLC | 1466 ST PETER'S AVENUE BRONX, NY 10461 (40.839405402043354, -73.84584329657376) | CA347087L | 7/5/05 | ROCKMILLSMP 125 | 1 | 5.25 | 1987 | 2022 |  | 21 to 26 years old | HEVE DEG 54 P | #6 | 49275 | 34492 | 7391 | 5174 | Yes | 2022 | Walk-Up Apartments | 13 | 118967 | 4 | 5 | 142 | 146 | 1928
2057910388 | 511 235 STREET Bronx, NY 10463 (40.88527065587371, -73.90778784062472) | Con Edison | SAMSON MANAGEMENT | ARSLAE REALTY CO., | 97 77 QUEENS BOULEVARD REGO PARK, NY 11374 (40.72646491702238, -73.86148084756303) | CA403886L | 7/6/05 | ROCKMILLS MP 125 | 1 | 4.8 | 1986 | 2021 |  | 21 to 26 years old | ICI MEG 54 P | #6 | 49275 | 34492 | 7391 | 5174 | Yes | 2021 | Walk-Up Apartments | 11 | 64000 | 2 | 7 | 51 | 55 | 1936
2058363250 | 5235 POST ROAD Bronx, NY 10471 (40.89828881662197, -73.89851456013137) | Con Edison | STEVEN FELDMAN | 5235 POST ROAD CORP | 400 14 STREET NEW YORK, NY 10014 (40.74107111594736, -74.00562094819111) | CA283372K | 7/6/05 | PACIFIC 52L1 | 1 | 3.8 | 1972 | 2010 |  | 36 - 40 year old | PETRO WD 5 AH | #6 | 49275 | 34492 | 7391 | 5174 | Yes | 2016 | Educational Structures | 11 | 57414 | 1 | 6 | 68 | 68 | 1964 |  | YES
2059120001 | 4705 HENRY HUDSON PARKWAY Bronx, NY 10471 (40.895273914355045, -73.90793650701306) | Con Edison | THE WINDSOR APARTMENTS | WINDSOR APARTMENTS, I | 50 17 TH ST NEW YORK, NY 10011 (40.73891274307704, -73.99459526011185) | CA244499X | 7/5/05 | (NEW)FEDERAL/EASTMOND FST-125 | 2 | 5.25 | 1999 | 2034 | DUAL FUEL | 11 to 15 years old | (NEW)HEVE-ICI DEG 54P | #6 | 49275 | 34492 | 7391 | 5174 | Yes | 2022 | Walk-Up Apartments | 11 | 213921 | 1 | 13 | 183 | 183 | 1961 |  | YES
2025040105 | 1055 JEROME AVENUE Bronx, NY 10452 (40.833182946454016, -73.92512952476201) | Con Edison | THOMPSON PROPERTY MGMT. INC. | YANKEE 167 REALTY LLC | 321 WHITE PLAINS NY 10605 (41.00987253349069, -73.7449758051892) | CA042882N | 7/5/05 | FEDERAL FST-125 | 1 | 5 | 1982 | 2017 |  | 26 to 30 years old | IND. COMB. DEG 54-P | #6 | 49275 | 34492 | 7391 | 5174 | Yes | 2014 | Elevator Apartments | 17 | 65667 | 1 | 7 | 66 | 66 | 1927
2028650103 | 54 FEATHERBED LANE Bronx, NY 10452 (40.845498818684575, -73.91637681776578) | Con Edison | TRYAX REALTY MGMT | 54 FEATHERCO, INC. | 1476 WALTON AVE BRONX, NY 10452 (40.841136727003224, -73.91477088050677) | CA136991J | 7/4/05 | FEDERAL FST-125 | 1 | 5.25 | 1991 | 2026 |  | 16 to 20 years old | HEVE MM 154 P | #4 | 49275 | 34492 | 7145 | 5001 | Yes | 2015 | Elevator Apartments | 16 | 55026 | 1 | 6 | 68 | 68 | 1927
2028780100 | 1683 DR M L KING JR BOULEVARD Bronx, NY 10453 (40.852786838341956, -73.91342678431863) | Con Edison | TRYAX REALTY MGMT | 1683 UNICO, | 222118 GREAT NECK NY 11022 (40.78753800037845, -73.72455600025916) | CA044393L | 7/6/05 | FEDERAL FST 125 | 1 | 5.25 | 1993 | 2028 |  | 16 to 20 years old | HEVE MMG-54-P | #4 | 49275 | 34492 | 7145 | 5001 | Yes | 2018 | Elevator Apartments | 16 | 57636 | 1 | 6 | 51 | 57 | 1923
2028770250 | 1630 UNDERCLIFF AVENUE Bronx, NY 10453 (40.84898405765313, -73.92205920031856) | Con Edison | TRYAX REALTY MGMT INC. | 1630 UNDERCO, INC. | 1476 WALTON AVE BRONX, NY 10452 (40.841136727003224, -73.91477088050677) | CA137091Z | 7/4/05 | FEDERAL FST-125 | 1 | 5.25 | 1991 | 2026 |  | 16 to 20 years old | HEVE MM 54 P | #6 | 49275 | 34492 | 7391 | 5174 | Yes | 2017 | Walk-Up Apartments | 16 | 61000 | 1 | 7 | 55 | 55 | 1928
2032250156 | 2304 SEDGWICK AVENUE Bronx, NY 10468 (40.862577073315215, -73.90897953080521) | Con Edison | TWO THREE NOUGHT FOUR | 2304 SEDGWICK LLC | 1920 MANHATTAN NY 10116 (40.8110019996426, -73.95309800037239) | CA173485J | 7/5/05 | BEST BOILER INC #4C-125 | 1 | 5.2 | 1985 | 2020 |  | 21 to 26 years old | IND COMB INC MM-54 | #4 | 49275 | 34492 | 7145 | 5001 | Yes | 2015 | Elevator Apartments | 14 | 68800 | 1 | 6 | 57 | 63 | 1927
2033160042 | 2707 CRESTON AVENUE Bronx, NY 10468 (40.86817013398082, -73.89437284314353) | Con Edison | VUKJANAJ,NUE | 2707 CRESTON REALTY L | 957 TALLMAN NY 10982 (41.110920999804364, -74.09982200008517) | CA082486H | 7/5/05 | FEDERAL FST 125 | 1 | 5 | 1986 | 2021 |  | 21 to 26 years old | HEVE MMG 54 P | #4 | 49275 | 34492 | 7145 | 5001 | Yes | 2016 | Elevator Apartments | 15 | 66930 | 1 | 6 | 69 | 69 | 1932
2032390031 | 2686 BAILEY AVENUE Bronx, NY 10463 (40.87123987707641, -73.90660169742681) | Con Edison | WINGATE REALTY,LLC | WINGATE REALTY LLC | 150 58th STREET NEW YORK, NY 10155 (40.761456027272516, -73.96836646308732) | CA174696Y | 7/6/05 | FEDERAL FLW 1518 (EXIST) | 1 | 4.82 | 1996 | 2031 | DUAL FUEL | 11 to 15 years old | HEVE MEG-54 P (NEW) | #6 | 49275 | 34492 | 7391 | 5174 | Yes | 2019 | Elevator Apartments | 14 | 67175 | 1 | 6 | 55 | 55 | 1960
2025770048 | 481 WALES AVENUE Bronx, NY 10455 (40.81112027134241, -73.90791143465583) | Con Edison | ZUCKERMAN RLTY | ZUCKERMAN REALTY CORP | 10 40 STREET MANHATTAN, NY 10016 (40.75190122128258, -73.98116717703665) | CA106785L | 7/6/05 | FEDERAL #FST-125 | 1 | 5.2 | 1985 | 2020 |  | 21 to 26 years old | INDUSTRIAL COMBUSTION #DE-54-P | #4 | 49275 | 34492 | 7145 | 5001 |  |  | Churches, Synagogues, etc. | 17 | 37006 | 1 | 6 | 51 | 52 | 1926
2026830100 | 1021 AVENUE ST Bronx, NY 10455 (40.813535754971156, -73.9053552520432) | Con Edison | 1021/1027 AVE ST.JOHN HDF | RAUL CASERES | 943 BRUCKNER BLVD BRONX, NY 10459 (40.81901299164123, -73.8922074583674) | CA159496Y | 7/7/05 | FEDERAL FST-150 | 1 | 6.27 | 1996 | 2031 | DUAL FUEL | 11 to 15 years old | INDUSTRIAL COMB. DEG-63 (P) | #4 | 49056 | 34339 | 7113 | 4979 | Yes | 2013 | Walk-Up Apartments | 17 | 61878 | 1 | 5 | 75 | 79 | 1925 |  | YES
2028210052 | 1561 SHERIDAN AVENUE Bronx, NY 10457 (40.84192944397796, -73.9111201535249) | Con Edison | 1561 SHERIDAN TENANTS CORP. | 1561-71 SHERIDAN TENA | 1046 Mc CLEAN AVE YONKERS, NY 10704 (40.901480913451834, -73.8626385728918) | CB163603X | 7/5/05 | FEDERAL FST-150 (NEW) | 1 | 5.02 | 2003 | 2038 | DUAL FUEL | 5 to 10 years old | ICI DEG-63P (NEW) | #4 | 49056 | 34339 | 7113 | 4979 | Yes | 2021 | Walk-Up Apartments | 16 | 74462 | 1 | 6 | 68 | 68 | 1928 |  | YES
2043170040 | 2185 BOLTON STREET Bronx, NY 10462 (40.856254677535595, -73.86868313422401) | Con Edison | 2185 INC | 2185 INC., NEW YORKCO | 5600 A BROADWAY BRONX, NY 10463 (40.87943056565291, -73.90428356958549) | CB064508N | 7/4/05 | ROCKMILLS MP - 150 (NEW) | 1 | 5 | 2008 | 2043 | DUAL FUEL | Fewer than 5 years old | ICI DEG - 63P (NEW) | #4 | 49056 | 34339 | 7113 | 4979 | Yes | 2017 | Condominiums | 13 | 70704 | 1 | 6 | 67 | 67 | 1935
2057040050 | 224 NAPLES TERRACE Bronx, NY 10463 (40.87975505800646, -73.90514393888233) | Con Edison | 224 REALITIES % STEINBERG & POKOIK MGT | CLASS OF 63 CORP. | 575 MADISON AVENUE NEW YORK, NY 10022 (40.76174997117104, -73.97270857283574) | CB101305L | 7/6/05 | BEST 5B-150 (NEW) | 1 | 5.02 | 2005 | 2040 | DUAL FUEL | 5 to 10 years old | ICI DEG-63P (NEW) | #6 | 49056 | 34339 | 7358 | 5151 | Yes | 2014 | Elevator Apartments | 11 | 122640 | 2 | 6 | 84 | 100 | 1927
2024550006 | 960 SHERIDAN AVENUE Bronx, NY 10456 (40.82861141152987, -73.91984048216516) | Con Edison | 960 MANAGEMENT CORP | 960 MANAGEMENT INC | 5057 BROADWAY MANHATTAN, NY 10034 (40.870258725456324, -73.91535599611024) | CA230798Z | 7/6/05 | FEDERAL FST-150 | 1 | 6.27 | 1998 | 2033 | DUAL FUEL | 11 to 15 years old | INDUSTRIAL COMB. DEG-63 P | #6 | 49056 | 34339 | 7358 | 5151 | Yes | 2015 | Elevator Apartments | 16 | 66162 | 1 | 6 | 60 | 60 | 1926
2058251554 | 6229 BROADWAY Bronx, NY 10471 (40.89691481288066, -73.89690112229394) | Con Edison | A & Z REALTY | 6225 BROADWAY PROPER | 144 BRONX NY 10471 (40.90199442310421, -73.9036265005625) | CA191397Z | 7/5/05 | FEDERAL FST-150 | 1 | 6.3 | 1997 | 2032 | DUAL FUEL | 11 to 15 years old | INDUSTRIAL COMB. DEG-63 P | #4 | 49056 | 34339 | 7113 | 4979 | Yes | 2015 | Elevator Apartments | 11 | 78825 | 1 | 3 | 96 | 96 | 1950
2045500012 | 2925 MATTHEWS AVENUE Bronx, NY 10467 (40.86825385903911, -73.86253458260336) | Con Edison | FARBAND HOUSING | FARBAND HOUSING CORP | 2925 MATTHEWS AVENUE N Y 10467 (40.86825385903911, -73.86253458260336) | CB139900N | 7/4/05 | FEDERAL FST-150 | 1 | 5.02 | 2000 | 2035 | DUAL FUEL | 5 to 10 years old | IND.COMB. DEG-63 P | #4 | 49056 | 34339 | 7113 | 4979 | Yes | 2020 | Elevator Apartments | 13 | 127566 | 2 | 6 | 129 | 129 | 1928 |  | YES
2057460567 | 2675 HENRY HUDSON PARKWAY Bronx, NY 10463 (40.88141850586253, -73.91750954218294) | Con Edison | HENDRICK HUDSON HOUSE % MARLBORO RLTY. | BON HOLDING CORP | 408 57 STREET NEW YORK, NY 10019 (40.76819466835104, -73.98635747032347) | CB592003K | 7/6/05 | FEDERAL FST-150 (EXSTG) | 1 | 5.02 | 2003 | 2038 | DUAL FUEL | 5 to 10 years old | INDUSTRIAL COMBUSTION DEG-63P | #6 | 49056 | 34339 | 7358 | 5151 | Yes | 2016 | Walk-Up Apartments | 11 | 92782 | 1 | 6 | 78 | 78 | 1951
2030370025 | 2115 WASHINGTON AVENUE Bronx, NY 10457 (40.85189669941017, -73.89537020923649) | Con Edison | ROSENBERG DIAMOND | 2115 WASHINGTON REALT | 1919 WILLIAMSBRIDGE ROAD BRONX, NY 10461 (40.852643053158374, -73.8532354972766) | CA260693J | 7/7/05 | FEDERAL FST-150 | 1 | 6.3 | 1993 | 2028 |  | 16 to 20 years old | ICI MM 63 (P) | #4 | 49056 | 34339 | 7113 | 4979 | Yes | 2017 | Elevator Apartments | 15 | 84300 | 1 | 6 | 73 | 75 | 1926
2033260008 | 111 MOSHOLU PARKWAY Bronx, NY 10467 (40.877407665163545, -73.88203490484794) | Con Edison | 111 EAST MOSHOLU PARKWAY CORP. | MOSHOLU PARKWAY HOLDI | 38 208 STREET BRONX, NY 10467 (40.87996723146105, -73.88255405859566) | CB141406K | 7/5/05 | FEDERAL FST - 150 (NEW) | 1 | 5 | 2006 | 2041 | DUAL FUEL | Fewer than 5 years old | ICI DEG-63P (NEW) | #4 | 49054 | 34338 | 7113 | 4979 |  |  | Elevator Apartments | 11 | 48834 | 1 | 5 | 63 | 63 | 1925
2048200042 | 3990 BRONX BOULEVARD Bronx, NY 10466 (40.8894493172968, -73.86390709786501) | Con Edison | MF REALTY LLC | 3990 BRONX BLVD LLC | 1088 YONKERS N Y 10704 (40.913443737573886, -73.85626154556493) | CB244700N | 7/5/05 | FEDERAL FLW 1822 | 1 | 6.3 | 2000 | 2035 | DUAL FUEL | 5 to 10 years old | ICI-DEG 63 P | #6 | 49000 | 34300 | 7350 | 5145 | Yes | 2020 | Elevator Apartments | 12 | 76806 | 1 | 6 | 89 | 90 | 1965
2028770211 | 1480 POPHAM AVENUE Bronx, NY 10453 (40.84773449325479, -73.92197579696936) | Con Edison | 1480 POPHAM REALTY LLC. | 1480 POPHAM REALTY, | 1919 WILLIAMSBRIDGE ROAD BRONX, NY 10461 (40.852643053158374, -73.8532354972766) | CB066605L | 7/6/05 | FEDERAL FST-150 (NEW) | 1 | 5.02 | 2005 | 2040 | DUAL FUEL | 5 to 10 years old | ICI MMG-63P | #4 | 48728 | 34110 | 7066 | 4946 | Yes | 2017 | Elevator Apartments | 16 | 60480 | 1 | 6 | 72 | 72 | 1931
2028760106 | 1720 DR M L KING JR BOULEVARD Bronx, NY 10453 (40.852786838341956, -73.91342678431863) | Con Edison | 1720 UNICO INC. | 1720 UNICO, INC. | 1476 WALTON AVE BRONX, NY 10452 (40.841136727003224, -73.91477088050677) | CA169898X | 7/5/05 | FEDERAL FST-150 | 1 | 6.23 | 1998 | 2033 | DUAL FUEL | 11 to 15 years old | I.C.I. MMG-63 P | #4 | 48728 | 34110 | 7066 | 4946 | Yes | 2016 | Elevator Apartments | 16 | 66000 | 1 | 6 | 63 | 63 | 1925
2028390041 | 108 CLARKE PLACE Bronx, NY 10452 (40.83763465983512, -73.91716747203353) | Con Edison | 1990 KATHY INC. | 2235 BATHGATE, LLC | 360 1A FIELDSTON ROAD BRONX, NY 10463 (40.88187196282087, -73.91120748054078) | CB483603R | 7/5/05 | FEDERAL FST-150 (NEW) | 1 | 5.02 | 2003 | 2038 | DUAL FUEL | 5 to 10 years old | INDUS. COMBUSTION MMG-63P (NEW) | #4 | 48728 | 34110 | 7066 | 4946 | Yes | 2019 | Warehouses | 16 | 67794 | 1 | 6 | 83 | 83 | 1926
2043520010 | 2315 BARNES AVENUE Bronx, NY 10467 (40.8599241686715, -73.86374883951785) | Con Edison | 2316 WALLACE AVENUE REALTY CORP. | 2316 WALLACE AVENUERE | 2316 WALLACE AVENUE BRONX, NY 10467 (40.859942306536134, -73.86459709406301) | CB112803K | 7/4/05 | ROCKMILLS MP-150 (NEW) | 1 | 5.02 | 2003 | 2038 | DUAL FUEL | 5 to 10 years old | INDUSTRIAL COMBUSTION MMG-63P (NEW) | #4 | 48728 | 34110 | 7066 | 4946 | Yes | 2022 | Elevator Apartments | 13 | 68750 | 2 | 3 | 60 | 60 | 1951
2030220031 | 2405 MARION AVENUE Bronx, NY 10463 (40.85921287639384, -73.89490301677017) | Con Edison | 2405 MARION CORP. | 2405 MARION CORP. | 2252 NEWBOLD AVENUE BRONX, NY 10463 (40.83356188325323, -73.84973960302143) | CB032107X | 7/6/05 | ROCKMILLS MP - 150 (EXSTG) | 1 | 5 | 2007 | 2042 | DUAL FUEL | Fewer than 5 years old | ICI MMG-63P (NEW) | #4 | 48728 | 34110 | 7066 | 4946 | Yes | 2022 | Walk-Up Apartments | 15 | 61572 | 1 | 6 | 84 | 84 | 1928
2032560144 | 2907 KINGSBRIDGE TERRACE Bronx, NY 10463 (40.87460556275195, -73.9025681403097) | Con Edison | 2899/2907 KINGSBRIDGE TERRACE | 172 AUDUBON CORP. | 305 204TH STREET BRONX, NY 10467 (40.87298098897108, -73.87851548968159) | CA132999X | 7/6/05 | FEDERAL FST-150 | 1 | 6.23 | 1999 | 2034 | DUAL FUEL | 11 to 15 years old | INDUSTRIAL COMB. MMG-63 P | #4 | 48728 | 34110 | 7066 | 4946 | Yes | 2016 | Hotels | 14 | 86500 | 1 | 6 | 79 | 79 | 1928
2033110087 | 3155 GRAND Bronx, NY 10468 (40.869693003729196, -73.89892699248668) | Con Edison | 3155 CONCOURSE ASSOC%S.W. MGMT. | 3155 CONCOURSE ASSOCI | 145 HUGUENOT STREET(SUITE503 N Y 10801 (40.91319235913511, -73.77945045104241) | CB192001X | 7/5/05 | FEDERAL FST 150 | 1 | 6.3 | 2001 | 2036 | DUAL FUEL | 5 to 10 years old | INDUSTRIAL COMB. MMG-63 P | #4 | 48728 | 34110 | 7066 | 4946 | Yes | 2021 | Elevator Apartments | 11 | 86000 | 1 | 6 | 65 | 65 | 1936
2026840057 | 672 BECK STREET Bronx, NY 10455 (40.814565760982596, -73.90187698966159) | Con Edison | 664 BECK STREET HOUSING HDFC | 664-672 BECK ST HSNG | 664 BECK STREET D-1 N Y 10455 (40.81453194647494, -73.90199901592835) | CB275600H | 7/5/05 | FEDERAL FST-150 | 1 | 6.3 | 2000 | 2035 | DUAL FUEL | 5 to 10 years old | IND. COMB. MMG-63 P | #4 | 48728 | 34110 | 7066 | 4946 |  |  | Transportation Facilities | 17 | 34200 | 1 | 5 | 41 | 41 | 1931
2043220001 | 2121 MATTHEWS AVENUE Bronx, NY 10462 (40.85443110598929, -73.86297020659177) | Con Edison | JAMES K. COLEMAN % METRO PROPERTIES | D.S.E.B. LLC | 1 RED OAK LANE WHITE PLAINS, NY 10604 (41.016878796838895, -73.71843597130328) | CB064408P | #N/A | FEDERAL FLW-1822 (EXSTG) | 1 | 6.6 | 2008 | 2043 | DUAL FUEL | Fewer than 5 years old | ICI DM - 63 (NEW) | #4 | 48728 | 34110 | 7066 | 4946 | Yes | 2022 | Elevator Apartments | 13 | 56000 | 1 | 6 | 60 | 61 | 1964
2031990038 | 2401 DAVIDSON AVENUE Bronx, NY 10468 (40.861557250024205, -73.90314633449258) | Con Edison | K2402 DAVIDSON | 2401 DAVIDSON AVENUE | 30065 BROOKLYN NY 11230 (40.62192951023877, -73.96551106018723) | CB222303L | 7/5/05 | FEDERAL FST-150 (NEW) | 1 | 6.3 | 2003 | 2038 | DUAL FUEL | 5 to 10 years old | INDUSTRIAL COMBUSTION MMG-63P (NEW) | #4 | 48728 | 34110 | 7066 | 4946 | Yes | 2019 | Elevator Apartments | 14 | 63108 | 1 | 6 | 62 | 62 | 1926
2029400072 | 819 173 STREET Bronx, NY 10460 (40.83675654542937, -73.89039887970344) | Con Edison | LANGSAM PROPERTIES | PARKVIEW APARTMENTS, | 3154 ALBANY CRESCENT BRONX, NY 10463 (40.87958311461891, -73.90191629101832) | CA182098Y | 7/6/05 | FEDERAL FST-150 | 1 | 6.23 | 1998 | 2033 | DUAL FUEL | 11 to 15 years old | INDUSTRIAL COMB. MMG-63 (P) | #4 | 48728 | 34110 | 7066 | 4946 | Yes | 2020 | Elevator Apartments | 15 | 76800 | 1 | 6 | 71 | 78 | 1931
2031690009 | 2078 MORRIS AVENUE Bronx, NY 10453 (40.85368664468268, -73.9050751917326) | Con Edison | LEMLE REALTY CORP. | LEMLE REALTY CORP | 5925 BROADWAY BRONX, NY 10463 (40.888406443876256, -73.899128719106) | CB164808P | 7/7/05 | FEDERAL FST - 150 (NEW) | 1 | 5 | 2008 | 2043 | DUAL FUEL | Fewer than 5 years old | ICI MMG - 63P (NEW) | #4 | 48728 | 34110 | 7066 | 4946 | Yes | 2019 | Elevator Apartments | 14 | 59400 | 2 | 5 | 72 | 72 | 1926
2029400001 | 1660 CROTONA PARK Bronx, NY 10460 (40.83697177366841, -73.89037524619589) | Con Edison | PARKVIEW APARTMENT | PARKVIEW APARTMENTS, | 3154 ALBANY CRESCENT BRONX, NY 10463 (40.87958311461891, -73.90191629101832) | CB096503L | 7/5/05 | FEDERAL-FST 150 (NEW) | 1 | 6.3 | 2003 | 2038 | DUAL FUEL | 5 to 10 years old | IC-MMG-63 (NEW) | #4 | 48728 | 34110 | 7066 | 4946 | Yes | 2020 | Factory & Industrial Buildings | 15 | 75978 | 1 | 6 | 67 | 67 | 1926
2025290063 | 1261 MERRIAM AVENUE Bronx, NY 10452 (40.8398105996238, -73.92643667645447) | Con Edison | THE MERRIAM TOWER LLC | THE MERRIAM TOWER LLC | 199 LEE AVENUE BROOKLYN, NY 11211 (40.70196753163612, -73.95570905231308) | CB137708K | #N/A | FEDERAL FST - 150 (NEW) | 1 | 5 | 2008 | 2043 | DUAL FUEL | Fewer than 5 years old | ICI MMG - 63P (NEW) | #4 | 48728 | 34110 | 7066 | 4946 | Yes | 2019 | Elevator Apartments | 16 | 72727 | 1 | 6 | 78 | 78 | 1930
2033430126 | 3320 RESERVOIR OVAL Bronx, NY 10467 (40.87700018345689, -73.87604777133227) | Con Edison | 3320 RESERVOIR REALTY, LLC | 3320 RESERVOIR REALTY | 9 YONKERS NY 10704 (40.91191394192638, -73.85467822516753) | CA020999J | 7/6/05 | NATIONAL AC 6015 | 1 | 6.3 | 1999 | 2034 | DUAL FUEL | 11 to 15 years old | ICI DEG 54 (P) | #4 | 48728 | 34109 | 7065 | 4946 | Yes | 2013 | Walk-Up Apartments | 11 | 75821 | 1 | 6 | 73 | 73 | 1959
2040080030 | 1186 180 STREET Bronx, NY 10460 (40.841033153504036, -73.8733624424885) | Con Edison | LANGSAM PROP,C/O 1186 EAST 180. | 1186 REALTY LLC | 040211 BROOKLYN NY 11204 (40.619055848049015, -73.98479859887618) | CA202097H | 7/5/05 | FEDERAL FST 150 | 1 | 6.23 | 1997 | 2032 | DUAL FUEL | 11 to 15 years old | INDUSTRIAL COMB. MMG-63 P | #4 | 48728 | 34109 | 7065 | 4946 | Yes | 2018 | Elevator Apartments | 15 | 71417 | 2 | 6 | 70 | 84 | 1928
2038940011 | 1420 NOBLE AVENUE Bronx, NY 10472 (40.8349046967499, -73.87092705438477) | Con Edison | 1420 NOBLE LLC | 1420 NOBLE LLC | 1920 NEW YORK, NY 10116 (40.8110019996426, -73.95309800037239) | CA208899R | 7/6/05 | FEDERAL FST 150 | 1 | 6.2 | 1999 | 2034 | DUAL FUEL | 11 to 15 years old | ICI MMG 63 (P) | #4 | 48725 | 34108 | 7065 | 4946 | Yes | 2014 | Walk-Up Apartments | 18 | 74100 | 1 | 6 | 79 | 79 | 1930
2029470014 | 1910 ARTHUR AVENUE Bronx, NY 10457 (40.845320693620764, -73.89343479623507) | Con Edison | TRIPLE FIVE HOLDING, LLC | VOCATIONAL INSTRUCTIO | 1910 ARTHUR AVENUE BRONX, NY 10457 (40.845320693620764, -73.89343479623507) | CA341668M | 7/5/05 | FEDERAL PLW113 | 1 | 4.6 | 1968 | 2010 |  | 41 - 45 years old | HEVEOIL AM6CF | #4 | 48180 | 33726 | 6986 | 4890 | Yes | 2017 | Elevator Apartments | 15 | 65181 | 1 | 9 | 0 | 8 | 1928
2033230001 | 3224 GRAND Bronx, NY 10458 (40.86260132868841, -73.88479001504714) | Con Edison | 187 CONCOURSE ASSOCIATES | PICKWICK ARMS, | 7 11 WHITE PLAINS, NY 10601 (41.032852406113705, -73.76540666728386) | CA490270L | 7/5/05 | ROCKMILLS MP-125 | 1 | 4.18 | 1970 | 2010 |  | 36 - 40 year old | IRON FIREMAN AO 4-6-3 | #6 | 48180 | 33726 | 7227 | 5059 | Yes | 2013 | Elevator Apartments | 11 | 147400 | 1 | 5 | 112 | 117 | 1923
2040080034 | 1185 LEBANON STREET Bronx, NY 10460 (40.84044386790658, -73.87378637561923) | Con Edison | 1185 LERANON LTD PARTNERSHIP | 1185 LEBANON ST. LLC | 507 186 ST NEW YORK, NY 10033 (40.85143591538309, -73.92924152824264) | CA283091Y | 7/5/05 | ROCKMILLS MP 125 | 1 | 5.25 | 1991 | 2026 |  | 16 to 20 years old | ICI DEG-54 P | #6 | 48034 | 33624 | 7205 | 5044 | Yes | 2018 | Elevator Apartments | 15 | 73000 | 1 | 6 | 75 | 82 | 1928
2032670056 | 3123 BAILEY AVENUE Bronx, NY 10463 (40.87809180226751, -73.90239117405007) | Con Edison | 3123 BAILEY AVENUE,INC. | 3123 BAILEY AVE OWNER | 3123 BAILEY AVE N Y 10463 (40.87809180226751, -73.90239117405007) | CB101402L | 7/4/05 | FEDERAL FLW-1518 | 1 | 5.53 | 2002 | 2037 | DUAL FUEL | 5 to 10 years old | NEW HEVE( I.C.) DEG-54 S | #6 | 47961 | 33573 | 7194 | 5036 |  |  | Walk-Up Apartments | 14 | 43645 | 1 | 6 | 53 | 53 | 1964
2032560156 | 2865 KINGSBRIDGE TERRACE Bronx, NY 10463 (40.87415136082897, -73.9027259420624) | Con Edison | KINGSBRIDGE ARMS, INC.% TOTAL RLTY ASSOC. | KINGSBRIDGE ARMS INC. | 733 YONKERS AVE YONKERS, NY 10704 (40.92365098316586, -73.86577167165724) | CB474703J | 7/6/05 | FEDERAL FLR-1822 (EXSTG) | 2 | 6.64 | 2003 | 2038 | DUAL FUEL | 5 to 10 years old | NEW HEVE (I.C.) DEG-63S | #6 | 47925 | 33548 | 7189 | 5032 | Yes | 2016 | Loft Buildings | 14 | 111300 | 1 | 9 | 106 | 106 | 1965 |  | YES
2032870031 | 2670 BAINBRIDGE AVENUE Bronx, NY 10458 (40.865494989354204, -73.89142443739622) | Con Edison | BON CHANCE ASSOC. LLC | 2670 ASSOCIATES LLC | 3200 CRUGER AVE SUITE #203 N Y 10467 (40.871464594371155, -73.86611756820807) | CB248001P | 7/6/05 | FEDERAL FST 150 | 1 | 6.3 | 2001 | 2036 | DUAL FUEL | 5 to 10 years old | ICI MMG-63 P | #4 | 47825 | 33478 | 6935 | 4854 | Yes | 2017 | Elevator Apartments | 15 | 81315 | 1 | 6 | 70 | 70 | 1959
2031120003 | 803 182 STREET Bronx, NY 10460 (40.84880999131803, -73.88392841038208) | Con Edison | ROSA HERNANDEZ | 803-805 E 182 ST H F | 803 182 STREET BRONX, NY 10460 (40.84880999131803, -73.88392841038208) | CA093388H | 7/4/05 | FEDERAL FST 100 | 1 | 4.2 | 1988 | 2023 |  | 21 to 26 years old | INDUSTRIAL COMBUSTION DE-42-P | #6 | 47797 | 33458 | 7170 | 5019 |  |  | Elevator Apartments | 15 | 35715 | 1 | 5 | 44 | 44 | 1931
2042470057 | 2015 SAINT PAUL AVENUE Bronx, NY 10461 (40.85254726976069, -73.82879385866468) | Con Edison | METRO MANAGEMENT | KENT BENTLEY APARTMEN | 42 25 21st STREET N Y 11101 (40.74570244980828, -73.93866902925225) | CB193201L | 7/6/05 | EASTMOND/FEDERAL FST-100 | 1 | 4.2 | 2001 | 2036 | DUAL FUEL | 5 to 10 years old | HEVE (I.C.) DEG-42 P | #6 | 47797 | 33458 | 7170 | 5019 | Yes | 2017 | Elevator Apartments | 13 | 58600 | 1 | 6 | 66 | 66 | 1964 |  | YES
2031820008 | 2256 WALTON AVENUE Bronx, NY 10453 (40.85759282840846, -73.90322837904579) | Con Edison | 2256 WALTON AVENUE CORP. | HG 2256 WALTON CORP | 1325 CASTLE HILL AVE BRONX, NY 10462 (40.835149781325846, -73.8520142998785) | CA340287Y | 7/6/05 | FEDERAL FST 100 | 1 | 4.2 | 1987 | 2022 |  | 21 to 26 years old | ICI DEG 42 P | #6 | 47796 | 33457 | 7169 | 5019 |  |  | Elevator Apartments | 14 | 37056 | 1 | 5 | 43 | 43 | 1926
2028690070 | 1878 HARRISON AVENUE Bronx, NY 10453 (40.85197617990073, -73.91231203880226) | Con Edison | GILL MAINTENANCE | GILL MAINTENANCE CORP | 2388 VALENTINE AVENUE BRONX, NY 10458 (40.85914397853013, -73.89716920364363) | CA071479X | 7/5/05 | ROCKMILLS MP100 | 1 | 4.1 | 1979 | 2014 |  | 31 to 35 years old | INDS COMB INC DEG 42 | #6 | 47796 | 33457 | 7169 | 5019 | Yes | 2019 | Office Buildings | 14 | 60000 | 1 | 6 | 60 | 60 | 1925
2033930044 | 4385 VIREO AVENUE Bronx, NY 10470 (40.90116529362607, -73.86281671690816) | Con Edison | SCHUR MANAGEMENT | MCDONAGH, PHILOMENA | 2432 GRAND BRONX, NY 10458 (40.86253386765235, -73.90340966529654) | CA403589P | 7/6/05 | FEDERAL FST 125 | 1 | 4.95 | 1989 | 2024 |  | 21 to 26 years old | ICI DEG 54 P | #6 | 47632 | 33342 | 7145 | 5001 | Yes | 2013 | Elevator Apartments | 11 | 51408 | 1 | 6 | 65 | 65 | 1953
2032630058 | 130 VAN CORTLANDT AVENUE Bronx, NY 10463 (40.8842668540794, -73.89357028346919) | Con Edison | ESTATE OF ARTHUR GAINES | MZL VC PARK, LLC | 130 VAN CORTLANDT AVENUE BRONX, NY 10463 (40.8842668540794, -73.89357028346919) | CA224773L | 7/5/05 | FEDERAL FLW 1033 | 1 | 3.1 | 1973 | 2010 |  | 36 - 40 year old | ACE S35 DPGH | #4 | 47450 | 33215 | 6880 | 4816 |  |  | Walk-Up Apartments | 11 | 37320 | 1 | 7 | 46 | 46 | 1966
2044390001 | 785 MACE AVENUE Bronx, NY 10467 (40.86318289306281, -73.8641452140259) | Con Edison | LULGJURAJ, MARK (OWNER) | 785 MACE AVE REALTY | 785 MACE AVENUE BRONX, NY 10467 (40.86318289306281, -73.8641452140259) | CA296982K | 7/5/05 | ROCKMILLS MP4-78 | 1 | 3.14 | 1982 | 2017 |  | 26 to 30 years old | ICI ME-34P | #6 | 47450 | 33215 | 7118 | 4982 |  |  | Walk-Up Apartments | 13 | 49770 | 1 | 6 | 48 | 48 | 1931
2024810028 | 1265 WALTON AVENUE Bronx, NY 10452 (40.83646212936341, -73.91843701059139) | Con Edison | RALPH LANGSAM ASSOCIATES INC. | 1265 REALTY ASSOCIATE | 1601 BRONXDALE AVENUE BRONX, NY 10462 (40.84351657306597, -73.85691921749257) | CA502170J | 7/6/05 | ROCKMILLS MP-125 | 1 | 4.2 | 1970 | 2010 |  | 36 - 40 year old | HEV-E OIL AM6E | #6 | 47450 | 33215 | 7118 | 4982 | Yes | 2021 | Elevator Apartments | 16 | 71850 | 1 | 5 | 68 | 68 | 1926
2043100046 | 2130 WILLIAMSBRIDGE ROAD Bronx, NY 10461 (40.85592188619178, -73.85557844390894) | Con Edison | 2130 WILLIAMSBRIDGE CORP. | 2130 WILLIAMSBRIDGECO | 2130 WILLIAM BRIDGE ROAD BRONX, NY 10461 (40.846960590359004, -73.840632836736) | CA005388P | 7/7/05 | FEDERAL FST 125 | 1 | 5.3 | 1988 | 2023 |  | 21 to 26 years old | IC DEG. 54P | #4 | 46720 | 32704 | 6774 | 4742 | Yes | 2020 | Office Buildings | 13 | 66000 | 1 | 6 | 68 | 71 | 1963
2033470043 | 3279 HULL AVENUE Bronx, NY 10467 (40.87626139999491, -73.87489751014634) | Con Edison | 3279 HULL AVE. HDFC C/O VERITAS PROP. MGMT LLC | 3279 HULLAVE HSING DE | 180 80TH STREET NEW YORK, NY 10024 (40.78367079966, -73.97751099800468) | CA085595K | 7/5/05 | FEDERAL FST-80 | 1 | 3.08 | 1995 | 2030 | DUAL FUEL | 11 to 15 years old | IND.COMB. MMG-34-S | #4 | 46720 | 32704 | 6774 | 4742 |  |  | Elevator Apartments | 11 | 44950 | 1 | 5 | 51 | 51 | 1924
2058640516 | 6555 BROADWAY Bronx, NY 10471 (40.907061953945885, -73.89657271447605) | Con Edison | 6555 REALTY COMPANY | 6555 REALTY LLC | 2207 CONEY ISLAND AVENUE BROOKLYN, NY 11223 (40.60328584975498, -73.96145921904193) | CA415489X | 7/6/05 | FEDERAL FST 125 | 1 | 5.32 | 1989 | 2024 |  | 21 to 26 years old | ICI ME 54P | #6 | 46720 | 32704 | 7008 | 4906 | Yes | 2014 | Condominiums | 11 | 62570 | 1 | 6 | 73 | 73 | 1961
2044300028 | 2455 CRUGER AVENUE Bronx, NY 10467 (40.86285847268429, -73.86645597396297) | Con Edison | XHAVID BERISHA | BERISHA, ALI | 2224 LODOVICK AVE BRONX, NY 10469 (40.85779251142607, -73.83718600004013) | CA000188H | 7/7/05 | FEDERAL #FST 125 | 1 | 5.3 | 1988 | 2023 |  | 21 to 26 years old | I.C. DEG 54P | #4 | 46720 | 32704 | 6774 | 4742 | Yes | 2020 | Elevator Apartments | 13 | 66368 | 1 | 6 | 54 | 54 | 1928
2032810077 | 400 MOSHOLU PARKWAY Bronx, NY 10458 (40.868895670965664, -73.88160130445566) | Con Edison | 400 MOSHOLU PARKWAY ASSOC. | 400 MOSHOLU PARKWAY A | 141 50 85 ROAD BRIARWOOD, NY 11435 (40.70119264912154, -73.80979665579099) | CA282994K | 7/5/05 | ROCKMILLS MP-150 SL | 1 | 5.95 | 1994 | 2029 |  | 16 to 20 years old | (ICI) ME-63 (S) | #6 | 46500 | 32550 | 6975 | 4882 | Yes | 2021 | Elevator Apartments | 11 | 88440 | 1 | 6 | 78 | 82 | 1925
2044260017 | 2440 OLINVILLE AVENUE Bronx, NY 10467 (40.86213754651548, -73.86843904349027) | Con Edison | LANGSAM PROPECTY SERVICE | OLINVILLE REALTY . | 1920 NEW YORK, NY 10116 (40.8110019996426, -73.95309800037239) | CA244472X | 7/5/05 | FEDERAL FLR1518 | 1 | 4.43 | 1972 | 2010 |  | 36 - 40 year old | S.T. JOHNSON A55-150 | #6 | 46282 | 32397 | 6942 | 4860 | Yes | 2016 | Condominiums | 13 | 95700 | 1 | 11 | 83 | 83 | 1965 |  | YES
2028590092 | 11 172 STREET Bronx, NY 10452 (40.84225744991803, -73.91596869523833) | Con Edison | 1700 DEVELOPMENT CORP. | NORTH RIM LLC |  | CA046182K | 7/7/05 | ROCKMILLS MP4-133 | 1 | 5 | 1982 | 2017 |  | 26 to 30 years old | ICI DEG-54P | #6 | 46000 | 32200 | 6900 | 4830 | Yes | 2019 | Educational Structures | 16 | 63000 | 1 | 6 | 66 | 66 | 1940
2028080087 | 2021 GRAND Bronx, NY 10453 (40.853686430301444, -73.90974568215528) | Con Edison | GARA REALTY CO. | GARA REALTY COMPANY, | 2432 GRAND BRONX, NY 10458 (40.86253386765235, -73.90340966529654) | CA435484P | 7/6/05 | ROCKMILLS MP 125 | 1 | 5.09 | 1984 | 2019 |  | 26 to 30 years old | IND. COMB. DEG 54 (P) | #6 | 45990 | 32193 | 6898 | 4829 | Yes | 2018 | Condominiums | 14 | 59292 | 1 | 9 | 0 | 6 | 1927
2038710030 | 1690 174 STREET Bronx, NY 10472 (40.834445304250046, -73.87223718114949) | Con Edison | PRINCETON EQUITIES,LLC | PRINCETON EQUITIES | 300462 BROOKLYN NY 11230 (40.62192951023877, -73.96551106018723) | CA025198M | 7/5/05 | FEDERAL/EASTMOND FST-125 | 1 | 19.87 | 1998 | 2033 | DUAL FUEL | 11 to 15 years old | INDUSTRIAL COMB. DEG-54 P | #6 | 45900 | 32130 | 6885 | 4820 | Yes | 2021 | Elevator Apartments | 18 | 85068 | 1 | 12 | 95 | 95 | 1964
2028010013 | 1860 GRAND Bronx, NY 10457 (40.84579837129786, -73.89832418681175) | Con Edison | AUDOBON EQUITIES LTD | AUDOBON EQUITIES LTD | 2388 VALENTINE AVENUE BRONX, NY 10458 (40.85914397853013, -73.89716920364363) | CA255983L | 7/5/05 | ROCKMILLS MP100 | 1 | 4.2 | 1983 | 2018 | DUAL FUEL | 26 to 30 years old | ICI DEG 42 P | #6 | 45845 | 32092 | 6877 | 4814 | Yes | 2021 | Elevator Apartments | 14 | 61560 | 1 | 6 | 52 | 52 | 1953
2033430060 | 3288 RESERVOIR OVAL Bronx, NY 10467 (40.876374280118114, -73.8767731199572) | Con Edison | MORINA MANAGEMENT CORP. | MORINA ASSOCIATES LLC | 3288 RESERVOIR OVAL BRONX, NY 10467 (40.876374280118114, -73.8767731199572) | CA300086L | 7/6/05 | FEDERAL FST-150 | 1 | 6.27 | 1986 | 2021 |  | 21 to 26 years old | I.C.I. MMG-63 | #4 | 45786 | 32050 | 6639 | 4647 | Yes | 2013 | Elevator Apartments | 11 | 106350 | 1 | 7 | 92 | 92 | 1963
2041320026 | 1819 WILLIAMSBRIDGE ROAD Bronx, NY 10461 (40.850686148799106, -73.85171027262002) | Con Edison | PLAZA APTS INC. | PLAZA APTS INC | 1819 WILLIAMSBRIDGE ROAD N Y 10461 (40.850686148799106, -73.85171027262002) | CB229801K | 7/6/05 | (EXISTING)FEDERAL-FLW 1822 | 1 | 6.65 | 2001 | 2036 | DUAL FUEL | 5 to 10 years old | ICI MMG-63 P | #4 | 45728 | 32010 | 6631 | 4641 | Yes | 2022 | Elevator Apartments | 13 | 72715 | 1 | 6 | 60 | 65 | 1962
2032200010 | 2518 WEBB AVENUE Bronx, NY 10468 (40.86626620765689, -73.90409041950521) | Con Edison | KELLER PROPERTIES, LLC | 2518/2520 WEBB LLC | 733 YONKERS AVE YONKERS, NY 10704 (40.92365098316586, -73.86577167165724) | CA108497X | 7/5/05 | ROCKMILLS MP-125 | 1 | 4.95 | 1997 | 2032 | DUAL FUEL | 11 to 15 years old | I.C. DEG-54 P | #6 | 45625 | 31937 | 6844 | 4791 | Yes | 2020 | Elevator Apartments | 14 | 78000 | 1 | 5 | 69 | 69 | 1924
2058911601 | 6300 RIVERDALE AVENUE Bronx, NY 10471 (40.91242294528097, -73.90256922857672) | Con Edison | 6300 RIVERDALE/ROBERT E. HILL, INC. | 6300 RIVERDALE OWNERS | 180 80 STREET NEW YORK, NY 10024 (40.78367079966, -73.97751099800468) | CA152888L | 7/5/05 | FEDERAL FST 150 | 1 | 6.3 | 1988 | 2023 |  | 21 to 26 years old | ICI MM 63 P | #4 | 45569 | 31898 | 6608 | 4625 | Yes | 2021 | Walk-Up Apartments | 11 | 80000 | 1 | 6 | 64 | 64 | 1962 |  | YES
2031530009 | 2488 GRAND Bronx, NY 10458 (40.86423028216195, -73.9021543918905) | Con Edison | 2488 REALTY CORP. | WAGNER ASSOCIATES LLC | 1430 BROADWAY NEW YORK, NY 10018 (40.7539853802881, -73.9869780025237) | CA213695L | 7/5/05 | FEDERAL FST-150 | 1 | 5.81 | 1995 | 2030 | DUAL FUEL | 11 to 15 years old | I.C. DEG-63P | #6 | 45443 | 31810 | 6816 | 4772 | Yes | 2013 | Elevator Apartments | 15 | 97832 | 1 | 4 | 0 | 73 | 1937
2033040030 | 2700 GRAND Bronx, NY 10458 (40.86260132868841, -73.88479001504714) | Con Edison | 2700 GRAND CONCOURSE LLC | 2700 GC LLC | 5676 RIVERDALE AVE BRONX, NY 10471 (40.90603192863733, -73.90429477417916) | CB096606H | 7/4/05 | FEDERAL FST-150 (EXSTING) | 1 | 5 | 2006 | 2041 | DUAL FUEL | Fewer than 5 years old | ICI DEG-63P (NEW) | #4 | 45443 | 31810 | 6589 | 4612 | Yes | 2014 | Loft Buildings | 15 | 93000 | 1 | 6 | 66 | 66 | 1929
2057320924 | 2700 HENRY HUDSON PARKWAY Bronx, NY 10463 (40.88156614374553, -73.91667920599336) | Con Edison | 2700 MANAGEMENT CO. LLC | 2700 MANAGEMENT CO. | 748120 REGO PARK NY 11374 (40.72646491702238, -73.86148084756303) | CB130208X | 7/4/05 | FEDERAL FST - 150 (NEW) | 1 | 5 | 2008 | 2043 | DUAL FUEL | Fewer than 5 years old | ICI DEG - 63P (NEW) | #6 | 45443 | 31810 | 6816 | 4772 | Yes | 2022 | Elevator Apartments | 11 | 108955 | 1 | 6 | 78 | 78 | 1955
2057260673 | 2750 JOHNSON AVENUE Bronx, NY 10463 (40.87960321809112, -73.9124115607985) | Con Edison | 2750 JOHNSON OWNERS CORP. | FRANCIS, MAXIME | 2736 INDEPENDENCE AVE RIVERDALE, NY 10463 (40.882258954549314, -73.91765023386792) | CB809505L | 7/4/05 | FEDERAL FST-150 (NEW) | 1 | 5.02 | 2005 | 2040 | DUAL FUEL | 5 to 10 years old | ICI DEG-63P (NEW) | #6 | 45443 | 31810 | 6816 | 4772 | Yes | 2016 | Elevator Apartments | 11 | 93060 | 1 | 6 | 78 | 78 | 1964 |  | YES
2033980097 | 4295 WEBSTER AVENUE Bronx, NY 10470 (40.898939297048074, -73.86222775410599) | Con Edison | 4295 WEBSTER AVE OWNERS | 4295 WEBSTER AVE OWNE | 733 YONKERS AVENUE YONKERS, NY 10704 (40.92365098316586, -73.86577167165724) | CA177296Z | 7/7/05 | FEDERAL FST-150 | 1 | 5.81 | 1996 | 2031 | DUAL FUEL | 11 to 15 years old | I.C.I. DEG-63P | #6 | 45443 | 31810 | 6816 | 4772 | Yes | 2018 | Elevator Apartments | 11 | 57840 | 1 | 7 | 80 | 80 | 1957 |  | YES
2027630248 | 710 HUNTS POINT AVENUE Bronx, NY 10474 (40.814779728658266, -73.88596225914068) | Con Edison | 710 HUNTS POINT HOLDING CORP. | 710 HUNTS POINT EQUIT | 1 SIDNEY PLACE BROOKLYN, NY 11201 (40.69298462973126, -73.99415599954382) | CA004796J | 7/6/05 | BEST 4C150 | 1 | 5.81 | 1996 | 2031 | DUAL FUEL | 11 to 15 years old | INDUSTRIAL COMBUSTION DEG-63P | #6 | 45443 | 31810 | 6816 | 4772 |  |  | Elevator Apartments | 17 | 45600 | 1 | 6 | 42 | 42 | 1929
2044340001 | 735 MACE AVENUE Bronx, NY 10467 (40.86321505269107, -73.86609086958974) | Con Edison | 735 REALTY COMPANY LLC | 735 REALTY CO., | 825 233 STREET N Y 10466 (40.89221310483329, -73.85355883486339) | CB235200R | 7/5/05 | FEDERAL FST 150 | 1 | 6.3 | 2000 | 2035 | DUAL FUEL | 5 to 10 years old | ICI DEG 63 P | #6 | 45443 | 31810 | 6816 | 4772 | Yes | 2014 | Walk-Up Apartments | 13 | 103866 | 1 | 6 | 93 | 98 | 1929
2043210021 | 2180 WALLACE AVENUE Bronx, NY 10462 (40.85597897194494, -73.8647229712747) | Con Edison | AQUISITION AMERICA III LLC | ACQUISITION AMERICA I | 347 5 AVENUE NEW YORK, NY 10016 (40.74821954900994, -73.9846663506232) | CB104907N | 7/6/05 | FEDERAL FST - 150 (EXSTG) | 1 | 5 | 2007 | 2042 | DUAL FUEL | Fewer than 5 years old | ICI DEG - 63P (NEW) | #6 | 45443 | 31810 | 6816 | 4772 | Yes | 2021 | Elevator Apartments | 13 | 75288 | 1 | 6 | 68 | 68 | 1929
2042870040 | 2125 CRUGER AVENUE Bronx, NY 10462 (40.854057884918625, -73.86674790307353) | Con Edison | CRUGER REALTY LLC | PARKASH 2125 LLC | 172 14 89th AVE N Y 11432-4634 (40.7099750001463, -73.7886319999667) | CB216200R | 7/5/05 | FEDERAL FST-150 | 1 | 6.3 | 2000 | 2035 | DUAL FUEL | 5 to 10 years old | ICI DEG-63 P | #6 | 45443 | 31810 | 6816 | 4772 | Yes | 2017 | Elevator Apartments | 13 | 77928 | 1 | 6 | 73 | 73 | 1931
2037140030 | 1070 ELDER AVENUE Bronx, NY 10472 (40.82538676199588, -73.87840563802754) | Con Edison | ELDER 1070 LLC | ELDER 1070 LLC | 2304 NOSTRAND AVE BROOKLYN, NY 11210 (40.62856671210955, -73.94724894340749) | CB239402P | 7/4/05 | FEDERAL-FST 150 (NEW) | 1 | 5.02 | 2002 | 2037 | DUAL FUEL | 5 to 10 years old | ICI-DEG-63P (NEW) | #6 | 45443 | 31810 | 6816 | 4772 | Yes | 2014 | Elevator Apartments | 18 | 65064 | 1 | 6 | 75 | 78 | 1927
2045500021 | 2964 WILLIAMSBRIDGE ROAD Bronx, NY 10467 (40.86892441379062, -73.86314778235189) | Con Edison | ENS REALTY CORP. | ENS REALTY CORP | 2566 HONE AVENUE BRONX, NY 10467 (40.86465246941258, -73.85772747069936) | CB197007H | 7/4/05 | FEDERAL FST - 150 (NEW) | 1 | 5 | 2007 | 2042 | DUAL FUEL | Fewer than 5 years old | ICI DEG - 63P (NEW) | #6 | 45443 | 31810 | 6816 | 4772 | Yes | 2020 | Elevator Apartments | 12 | 79200 | 1 | 6 | 53 | 53 | 1927
2032030026 | 30 190 STREET Bronx, NY 10468 (40.863315282816494, -73.89921915276875) | Con Edison | GRAND WEST 190 LLC | GRAND WEST 190 LLC | 190361 BROOKLYN NY 11219 (40.63277295540763, -73.99667681118586) | CB538303M | 7/6/05 | FEDERAL FST-150 (NEW) | 1 | 5.02 | 2003 | 2038 | DUAL FUEL | 5 to 10 years old | ICI DEG-63P (NEW) | #6 | 45443 | 31810 | 6816 | 4772 | Yes | 2013 | Elevator Apartments | 14 | 93180 | 1 | 6 | 85 | 85 | 1936
2026230180 | 620 TRINITY AVENUE Bronx, NY 10455 (40.814940546635604, -73.90944281040568) | Con Edison | HAZY REALTY CORP. % LANGSAM PROP. | HAZY REALTY CORP | 1601 BRONXDALE AVENUE BRONX, NY 10462 (40.84351657306597, -73.85691921749257) | CB539303L | 7/6/05 | FEDERAL FST 150 (NEW) | 1 | 5.02 | 2003 | 2038 | DUAL FUEL | 5 to 10 years old | INDUSTRIAL COMBUSTION DEG-63P (NEW) | #6 | 45443 | 31810 | 6816 | 4772 | Yes | 2013 | Elevator Apartments | 17 | 76620 | 1 | 6 | 103 | 103 | 1937
2032590014 | 2820 BAILEY AVENUE Bronx, NY 10463 (40.873777196519704, -73.90525017457784) | Con Edison | MILLBROOK PROPERTIES%RUCAN PROP | RUCON PROPERTIES LLC | 42 BAYVIEW AVE N Y 11030 (40.79780656602863, -73.70157287346156) | CB155902L | 7/7/05 | FEDERAL FST-150 | 1 | 6.3 | 2002 | 2037 | DUAL FUEL | 5 to 10 years old | INDUSTRIAL COMB DEG-63 P | #6 | 45443 | 31810 | 6816 | 4772 | Yes | 2019 | Office Buildings | 14 | 101136 | 1 | 6 | 102 | 105 | 1927
2033190064 | 5 MINERVA PLACE Bronx, NY 10468 (40.871559942333846, -73.89101206677107) | Con Edison | MINERVA PLACE REALTY LLC | MINERVA PLACE REALTY, | 449 BROOKLYN NY 11230 (40.62192951023877, -73.96551106018723) | CB226103L | 7/4/05 | ROCKMILLS MP-150 (EXSTG) | 1 | 5.02 | 2003 | 2038 | DUAL FUEL | 5 to 10 years old | INDUSTRIAL COMBUSTION DEG-63P (NEW) | #6 | 45443 | 31810 | 6816 | 4772 | Yes | 2019 | Elevator Apartments | 15 | 82500 | 1 | 6 | 76 | 78 | 1928
2031560141 | 210 181 STREET Bronx, NY 10457 (40.85442707075494, -73.90116982838663) | Con Edison | ORIN MGMT CORP. | 210 ASSOCIATES, | 1168 QUEENS NY 11354 (40.76862022064671, -73.82719028070687) | CA140699Y | 7/6/05 | FEDERAL FST-150 | 1 | 5.81 | 1999 | 2034 | DUAL FUEL | 11 to 15 years old | INDUSTRIAL COMB. DEG-63 P | #6 | 45443 | 31810 | 6816 | 4772 | Yes | 2016 | Walk-Up Apartments | 14 | 82550 | 1 | 6 | 75 | 78 | 1955
2031630030 | 2255 GRAND Bronx, NY 10453 (40.858509318022875, -73.90605376618186) | Con Edison | PRIME REALTY SERVICES | 2255 CONCOURSE LLC | 1920 NEW YORK, NY 10016 (40.745242969987146, -73.97823298586354) | CA253295Z | 7/6/05 | ROCKMILLS MP150 | 1 | 5.81 | 1995 | 2030 | DUAL FUEL | 11 to 15 years old | INDUSTRIAL COMB. DEG-63 (P) | #6 | 45443 | 31810 | 6816 | 4772 | Yes | 2013 | Elevator Apartments | 14 | 81450 | 1 | 6 | 68 | 79 | 1936
2033430042 | 277 207 STREET Bronx, NY 10467 (40.875594017012375, -73.87714300816465) | Con Edison | SNG BUILDING ASSOCIATES | 277 EASTCO, LLC | 222 GRAT NECK NY 10022-2118 (40.76085200001995, -73.96708100038768) | CB201403L | 7/6/05 | ROCKMILLS-MP-150 | 1 | 6.3 | 2003 | 2038 | DUAL FUEL | 5 to 10 years old | INDUSTRIAL COMBUSTION-DEG-63P | #6 | 45443 | 31810 | 6816 | 4772 | Yes | 2013 | Elevator Apartments | 11 | 75000 | 1 | 8 | 68 | 68 | 1959
2022650035 | 530 138 STREET Bronx, NY 10454 (40.80720690159525, -73.91847173011261) | Con Edison | SOBCO SHARP LLC | SOBRO SHARP II LLC | 513 MIDWOOD STA BROOKLYN, NY 11230 (40.66057360743874, -73.94362550407162) | CB184507R | 7/6/05 | FEDERAL FST - 150 (NEW) | 1 | 5 | 2007 | 2042 | DUAL FUEL | Fewer than 5 years old | ICI DEG - 63P (NEW) | #6 | 45443 | 31810 | 6816 | 4772 |  |  | Warehouses | 8 | 20976 | 1 | 6 | 40 | 42 | 1906
2057540090 | 225 232 STREET Bronx, NY 10463 (40.88038240122977, -73.90433315088163) | Con Edison | TALOS REALTY LLC | 225 LLC | 5600A BROADWAY BRONX, NY 10463 (40.87943056565291, -73.90428356958549) | CA254298Z | 7/7/05 | ROCKMILLS MP-150 | 1 | 5.81 | 1998 | 2033 | DUAL FUEL | 11 to 15 years old | INDUSTRIAL COMB. DEG-63 P | #4 | 45443 | 31810 | 6589 | 4612 | Yes | 2014 | Elevator Apartments | 11 | 87510 | 1 | 6 | 96 | 96 | 1929
2031620017 | 150 182 STREET Bronx, NY 10453 (40.85634937552346, -73.9017142433641) | Con Edison | TEANDA REALTY COMPANY | BEKS LLC | 3200 CRUGER AVE BRONX, NY 10467 (40.871464594371155, -73.86611756820807) | CA241997P | 7/5/05 | FEDERAL FST-150 | 1 | 5.81 | 1997 | 2032 | DUAL FUEL | 11 to 15 years old | INDUSTRIAL COMB. DEG. 63 P | #6 | 45443 | 31810 | 6816 | 4772 | Yes | 2022 | Elevator Apartments | 14 | 77034 | 1 | 6 | 77 | 77 | 1928
2033110120 | 200 205 STREET Bronx, NY 10458 (40.87497895858016, -73.88399722822037) | Con Edison | TRIANGLE REALTY | TRIANGLE REALTY VILMA | 30 GLENN STREET WHITE PLAINS, NY 10603 (41.05048286012806, -73.77165332904838) | CA231297P | 7/5/05 | FEDERAL FST-150 | 1 | 5.81 | 1997 | 2032 | DUAL FUEL | 11 to 15 years old | INDUSTRIAL COMB. (DEG-63 P | #6 | 45443 | 31810 | 6816 | 4772 | Yes | 2021 | Elevator Apartments | 11 | 81070 | 1 | 6 | 61 | 61 | 1941
2032190232 | 153 155 FATHER ZEISER PLACE Bronx, NY 10468 (40.869693003729196, -73.89892699248668) | Con Edison | ZEISER RLTY. LLC % EXCLUSIVE RLTY. CORP. | SEIDEN REALTY ASSOCIA | 126 FORDHAM ROAD BRONX, NY 10468 (40.862316510499234, -73.89822504308013) | CB141706P | 7/5/05 | FEDERAL FST - 150 (NEW) | 1 | 5 | 2006 | 2041 | DUAL FUEL | Fewer than 5 years old | ICI DEG - 63P (NEW) | #6 | 45443 | 31810 | 6816 | 4772 | Yes | 2019 | Elevator Apartments | 14 | 130130 | 2 | 5 | 152 | 152 | 1924
2043190001 | 2140 CRUGER AVENUE Bronx, NY 10462 (40.85454058731556, -73.86666455319997) | Con Edison | 2140 CRUGER ASSOCIATES | 2140 CRUGER ASSOCIATE | 145 HUGUENOT STREET NEW ROCHELLE, NY 10801 (40.91319235913511, -73.77945045104241) | CA322592L | 7/5/05 | FEDERAL FST-150 | 1 | 5.81 | 1992 | 2027 |  | 16 to 20 years old | ICI MEG-63 (P) | #6 | 45442 | 31810 | 6816 | 4771 | Yes | 2019 | Elevator Apartments | 13 | 88810 | 1 | 6 | 81 | 89 | 1930
2032600005 | 2860 BAILEY AVENUE Bronx, NY 10463 (40.87474371461658, -73.9046139989921) | Con Edison | PARKWAY APTS.OWNERS | PARKWAY APT OWNERS CO | 850 BRONX RIVER ROAD YONKERS, NY 10708 (40.92713623295677, -73.84319071815916) | CA020685R | 7/7/05 | ROCKMILLS MP-125 | 1 | 4.4 | 1985 | 2020 |  | 21 to 26 years old | IND COMB INC DEG-54(P) | #6 | 45400 | 31780 | 6810 | 4767 | Yes | 2020 | Condominiums | 14 | 77760 | 1 | 6 | 78 | 78 | 1955 |  | YES
2042740064 | 1960 WILLIAMSBRIDGE ROAD Bronx, NY 10461 (40.85345341608006, -73.85378168747059) | Con Edison | 1960 WILLIAMSBRIDGE RD CO. | 1960 WILLIAMSBRIDGE R | 207 CANAL STREET MANHATTAN, NY 10013 (40.71724807539124, -73.99887603297134) | CA101394L | 7/6/05 | FEDERAL FST-125 | 1 | 4.34 | 1994 | 2029 |  | 16 to 20 years old | IND. COMB. MMG-42 (P) | #4 | 45260 | 31682 | 6563 | 4594 | Yes | 2014 | Walk-Up Apartments | 13 | 71500 | 1 | 6 | 60 | 62 | 1961
2033140057 | 2685 GRAND Bronx, NY 10468 (40.86765918750898, -73.89962680138765) | Con Edison | 2685 LLC. | 2685 LLC | 5600 A BROADWAY BRONX, NY 10463 (40.87943056565291, -73.90428356958549) | CA249682R | 7/5/05 | ROCKMILLS MP-125 | 1 | 4.3 | 1982 | 2017 |  | 26 to 30 years old | HEV-E-OIL IND COMB INC DEG-54(P) | #6 | 45260 | 31682 | 6789 | 4752 | Yes | 2014 | Walk-Up Apartments | 15 | 73794 | 1 | 6 | 65 | 65 | 1924
2032630001 | 3804 BAILEY AVENUE Bronx, NY 10463 (40.884101261824306, -73.89782970392784) | Con Edison | SUNFLOWER PROPERTY CORP. | SUNFLOWER PROPERTY CO | 3804 BAILEY AVENUE BRONX, NY 10463 (40.884101261824306, -73.89782970392784) | CA004778X | 7/4/05 | ROCKMILLS MP-125 | 1 | 4.3 | 1978 | 2013 |  | 31 to 35 years old | ICI AM6CM | #4 | 45260 | 31682 | 6563 | 4594 | Yes | 2013 | Walk-Up Apartments | 11 | 61000 | 1 | 5 | 64 | 64 | 1925
2032500001 | 165 197 STREET Bronx, NY 10468 (40.869780856195746, -73.8921485628345) | Con Edison | WEST 197 ST REALTY CORP. | PARKASH 197 LLC | 172 14 JAMAICA, NY 11432 (40.71311535449007, -73.79282099978928) | CA004386R | 7/5/05 | BEST BOILER CO 4B-110 | 1 | 4.3 | 1986 | 2021 |  | 21 to 26 years old | IND COMB INC MM-54(P) | #4 | 45260 | 31682 | 6563 | 4594 | Yes | 2020 | Elevator Apartments | 14 | 87000 | 1 | 6 | 69 | 69 | 1928
2032850019 | 2976 MARION AVENUE Bronx, NY 10458 (40.86957583509121, -73.8832641023848) | Con Edison | PRIME REALTY SERVICE LLC. | 2976 MARION, LLC | ONE DEPOT PLAZA MANARONECK, NY 10543 (40.95254916072626, -73.73735242036123) | CA076892M | 7/6/05 | FEDERAL FST-100 | 1 | 4.07 | 1992 | 2027 |  | 16 to 20 years old | HEVE DEG-42 (P) | #6 | 45169 | 31618 | 6775 | 4743 | Yes | 2015 | Elevator Apartments | 11 | 67930 | 1 | 6 | 62 | 62 | 1950
2037140054 | 1025 BOYNTON AVENUE Bronx, NY 10472 (40.824520957213494, -73.87730183903072) | Con Edison | 1025 BOYNTON AVE LLC | 1025 BOYNTON AVENUERE | 1274X 49 STREET BROOKLYN, NY 11219 (40.635345584477456, -73.99272455499542) | CA390687Z | 7/6/05 | ROCKMILLS MP 100 | 1 | 4.2 | 1987 | 2022 |  | 21 to 26 years old | ICI DEG 42 P | #6 | 45000 | 31500 | 6750 | 4725 | Yes | 2014 | Walk-Up Apartments | 18 | 61500 | 1 | 6 | 61 | 61 | 1931
2054090041 | 1130 STADIUM AVENUE Bronx, NY 10465 (40.83645640493978, -73.8176289498344) | Con Edison | 1110/1130 STADIUM OWNERS CORP. | 1110 1130 STADIUM OWN | 166 MONTAGUE STREET BROOKLYN, NY 11201 (40.69426897571554, -73.9924875252791) | CA255991L | 7/5/05 | ROCKMILLS MP100 | 1 | 4.2 | 1991 | 2026 |  | 16 to 20 years old | ICI-MEG 42P | #6 | 45000 | 31500 | 6750 | 4725 | Yes | 2019 | Elevator Apartments | 13 | 136913 | 2 | 6 | 130 | 130 | 1963 |  | YES
2027830047 | 1363 FINDLAY AVENUE Bronx, NY 10456 (40.83683910767393, -73.90981537579984) | Con Edison | 1363 FINDLAY REALTY CO. | 1363 FINDLAY HOLDING | 189012 BROOKLYN NY 11218 (40.64322700851966, -73.9764486221062) | CA409990Z | 7/5/05 | FEDERAL FST 100 | 1 | 4.2 | 1990 | 2025 |  | 16 to 20 years old | ICI DEG 42P | #6 | 45000 | 31500 | 6750 | 4725 |  |  | Walk-Up Apartments | 16 | 47166 | 1 | 6 | 59 | 59 | 1930
2028440043 | 1466 TOWNSEND AVENUE Bronx, NY 10452 (40.84129725601559, -73.91573386685118) | Con Edison | 1466 HOLDING LTD. | FINKELSTEIN, NACHUM/T | 16 FAR ROCKWAY, NY 11690 (40.60307899979608, -73.75071599974353) | CA091582M | 7/7/05 | ROCKMILLS MP4-133 | 1 | 4.9 | 1982 | 2017 |  | 26 to 30 years old | ICI DEG 54 P | #6 | 45000 | 31500 | 6750 | 4725 | Yes | 2014 | Loft Buildings | 14 | 56818 | 1 | 6 | 60 | 60 | 1940
2028490070 | 1727 WALTON AVENUE Bronx, NY 10453 (40.84648333425119, -73.91104917332953) | Con Edison | 1727-19 LLC | 1715 WALTON AVENUE PR | 280 204 STREET BRONX, NY 10467 (40.873601449685054, -73.87917954564591) | CA410284J | 7/7/05 | ROCKMILLS MP 100 | 1 | 4.2 | 1984 | 2019 |  | 26 to 30 years old | ICI DEG 42 | #6 | 45000 | 31500 | 6750 | 4725 |  |  | Elevator Apartments | 14 | 45310 | 1 | 5 | 56 | 56 | 1925
2051070003 | 4769 WHITE PLAINS ROAD Bronx, NY 10470 (40.905195810038336, -73.84957211829096) | Con Edison | 1769 WHITE PLANS ROAD /MILBROOK PROP. | PARKASH 4769 | 172 14 89TH AVE JAMAICA, NY 11432 (40.71311535449007, -73.79282099978928) | CA221589H | 7/6/05 | ROCKMILLS MP100 | 1 | 4.07 | 1989 | 2024 |  | 21 to 26 years old | ICI DEG42P | #6 | 45000 | 31500 | 6750 | 4725 | Yes | 2017 | Elevator Apartments | 11 | 55304 | 1 | 6 | 62 | 65 | 1965
2028140086 | 317 178 STREET Bronx, NY 10457 (40.84992213723581, -73.90194545731524) | Con Edison | 178 ST REALTY CORP. | 178TH ST REALTY CORP. | 1679 WHITE PLAINS NY 10602 (41.02768599970915, -73.77355800000169) | CA207087R | 7/6/05 | FEDERAL FST 100 | 1 | 4.2 | 1987 | 2022 |  | 21 to 26 years old | ICI DEG 42 P | #6 | 45000 | 31500 | 6750 | 4725 | Yes | 2014 | Condominiums | 14 | 72000 | 1 | 6 | 66 | 66 | 1924
2028010001 | 1840 GRAND Bronx, NY 10457 (40.84579837129786, -73.89832418681175) | Con Edison | 1840 CONCURSE ASSOC. | 1840 CONCOURSE ASSOCI |  | CA167387P | 7/6/05 | ROCKMILLS MP 100 | 1 | 4.2 | 1987 | 2022 |  | 21 to 26 years old | ICI DEG 42 P | #6 | 45000 | 31500 | 6750 | 4725 | Yes | 2021 | Elevator Apartments | 14 | 66000 | 1 | 6 | 57 | 59 | 1927
2031620001 | 2150 CRESTON AVENUE Bronx, NY 10453 (40.85480415119836, -73.90286595271313) | Con Edison | 2150 LLC. | 2150 LLC | 190051 BROOKLYN NY 11219 (40.63277295540763, -73.99667681118586) | CA409484X | 7/7/05 | ROCKMILLS MP100 | 1 | 4.2 | 1984 | 2019 |  | 26 to 30 years old | ICI - DEG42P | #6 | 45000 | 31500 | 6750 | 4725 | Yes | 2022 | Walk-Up Apartments | 14 | 60714 | 1 | 6 | 54 | 61 | 1937
2024550059 | 204 165 STREET Bronx, NY 10456 (40.830253977529374, -73.9188005145808) | Con Edison | 218-204 E 165 ST RLTY CORP | 218-204 E. 165 REALTY | 1713 BRONX NY 10451 (40.82069640711353, -73.92384136798472) | CA209987L | 7/6/05 | ROCKMILLS MP 125 SS | 1 | 5 | 1987 | 2022 |  | 21 to 26 years old | ICI DEG 54 P | #6 | 45000 | 31500 | 6750 | 4725 |  |  | Walk-Up Apartments | 16 | 24840 | 1 | 6 | 26 | 31 | 1926
2033200044 | 222 BEDFORD PARK BOULEVARD Bronx, NY 10458 (40.871406814895074, -73.887200050116) | Con Edison | 222 BEDFORD PARK ASSOC. | 222 BEDFORD PARK ASSO | 145 HUGUENOT STREET NEWW ROCHELLE, NY 10801 (40.91319235913511, -73.77945045104241) | CA307586J | 7/5/05 | ROCKMILLS MP 125 | 1 | 5 | 1986 | 2021 |  | 21 to 26 years old | ICI DEG 54P | #6 | 45000 | 31500 | 6750 | 4725 | Yes | 2020 | Elevator Apartments | 11 | 71250 | 1 | 6 | 63 | 63 | 1939
2030220010 | 2390 TIEBOUT AVENUE Bronx, NY 10458 (40.858967156236744, -73.89609401169945) | Con Edison | 2390 TIEBOUT% ANNAL MGMT. C | ANNAL MANAGEMENT CO | 1325 CASTLE HILL AVENUE BRONX, NY 10462 (40.835149781325846, -73.8520142998785) | CA297382L | 7/5/05 | FEDERAL FST 125 | 1 | 5 | 1982 | 2017 |  | 26 to 30 years old | ICI DEG 54 P | #6 | 45000 | 31500 | 6750 | 4725 | Yes | 2022 | Walk-Up Apartments | 15 | 56448 | 1 | 6 | 57 | 57 | 1937
2032870109 | 2641 MARION AVENUE Bronx, NY 10458 (40.8645227745662, -73.89093470151442) | Con Edison | 2641 REALTY CO. LLC. | LAYLA ASSOCIATES LLC | 825 233 STREET BRONX, NY 10466 (40.89221310483329, -73.85355883486339) | CA071181N | 7/6/05 | ROCKMILLS MP 4-133 | 1 | 4.2 | 1981 | 2016 |  | 26 to 30 years old | ICI DEG-54 (P) | #6 | 45000 | 31500 | 6750 | 4725 | Yes | 2017 | Elevator Apartments | 15 | 63000 | 1 | 6 | 55 | 55 | 1937
2045700032 | 3039 WALLACE AVENUE Bronx, NY 10467 (40.87002215003168, -73.86435083083563) | Con Edison | 3039 REALTY CORP | NDG MANAGEMENT CO., I | 776 MACE AVENUE BRONX, NY 10467 (40.86313372341383, -73.86444291616591) | CA356486N | 7/5/05 | ROCKMILLS MP 125 | 1 | 5 | 1986 | 2021 |  | 21 to 26 years old | I.C.I. DEG 54P | #6 | 45000 | 31500 | 6750 | 4725 | Yes | 2020 | Walk-Up Apartments | 12 | 52980 | 1 | 6 | 60 | 60 | 1929
2024770011 | 1020 GERARD AVENUE Bronx, NY 10452 (40.83089476338914, -73.92291958862215) | Con Edison | 3092 REALTY CORP. | PINE TOP CORP. | 3092 HULL AVE BRONX, NY 10467 (40.872182149815785, -73.87850567572308) | CA479887Y | 7/7/05 | FEDERAL FST 90 | 1 | 3.7 | 1987 | 2022 |  | 21 to 26 years old | ICI MM 42 P | #4 | 45000 | 31500 | 6525 | 4568 |  |  | Elevator Apartments | 17 | 46523 | 1 | 6 | 52 | 52 | 1927
2033480054 | 3351 HULL AVENUE Bronx, NY 10467 (40.877313847296904, -73.87410871900094) | Con Edison | 3349 HULL AVE. REALTY CO. | 3349 HULL AVE REALTYC | 825 233 STREET BRONX, NY 10466 (40.89221310483329, -73.85355883486339) | CA396572X | 7/7/05 | ROCKMILLS MP100 | 1 | 4.2 | 1972 | 2010 |  | 36 - 40 year old | ICI AM6CM | #4 | 45000 | 31500 | 6525 | 4568 | Yes | 2018 | Elevator Apartments | 11 | 54375 | 1 | 5 | 62 | 62 | 1930
2033270067 | 3424 DEKALB AVENUE Bronx, NY 10467 (40.88068630394666, -73.88219731898633) | Con Edison | 3424 DEKALB ASSOC. LLC. | 3424 DEKALB ASSOCIATE | 617 188TH STREET BRONX, NY 10458 (40.85616451251135, -73.88619474619041) | CA019885N | 7/7/05 | ROCKMILLS MP4-133 | 1 | 5 | 1985 | 2020 |  | 21 to 26 years old | ICI DEG 54P | #6 | 45000 | 31500 | 6750 | 4725 | Yes | 2017 | Elevator Apartments | 11 | 65000 | 1 | 5 | 65 | 66 | 1926
2033240019 | 3425 GATES PLACE Bronx, NY 10467 (40.882326846628466, -73.88432666261465) | Con Edison | 3425 GATES ASSOCIATES | 3425 GATES ASSOCIATES | 3425 GATES PLACE BRONX, NY 10467 (40.882326846628466, -73.88432666261465) | CA345388X | 7/5/05 | ROCKMILLS MP 125 | 1 | 4.96 | 1988 | 2023 |  | 21 to 26 years old | ICI DEG 54 P | #6 | 45000 | 31500 | 6750 | 4725 | Yes | 2014 | Elevator Apartments | 11 | 68500 | 1 | 6 | 62 | 62 | 1931
2028400018 | 38 MARCY PLACE Bronx, NY 10452 (40.838598299217026, -73.91769244319575) | Con Edison | 38-40 MARCY PLACE | FORTY-MARCY LTD. |  | CA517885P | 7/5/05 | FEDERAL FST 100 | 1 | 4.2 | 1985 | 2020 |  | 21 to 26 years old | ICI DEG 42 P | #6 | 45000 | 31500 | 6750 | 4725 |  |  | Elevator Apartments | 14 | 46505 | 1 | 5 | 56 | 56 | 1924
2057960107 | 525 236 STREET Bronx, NY 10463 (40.88650839945145, -73.90749518700619) | Con Edison | 525 WEST OWNERS CO. | 525 WEST OWNERS CORP | 1981 MARCUS AVE LAKE SUCCESS, NY 11042 (40.757798505692335, -73.69440156673153) | CA346788J | 7/6/05 | FEDERAL FST 100 | 1 | 4.2 | 1988 | 2023 |  | 21 to 26 years old | ICI DEG 42P | #6 | 45000 | 31500 | 6750 | 4725 | Yes | 2016 | Elevator Apartments | 11 | 68728 | 1 | 6 | 57 | 57 | 1956 |  | YES
2024780018 | 1098 GERARD AVENUE Bronx, NY 10452 (40.83278544776965, -73.92180174447243) | Con Edison | 6 FL MANAGEMENT INC. | IVORY HOLDING CORP | 185 SHERMAN AVENUE MANHATTAN, NY 10034 (40.8650215897717, -73.92200661192761) | CA377686K | 7/5/05 | ROCKMILLS MP 125 | 1 | 4.96 | 1986 | 2021 |  | 21 to 26 years old | I.C.I. DEG 54 P | #6 | 45000 | 31500 | 6750 | 4725 | Yes | 2018 | Walk-Up Apartments | 16 | 55000 | 1 | 5 | 60 | 60 | 1925
2048330028 | 655 230 STREET Bronx, NY 10466 (40.891806515803665, -73.85990904696524) | Con Edison | 655 E.230 ASOC LLC | 655 E. 230 ASSOCIATES | 145 HUQUENOT STREET NEW ROCHELLE, NY 10801 (40.91319235913511, -73.77945045104241) | CA269290X | 7/7/05 | ROCKMILLS MP100 | 1 | 4.2 | 1990 | 2025 |  | 16 to 20 years old | ICI DEG 42P | #6 | 45000 | 31500 | 6750 | 4725 | Yes | 2013 | Office Buildings | 12 | 51180 | 1 | 6 | 54 | 54 | 1940
2037380010 | 1126 EVERGREEN AVENUE Bronx, NY 10472 (40.82653238628678, -73.88056010600334) | Con Edison | A.F. & G. REALTY CORP. | A F & G REALTY ASSOC | 1775 BROADWAY MANHATTAN, NY 10019 (40.766316065397184, -73.98188404443792) | CA071081X | 7/7/05 | FEDERAL FST 125 | 1 | 4.8 | 1981 | 2016 |  | 26 to 30 years old | ICI DEG 54 P | #6 | 45000 | 31500 | 6750 | 4725 | Yes | 2018 | Elevator Apartments | 18 | 50700 | 1 | 6 | 60 | 60 | 1928
2032480006 | 2690 DR M L KING JR BOULEVARD Bronx, NY 10468 (40.869693003729196, -73.89892699248668) | Con Edison | ALCAP ASSETS INC.C/OALEARDO CEPPI | ALCAP ASSETS INC | 2685 UNIVERSITY AVE BRONX, NY 10468 (40.868386306475436, -73.90104372711725) | CA042086M | 7/5/05 | FEDERAL FST 150 | 1 | 5.95 | 1986 | 2021 |  | 21 to 26 years old | ICI DEG 63P | #6 | 45000 | 31500 | 6750 | 4725 | Yes | 2018 | Elevator Apartments | 14 | 58800 | 1 | 6 | 62 | 69 | 1924
2033430212 | 234 GUN HILL ROAD Bronx, NY 10467 (40.88015694099743, -73.87662339878437) | Con Edison | ALGIL HOLDING CO., LLC | MONTEHILL LLC | 825 233 STREET BRONX, NY 10466 (40.89221310483329, -73.85355883486339) | CA156688P | 7/4/05 | ROCKMILLS MP 100 | 1 | 4.2 | 1988 | 2023 |  | 21 to 26 years old | ICI DEG 42 P | #6 | 45000 | 31500 | 6750 | 4725 | Yes | 2013 | Walk-Up Apartments | 11 | 59000 | 1 | 5 | 54 | 59 | 1924
2033350193 | 3182 ROCHAMBEAU AVENUE Bronx, NY 10467 (40.8757347622487, -73.88051162655985) | Con Edison | ALGIL REALTY CO. | 3182 ROCHAMBEAU AVE L | 825 233 STREET BRONX, NY 10466 (40.89221310483329, -73.85355883486339) | CA310984M | 7/6/05 | ROCKMILLS MP100 | 1 | 4.2 | 1984 | 2019 |  | 26 to 30 years old | ICI DEG42P | #6 | 45000 | 31500 | 6750 | 4725 | Yes | 2015 | Walk-Up Apartments | 11 | 70000 | 1 | 5 | 66 | 66 | 1926
2032900042 | 2805 POND PLACE Bronx, NY 10458 (40.86740820378494, -73.88831310459099) | Con Edison | ANNAL MANAGEMENT | POND PLACE PROPERTIES | 1325 CASTLE HILL AVENUE BRONX, NY 10462 (40.835149781325846, -73.8520142998785) | CA132981H | 7/7/05 | FITZGIBBONS DM 151 | 1 | 4.1 | 1981 | 2016 |  | 26 to 30 years old | ICI DEG 545 | #6 | 45000 | 31500 | 6750 | 4725 | Yes | 2020 | Office Buildings | 15 | 66660 | 1 | 6 | 61 | 61 | 1954
2032080001 | 79 182 STREET Bronx, NY 10453 (40.85686499183711, -73.90309021455388) | Con Edison | AQUEDUCT REALTY CORP | AQUEDUCT REALTY LLC | 300791 BROOKLYN NY 11230 (40.62192951023877, -73.96551106018723) | CA237686X | 7/5/05 | ROCKMILLS MP100 | 1 | 4.2 | 1986 | 2021 |  | 21 to 26 years old | ICI DEG 42 P | #6 | 45000 | 31500 | 6750 | 4725 | Yes | 2018 | Walk-Up Apartments | 14 | 57500 | 1 | 5 | 56 | 56 | 1924
2025060138 | 1325 EDWARD L GRANT HIGHWAY Bronx, NY 10452 (40.839536521981046, -73.92145511508244) | Con Edison | ATM PROPERTIES MILBROOKS PROP | ATM PROPERTIES, LLC | 42 BAYVIEW AVENUE MANHASSET, NY 11033 (40.79780656602863, -73.70157287346156) | CA244289H | 7/6/05 | ROCKMILLS MP125 | 1 | 5.25 | 1989 | 2024 |  | 21 to 26 years old | ICI DEG54P | #6 | 45000 | 31500 | 6750 | 4725 | Yes | 2016 | Elevator Apartments | 16 | 63692 | 1 | 6 | 57 | 57 | 1930
2032560200 | 3009 KINGSBRIDGE TERRACE Bronx, NY 10463 (40.875968721268336, -73.90196900911032) | Con Edison | BB & BBMANAGEMENT CORP. | 3009 REALTY LLC | 1624 WEBSTER AVENUE BRONX, NY 10457 (40.84184033491622, -73.90412994919767) | CA149473M | 7/7/05 | ROCKMILLS MP 100 | 1 | 4.2 | 1973 | 2010 |  | 36 - 40 year old | HEV E OIL DE 42S | #6 | 45000 | 31500 | 6750 | 4725 | Yes | 2016 | Elevator Apartments | 14 | 63100 | 1 | 6 | 55 | 58 | 1931
2028410063 | 1375 GRAND Bronx, NY 10452 (40.83772426336412, -73.9233322114124) | Con Edison | BB&BB MGMT CORP. | CIN MED HOLDING CORP | 1624 WEBSTER AVENUE BRONX, NY 10457 (40.84184033491622, -73.90412994919767) | CA254790K | 7/7/05 | ROCKMILLS MP100 | 1 | 4.07 | 1990 | 2025 |  | 16 to 20 years old | ICI DEG42P | #6 | 45000 | 31500 | 6750 | 4725 |  |  | Office Buildings | 14 | 46605 | 1 | 5 | 57 | 57 | 1923
2028000019 | 1815 MONROE AVENUE Bronx, NY 10457 (40.84706056122619, -73.90650878258487) | Con Edison | BRAU-GILL EQUITIES CORP. | BRAU-GILL EQUITIES LT | 2388 VALENTINE AVENUE BRONX, NY 10458 (40.85914397853013, -73.89716920364363) | CA157480K | 7/6/05 | ROCKMILLS MP 4133 | 1 | 4.96 | 1980 | 2015 |  | 26 to 30 years old | IND COMB DEG-54(P) | #6 | 45000 | 31500 | 6750 | 4725 | Yes | 2020 | Elevator Apartments | 14 | 63600 | 1 | 6 | 67 | 67 | 1936
2045940040 | 3225 OLINVILLE AVENUE Bronx, NY 10467 (40.87256062117715, -73.8682550825884) | Con Edison | DANJOE REALTY CORP. | 3225 HOLDINGS LLC | 3062 BAINBRIDGE AVENUE BRONX, NY 10467 (40.873348382089866, -73.87978512178402) | CA308086H | 7/5/05 | FEDERAL FST 125 | 1 | 5 | 1986 | 2021 |  | 21 to 26 years old | ICI - DEG 54P | #6 | 45000 | 31500 | 6750 | 4725 | Yes | 2014 | Elevator Apartments | 11 | 50748 | 1 | 6 | 55 | 55 | 1931
2032490001 | 95 195 STREET Bronx, NY 10468 (40.87001256962193, -73.89954711490233) | Con Edison | DIPLOMACY REALTY LLC | DIPLOMACY REALTY LLC | 2207 CONEY ISLAND AVENUE BROOKLYN, NY 11223 (40.60328584975498, -73.96145921904193) | CA120289N | 7/5/05 | ROCKMILLS MP125 | 1 | 4.96 | 1989 | 2024 |  | 21 to 26 years old | ICI DEG 54P | #6 | 45000 | 31500 | 6750 | 4725 | Yes | 2019 | Walk-Up Apartments | 14 | 77550 | 1 | 6 | 61 | 61 | 1941
2028400047 | 105 CLARKE PLACE Bronx, NY 10452 (40.83760448235349, -73.91693207142924) | Con Edison | EAST CLARKE REALTY CORP | 105 EAST CLARK ASSOCI |  | CA024588N | 7/4/05 | FEDERAL FST 125 | 1 | 4.96 | 1988 | 2023 |  | 21 to 26 years old | ICI DEG 54 | #6 | 45000 | 31500 | 6750 | 4725 | Yes | 2020 | Condominiums | 14 | 65040 | 1 | 6 | 67 | 68 | 1927
2032930113 | 261 KINGSBRIDGE ROAD Bronx, NY 10458 (40.86447836198977, -73.89417695272687) | Con Edison | ENF. 7/14/92 | 6763 HELAN, INC. | 2855 GRAND BRONX, NY 10468 (40.86785065240455, -73.89951166617763) | CA103986Y | 7/5/05 | ROCKMILLS MP 125 | 1 | 5 | 1986 | 2021 |  | 21 to 26 years old | ICI DEG 54P | #6 | 45000 | 31500 | 6750 | 4725 | Yes | 2013 | Loft Buildings | 15 | 66780 | 1 | 6 | 67 | 67 | 1953
2024780052 | 1083 WALTON AVENUE Bronx, NY 10452 (40.831713948529014, -73.92148050501729) | Con Edison | FINK REALTY CORP. | FINK RLTY CORP | 900016 FAR ROCKAWAY, NY 11691 (40.600614338480966, -73.76256777468302) | CA051188H | 7/7/05 | FEDERAL FST 100 | 1 | 4.2 | 1988 | 2023 |  | 21 to 26 years old | ICI DEG 42 P | #4 | 45000 | 31500 | 6525 | 4568 | Yes | 2018 | Walk-Up Apartments | 16 | 55000 | 1 | 5 | 62 | 62 | 1925
2043100001 | 1144 PELHAM PARKWAY Bronx, NY 10461 (40.85696527546964, -73.85570114973517) | Con Edison | G.N.G.BUILDING ASSOCIATES LLC | 1144 PELHAM PARKWAY L | 2736 INDEPENDENCE AVE RIVERDALE, NY 10463 (40.882258954549314, -73.91765023386792) | CA344988P | 7/5/05 | ROCKMILLS MP 125 | 1 | 4.96 | 1988 | 2023 |  | 21 to 26 years old | ICI DEG 54 P | #6 | 45000 | 31500 | 6750 | 4725 | Yes | 2020 | Walk-Up Apartments | 13 | 75000 | 1 | 6 | 62 | 62 | 1959
2028140001 | 307 3115 EAST TREMONT AVENUE Bronx, NY 10457 (40.84579837129786, -73.89832418681175) | Con Edison | GE 307 TREMONT LLCC/O IDK MGMT.CORP. | TIMAC REALTY LLC | 850 BRONX RIVER ROAD YONKERS, NY 10708 (40.92713623295677, -73.84319071815916) | CA410290X | 7/7/05 | FEDERAL FST 100 | 1 | 4.07 | 1990 | 2025 |  | 16 to 20 years old | ICI DEG 42P | #4 | 45000 | 31500 | 6525 | 4568 | Yes | 2014 | Elevator Apartments | 14 | 61000 | 1 | 6 | 60 | 65 | 1925
2024820030 | 751 GERARD AVENUE Bronx, NY 10451 (40.82443164387644, -73.92678839022975) | Con Edison | GEDILA REALTY CORP | 751 GERARD REALTY LLC | 2855 GRAND BRONX, NY 10468 (40.86785065240455, -73.89951166617763) | CA025286M | 7/4/05 | ROCKMILLS MP125 | 1 | 5 | 1986 | 2021 |  | 21 to 26 years old | ICI DEG 54P | #6 | 45000 | 31500 | 6750 | 4725 | Yes | 2022 | Office Buildings | 17 | 102499 | 1 | 6 | 84 | 93 | 1928
2057870130 | 3200 NETHERLAND AVENUE Bronx, NY 10463 (40.883820162050846, -73.91156192702633) | Con Edison | GOODMAN MANAGEMENT CO. | DIAMOND MARTIN | 2736 INDEPENDENCE AVENUE BRONX, NY 10463 (40.882258954549314, -73.91765023386792) | CA022283N | 7/5/05 | FEDERAL FST 125 | 1 | 5.04 | 1983 | 2018 |  | 26 to 30 years old | ST JOHNSON FD68CAHM150 | #6 | 45000 | 31500 | 6750 | 4725 | Yes | 2017 | Elevator Apartments | 11 | 88470 | 1 | 6 | 80 | 80 | 1957 |  | YES
2024630021 | 1153 GRAND Bronx, NY 10452 (40.83772426336412, -73.9233322114124) | Con Edison | HELBOR REALTY CORP | HELBOR REALTY CORP | 191024 BROOKLYN NY 11219 (40.63277295540763, -73.99667681118586) | CA177182K | 7/5/05 | ROCKMILLS MP 100 | 1 | 3.8 | 1982 | 2017 |  | 26 to 30 years old | ICI DEG 42P | #6 | 45000 | 31500 | 6750 | 4725 | Yes | 2013 | Elevator Apartments | 16 | 59300 | 1 | 6 | 52 | 54 | 1922
2033350118 | 3191 ROCHAMBEAU AVENUE Bronx, NY 10467 (40.87612531403914, -73.88064714784828) | Con Edison | J M J REALTY CO. | 3191 ROCHAMBEAU ASSOC | 825 233 STREET BRONX, NY 10466 (40.89221310483329, -73.85355883486339) | CA172189K | 7/6/05 | ROCKMILLS MP-125 | 1 | 4.96 | 1989 | 2024 |  | 21 to 26 years old | ICI DEG 54 P | #6 | 45000 | 31500 | 6750 | 4725 | Yes | 2015 | Elevator Apartments | 11 | 75610 | 1 | 6 | 60 | 60 | 1927
2042880030 | 2120 CRUGER AVENUE Bronx, NY 10462 (40.853742518351126, -73.86668219491891) | Con Edison | J.R.C. RLTY/CHARLES PODPIRKA | DUB REALTY LLC | 740058 REGO PARK NY 11374 (40.72646491702238, -73.86148084756303) | CA394288J | 7/5/05 | ROCKMILLS MP-100 | 1 | 4.2 | 1988 | 2023 |  | 21 to 26 years old | ICI MMG-42P | #4 | 45000 | 31500 | 6525 | 4568 | Yes | 2018 | Elevator Apartments | 13 | 65418 | 1 | 6 | 65 | 65 | 1939
2038940001 | 1403 ROSEDALE AVENUE Bronx, NY 10472 (40.83487351591091, -73.8700129871718) | Con Edison | JERRY GLICK ROSEDALE ASSOC.LLC. | ROSEDALE ASSOCIATES L | 875 219th ST BRONX, NY 10467 (40.882009316212354, -73.85779656383482) | CA061786R | 7/5/05 | ROCKMILLS MP 125 | 1 | 5 | 1986 | 2021 |  | 21 to 26 years old | ICI DEG 54 P | #6 | 45000 | 31500 | 6750 | 4725 |  |  | Elevator Apartments | 18 | 48288 | 1 | 6 | 52 | 58 | 1927
2039270011 | 1585 WHITE PLAINS ROAD Bronx, NY 10462 (40.840454706454985, -73.86418470936492) | Con Edison | JOMIKE REALTY CO LLC | PARKASH 1585 LLC | 172 14 89 AVENUE JAMAICA, NY 11432 (40.71311535449007, -73.79282099978928) | CA410384R | 7/7/05 | ROCKMILLS MP100 | 1 | 4.2 | 1984 | 2019 |  | 26 to 30 years old | ICI DEG 42P | #6 | 45000 | 31500 | 6750 | 4725 | Yes | 2017 | Factory & Industrial Buildings | 18 | 63750 | 1 | 6 | 60 | 60 | 1927
2031440045 | 2162 VALENTINE AVENUE Bronx, NY 10457 (40.85431063664554, -73.89918194238595) | Con Edison | L S L SERVICES INC. | L.S.L. SERVICES, INC. | 559 189TH STREET MANHATTAN, NY 10040 (40.853860649538326, -73.9289340156895) | CA160083Y | 7/5/05 | ROCKMILLS MP4-133 | 1 | 5 | 1983 | 2018 |  | 26 to 30 years old | ICI DEG 54P | #6 | 45000 | 31500 | 6750 | 4725 | Yes | 2014 | Elevator Apartments | 15 | 67104 | 1 | 6 | 60 | 67 | 1922
2032250015 | 2280 LORING PLACE Bronx, NY 10468 (40.860773552173306, -73.90910004936957) | Con Edison | LORING EQUITIES INC. | 2280 TALL CORP. | 3200 CRUGER AVE BRONX, NY 10467 (40.871464594371155, -73.86611756820807) | CA237486L | 7/5/05 | ROCKMILLS MP 100 | 1 | 3.8 | 1986 | 2021 |  | 21 to 26 years old | ICI DEG 42P | #6 | 45000 | 31500 | 6750 | 4725 | Yes | 2015 | Walk-Up Apartments | 14 | 64800 | 1 | 6 | 61 | 61 | 1937
2031950061 | 10 182 STREET Bronx, NY 10453 (40.85724730894823, -73.90436076609437) | Con Edison | LOUIS SACHS PROP. ASSOC. | 10 W 182ND STREET REA | D1800 POMONA NY 10970 (41.20299438498296, -74.08310850005716) | CA143282M | 7/4/05 | ROCKMILLS MP80 | 1 | 3.4 | 1982 | 2017 |  | 26 to 30 years old | ICI DEG 42P | #6 | 45000 | 31500 | 6750 | 4725 |  |  | Office Buildings | 14 | 47000 | 1 | 5 | 46 | 46 | 1927
2032990041 | 275 201 STREET Bronx, NY 10458 (40.87194311162985, -73.88441249799872) | Con Edison | LOUIS SACHS PROPERTIES | BROADWAY & ELLWOOD RE | 145 HUGUENOT ST ROCHELLE, NY 10801 (40.91319235913511, -73.77945045104241) | CA186582Y | 7/4/05 | ROCKMILLS MP100 | 1 | 4.2 | 1982 | 2017 |  | 26 to 30 years old | ICI DEG42P | #6 | 45000 | 31500 | 6750 | 4725 | Yes | 2019 | Office Buildings | 11 | 68040 | 1 | 6 | 62 | 62 | 1940
2028070035 | 101 179 STREET Bronx, NY 10453 (40.85182446480046, -73.90677792409521) | Con Edison | M. MENDEL CO LLC | 101 REALTY | 0386 BROOKLYN NY 11219 (40.63277295540763, -73.99667681118586) | CA210084Z | 7/6/05 | ROCKMILLS MP80 | 1 | 3.4 | 1984 | 2019 |  | 26 to 30 years old | ICI DEG42P | #6 | 45000 | 31500 | 6750 | 4725 |  |  | Condominiums | 14 | 32900 | 1 | 5 | 48 | 48 | 1923
2029850057 | 1933 DALY AVENUE Bronx, NY 10460 (40.84125868044278, -73.88427821150859) | Con Edison | MENFORD REALTY CORP. | MENFORD REALTY CORP | 3777 INDEPENDENCE AVE BRONX, NY 10469 (40.88899084011891, -73.91305679153784) | CA187388P | 7/4/05 | ROCKMILLS MP125 | 1 | 5.04 | 1988 | 2023 |  | 21 to 26 years old | ICI MMG 54 | #4 | 45000 | 31500 | 6525 | 4568 |  |  | Walk-Up Apartments | 15 | 37100 | 2 | 5 | 62 | 62 | 1913
2028380027 | 1645 GRAND Bronx, NY 10452 (40.83772426336412, -73.9233322114124) | Con Edison | MILBROOK PROPERTIES | EQUITIES BY ANDREA, L | 42 BAYVIEW AVENUE MANHASSET, NY 11030 (40.799023427515465, -73.70257640397784) | CA103486H | 7/5/05 | ROCKMILLS MP 125 | 1 | 5 | 1986 | 2021 |  | 21 to 26 years old | ICI DEG 54P | #6 | 45000 | 31500 | 6750 | 4725 | Yes | 2018 | Hotels | 14 | 81702 | 1 | 6 | 67 | 72 | 1926
2044360027 | 776 MACE AVENUE Bronx, NY 10467 (40.86313372341383, -73.86444291616591) | Con Edison | N D G ASSOCIATES INC. | N.B.G.ASSOCIATES,INC. | 776 MACE AVENUE BRONX, NY 10467 (40.86313372341383, -73.86444291616591) | CA408087H | 7/5/05 | ROCKMILLS MP 100 | 1 | 4.2 | 1987 | 2022 |  | 21 to 26 years old | ICI MMG 42 P | #4 | 45000 | 31500 | 6525 | 4568 | Yes | 2016 | Elevator Apartments | 13 | 60719 | 1 | 6 | 48 | 48 | 1929
2031610010 | 2100 CRESTON AVENUE Bronx, NY 10453 (40.854149069648855, -73.90345724739781) | Con Edison | ORIN MGMT.CORP. | CRESTON HOLDING COMPA | 1168 FLUSHING NY 11354 (40.76862022064671, -73.82719028070687) | CA042786N | 7/5/05 | ROCKMILLS MP100 | 1 | 4.2 | 1986 | 2021 |  | 21 to 26 years old | ICI DEG 42P | #6 | 45000 | 31500 | 6750 | 4725 | Yes | 2021 | Walk-Up Apartments | 14 | 66474 | 1 | 6 | 65 | 65 | 1927
2057960135 | 3656 JOHNSON AVENUE Bronx, NY 10463 (40.88844553752999, -73.90919056671561) | Con Edison | OXFORD OWNERS CORP. | OXFORD HOUSE OWNES CO | 2736 INDEPENDENCE AVENUE RIVERDALE, NY 10463 (40.882258954549314, -73.91765023386792) | CA156888J | 7/4/05 | ROCKMILLS MP 100 | 1 | 3.79 | 1988 | 2023 |  | 21 to 26 years old | ICI DEG 42P | #6 | 45000 | 31500 | 6750 | 4725 | Yes | 2016 | Walk-Up Apartments | 11 | 73911 | 1 | 6 | 56 | 56 | 1932 |  | YES
2048280026 | 4002 CARPENTER AVENUE Bronx, NY 10466 (40.88951728852659, -73.86286908291447) | Con Edison | PAUM SALES CORP. | PAUM SALES CORP | 623 226 STREET BRONX, NY 10466 (40.88940930629768, -73.86276249362885) | CA232887J | 7/6/05 | ROCKMILLS MP 100 | 1 | 4.2 | 1987 | 2022 |  | 21 to 26 years old | ICI MMG 42 P | #4 | 45000 | 31500 | 6525 | 4568 |  |  | Hospitals & Health | 12 | 42490 | 1 | 5 | 50 | 50 | 1928
2031960029 | 2232 DAVIDSON AVENUE Bronx, NY 10453 (40.85781190515277, -73.90537178230689) | Con Edison | PRANA ASSOCIATES 21 LP | PRANA ASSOCIATES TWEN | 507 186 STREET NEW YORK, NY 10033-2817 (40.85143591538309, -73.92924152824264) | CA167687R | 7/6/05 | ROCKMILLS MP 100 | 1 | 3.79 | 1987 | 2022 |  | 21 to 26 years old | ICI DEG 42 P | #6 | 45000 | 31500 | 6750 | 4725 | Yes | 2016 | Condominiums | 14 | 51000 | 1 | 5 | 65 | 65 | 1923
2029980029 | 1838 VYSE AVENUE Bronx, NY 10460 (40.83825893756281, -73.88504583341461) | Con Edison | R.R.W. REALTY CORP. | RRW REALTY CORP | 199 LEE AVE BROOKLYN, NY 11211 (40.70196753163612, -73.95570905231308) | CA193890L | 7/6/05 | ROCKMILLS MP100 | 1 | 4.06 | 1990 | 2025 |  | 16 to 20 years old | ICI MMG 42P | #4 | 45000 | 31500 | 6525 | 4568 |  |  | Office Buildings | 15 | 44525 | 1 | 5 | 64 | 64 | 1931
2037380001 | 1491 WATSON AVENUE Bronx, NY 10472 (40.82588782126871, -73.87992684317848) | Con Edison | ROSEDALE MANAGEMENT CO. | A F & G REALTY ASSOC | 1775 BROADWAY MANHATTAN, NY 10019 (40.766316065397184, -73.98188404443792) | CA071881Y | 7/6/05 | FEDERAL FST 125 | 1 | 4.8 | 1981 | 2016 |  | 26 to 30 years old | ICI DEG 54P | #6 | 45000 | 31500 | 6750 | 4725 | Yes | 2018 | Office Buildings | 18 | 50700 | 1 | 6 | 60 | 60 | 1939
2028390068 | 1295 GRAND Bronx, NY 10452 (40.836023648285, -73.91752728932002) | Con Edison | SAGAMURI REALTY | SAGAMORE REALTY LLC | 014 BROOKLYN NY 11204 (40.619055848049015, -73.98479859887618) | CA220384J | 7/6/05 | ROCKMILLS MP100 | 1 | 4.2 | 1984 | 2019 |  | 26 to 30 years old | ICI ME 42P | #6 | 45000 | 31500 | 6750 | 4725 | Yes | 2019 | Elevator Apartments | 16 | 54600 | 1 | 6 | 58 | 58 | 1939
2028030038 | 325 176 STREET Bronx, NY 10457 (40.847516730160976, -73.90325043554991) | Con Edison | SBH REALTY MGMT CORP. | S.B.H. REALTY INC. | 1274 49th STREET BROOKLYN, NY 11219 (40.635345584477456, -73.99272455499542) | CA310987H | 7/6/05 | FEDERAL FST 125 | 1 | 5 | 1987 | 2022 |  | 21 to 26 years old | ICI DEG 54 P | #6 | 45000 | 31500 | 6750 | 4725 | Yes | 2013 | Warehouses | 14 | 52800 | 1 | 6 | 57 | 57 | 1939
2045940048 | 665 BURKE AVENUE Bronx, NY 10467 (40.8715032945358, -73.86874457617503) | Con Edison | SOLOMON BURKE CORP | SOLOMON BURKE, CORP | 665 BURKE AVE BRONX, NY 10467 (40.8715032945358, -73.86874457617503) | CA154384R | 7/6/05 | ROCKMILLS MP100 | 1 | 3.8 | 1984 | 2019 |  | 26 to 30 years old | ICI DEG42P | #4 | 45000 | 31500 | 6525 | 4568 | Yes | 2014 | Walk-Up Apartments | 11 | 53016 | 1 | 6 | 60 | 63 | 1928
2045070001 | 665 ALLERTON AVENUE Bronx, NY 10467 (40.865435700196514, -73.86863251716824) | Con Edison | SOLOMON MANAGEMENT CO. | ALLERTON AVE. ASSOCIA | 700 END AVENUE MANHATTAN, NY 10025 (40.79685012763133, -73.96372581059762) | CA019186Y | 7/5/05 | ROCKMILLS MP-90 | 1 | 3.4 | 1986 | 2021 |  | 21 to 26 years old | I.C.I. DEG-42P | #6 | 45000 | 31500 | 6750 | 4725 |  |  | Elevator Apartments | 11 | 49410 | 1 | 5 | 48 | 54 | 1925
2037430063 | 1149 STRATFORD AVENUE Bronx, NY 10472 (40.827845434523766, -73.8752262199511) | Con Edison | STRATFORD COMP. | STRATFORD AVENUE LLC | 113 PARKVILLE STATION BROKKLYN, NY 11204 (40.619055848049015, -73.98479859887618) | CA047377P | 7/5/05 | ROCKMILLS MP 100 | 1 | 4.4 | 1977 | 2012 |  | 31 to 35 years old | ICI DEG 54S | #6 | 45000 | 31500 | 6750 | 4725 | Yes | 2013 | Elevator Apartments | 18 | 62000 | 1 | 5 | 70 | 70 | 1929
2044330001 | 2511 CRUGER AVENUE Bronx, NY 10467 (40.86337389756761, -73.86644555262524) | Con Edison | TRI-CRUGER REALTY LLC. | TRI CRUGER REALTY LLC | 190408 BROOKLYN NY 11219 (40.63277295540763, -73.99667681118586) | CA054986X | 7/5/05 | ROCKMILLS MP100 | 1 | 4.2 | 1986 | 2021 |  | 21 to 26 years old | ICI DEG42P | #6 | 45000 | 31500 | 6750 | 4725 | Yes | 2013 | Walk-Up Apartments | 13 | 51400 | 1 | 4 | 64 | 64 | 1927
2024630053 | 1183 GRAND Bronx, NY 10452 (40.83772426336412, -73.9233322114124) | Con Edison | TUDOR REALTY | TUDOR REALTY CO LLC | 300791 BROOKLYN NY 11230 (40.62192951023877, -73.96551106018723) | CA271482N | 7/5/05 | ROCKMILLS MP 100 | 1 | 3.8 | 1982 | 2017 |  | 26 to 30 years old | ICI DEG 42P | #6 | 45000 | 31500 | 6750 | 4725 | Yes | 2013 | Elevator Apartments | 16 | 68200 | 1 | 6 | 56 | 61 | 1922
2024560150 | 1166 GRAND Bronx, NY 10456 (40.83258739984797, -73.91552693746013) | Con Edison | TWO GRLS CORP. | IVORY 1166 G C REALTY | 1651 CONEY ISLAND AVE BROOKLYN, NY 11230 (40.617134059024586, -73.96362996399334) | CA040387R | 7/6/05 | ROCKMILLS MP-150 | 1 | 6.27 | 1987 | 2022 |  | 21 to 26 years old | ICI DEG-63P | #6 | 45000 | 31500 | 6750 | 4725 | Yes | 2016 | Elevator Apartments | 16 | 86500 | 1 | 6 | 77 | 77 | 1938
2031670040 | 2554 CRESTON AVENUE Bronx, NY 10468 (40.86415504061917, -73.89713054434235) | Con Edison | WAECREST MANAGEMENT | 2554 CRESTON ASSOCIAT | 87 14 116TH STREET RICHMOND HILL, NY 11418 (40.69637041236467, -73.84031024991805) | CA481887R | 7/5/05 | ROCKMILLS MP 100 | 1 | 4.2 | 1987 | 2022 |  | 21 to 26 years old | ICI DEG 42P | #4 | 45000 | 31500 | 6525 | 4568 |  |  | Elevator Apartments | 15 | 40600 | 2 | 5 | 52 | 52 | 1919
2024780046 | 1097 WALTON AVENUE Bronx, NY 10452 (40.831861229478434, -73.92139502946628) | Con Edison | 1097/1099 WALTON REALTY | 1097 HOLDING LLC | 314 MCDONALD AVENUE BKLYN, NY 11218 (40.64645924920414, -73.9801659240397) | CA323291M | 7/5/05 | FEDERAL FST 100 | 1 | 4.2 | 1991 | 2026 |  | 16 to 20 years old | I. C. DEG-42P | #6 | 44968 | 31478 | 6745 | 4722 | Yes | 2018 | Elevator Apartments | 16 | 54275 | 1 | 5 | 60 | 60 | 1925
2028770216 | 1500 POPHAM AVENUE Bronx, NY 10453 (40.847879207883075, -73.9218568730669) | Con Edison | 1700 DEVELOPMENT CO. | 1700 DEVELOPMENT CO I | 2388 VALENTINE AVENUE BRONX, NY 10458 (40.85914397853013, -73.89716920364363) | CA074091N | 7/7/05 | FEDERAL FST 125 | 1 | 5.25 | 1991 | 2026 |  | 16 to 20 years old | I.C.I. MEG 54 | #6 | 44968 | 31478 | 6745 | 4722 | Yes | 2017 | Elevator Apartments | 16 | 62400 | 1 | 6 | 61 | 61 | 1928
2037130032 | 1050 WHEELER AVENUE Bronx, NY 10472 (40.82483753499515, -73.8792221652183) | Con Edison | BRONX WATSON REALTY CO. | WATSON REALTY LLC | 1920 NEW YORK, NY 10116 (40.8110019996426, -73.95309800037239) | CA287491L | 7/5/05 | ROCKMILLS MP-100 | 1 | 4.2 | 1991 | 2026 |  | 16 to 20 years old | ICI DEG-42 (P) | #6 | 44968 | 31478 | 6745 | 4722 | Yes | 2013 | Elevator Apartments | 18 | 66000 | 1 | 3 | 60 | 60 | 1950
2032950070 | 2771 BAINBRIDGE AVENUE Bronx, NY 10458 (40.867387826185876, -73.88965961419585) | Con Edison | SCHUN MGMT CO. | BAINBRIDGE GARDENS CO | 2432 GRAND MANHATTAN, NY 10458 (40.86260132868841, -73.88479001504714) | CA265892P | 7/6/05 | ROCKMILLS MP-125 (NEW) | 1 | 5.25 | 1992 | 2027 |  | 16 to 20 years old | ICI DEG-54 S (EXG) | #6 | 44968 | 31478 | 6745 | 4722 | Yes | 2015 | Elevator Apartments | 15 | 73500 | 1 | 6 | 60 | 60 | 1949
2032830006 | 2700 MARION AVENUE Bronx, NY 10458 (40.86550006187017, -73.88968711560142) | Con Edison | UNIVERSAL MGMT AGENCY | 2700 MARION LLC | 3200 CRUGER AVE BRONX, NY 10467 (40.871464594371155, -73.86611756820807) | CA160093H | 7/6/05 | FEDERAL FST-100 | 1 | 4.2 | 1993 | 2028 |  | 16 to 20 years old | I.C.I. DEG #42 | #6 | 44968 | 31478 | 6745 | 4722 | Yes | 2013 | Elevator Apartments | 15 | 77000 | 1 | 6 | 60 | 60 | 1928
2032710132 | 3816 REVIEW PLACE Bronx, NY 10463 (40.88496363693668, -73.89958640207674) | Con Edison | DBL MANAGEMENT | CALPER REALTY ASSOCIA | 5925 BROADWAY BRONX, NY 10463 (40.888406443876256, -73.899128719106) | CA178780P | 7/6/05 | FEDERAL FST100 | 1 | 4.3 | 1980 | 2015 |  | 26 to 30 years old | ICI DE42P | #6 | 44900 | 31430 | 6735 | 4714 | Yes | 2021 | Elevator Apartments | 11 | 64800 | 1 | 6 | 60 | 60 | 1927
2028790053 | 1820 LORING PLACE Bronx, NY 10453 (40.852344986323686, -73.91602449660208) | Con Edison | F M WEISS REALTY CORP. | 1820 LORING ASSOC LL | 198 BRONX NY 10461 (40.846960590359004, -73.840632836736) | CA124479M | 7/6/05 | FEDERAL FST 125 | 1 | 4.3 | 1979 | 2014 |  | 31 to 35 years old | ICI DEG 54P | #4 | 44822 | 31375 | 6499 | 4549 | Yes | 2019 | Walk-Up Apartments | 14 | 90618 | 1 | 6 | 73 | 73 | 1926
2044260017 | 2440 OLINVILLE AVENUE Bronx, NY 10467 (40.86213754651548, -73.86843904349027) | Con Edison | OLINVILLE REALTY CORP. | OLINVILLE REALTY . | 1920 NEW N Y 10116 (40.8110019996426, -73.95309800037239) | CB158602Y | 7/7/05 | FEDERAL FST-150 | 1 | 6.3 | 2002 | 2037 | DUAL FUEL | 5 to 10 years old | INDUSTRIAL COMB. DEG-63 P | #6 | 44820 | 31374 | 6723 | 4706 | Yes | 2016 | Elevator Apartments | 13 | 95700 | 1 | 11 | 83 | 83 | 1965 |  | YES
2042510041 | 2965 196 STREET Bronx, NY 10461 (40.854337595359546, -73.82926653256305) | Con Edison | APPULA MGMT CORP. | STENKIR MANAGEMENT CO | 664 187 STREET BRONX, NY 10458 (40.8545630440042, -73.88562429916745) | CA271588L | 7/4/05 | ROCKMILLS MP-100 | 1 | 4.2 | 1988 | 2023 |  | 21 to 26 years old | ICI DEG-42 (P) | #4 | 44713 | 31299 | 6483 | 4538 |  |  | Elevator Apartments | 13 | 42000 | 1 | 4 | 52 | 52 | 1928
2031720016 | 108 FIELD PLACE Bronx, NY 10468 (40.85897072055248, -73.90011456416838) | Con Edison | MARTIN KIRZNER | FIELD 108 | 300790 BROOKLYN NY 11210 (40.62772226387142, -73.946537919989) | CA145287K | 7/5/05 | ROCKMILLS MP 100 | 1 | 4.1 | 1987 | 2022 |  | 21 to 26 years old | ICI DEG 42 P | #4 | 44713 | 31299 | 6483 | 4538 | Yes | 2022 | Elevator Apartments | 14 | 51750 | 1 | 6 | 60 | 60 | 1926
2033150089 | 2805 GRAND Bronx, NY 10468 (40.86785065240455, -73.89951166617763) | Con Edison | REALTY CORP | 2805 HOLDING LLC | 5600 A BROADWAY BRONX, NY 10463 (40.87943056565291, -73.90428356958549) | CA142787N | 7/6/05 | FEDERAL FST 100 | 1 | 4.1 | 1987 | 2022 |  | 21 to 26 years old | ICI ME 42 P | #4 | 44713 | 31299 | 6483 | 4538 | Yes | 2015 | Walk-Up Apartments | 15 | 53575 | 1 | 6 | 42 | 42 | 1936
2033260064 | 3320 KOSSUTH AVENUE Bronx, NY 10467 (40.87942488185296, -73.88194572992744) | Con Edison | 332 HOLDING LLC | 3320 HOLDING LLC | 314 MS DONALD AVE BROOKLYN, NY 11218 (40.64322700851966, -73.9764486221062) | CA432389N | 7/5/05 | FEDERAL FST100 | 1 | 4.1 | 1989 | 2024 |  | 21 to 26 years old | ICI DEG42P | #6 | 44713 | 31299 | 6707 | 4695 | Yes | 2016 | Office Buildings | 11 | 61500 | 1 | 6 | 55 | 55 | 1931
2031250040 | 900 BRONX PARK Bronx, NY 10460 (40.84653842674741, -73.88104497172979) | Con Edison | 900 BRONX PARK SOUTH LLC | 900 BRONX PARK S LLC | 1412 AVE BROOKLYN, NY 11230 (40.62192951023877, -73.96551106018723) | CB056006K | 7/5/05 | FEDERAL FST - 100 (NEW) | 1 | 3.3 | 2006 | 2041 | DUAL FUEL | Fewer than 5 years old | ICI DEG - 42 (P) (NEW) | #6 | 44713 | 31299 | 6707 | 4695 |  |  | Elevator Apartments | 15 | 36550 | 1 | 6 | 43 | 43 | 1931
2028780190 | 1760 ANDREWS AVENUE Bronx, NY 10453 (40.85055707981768, -73.91689594869969) | Con Edison | ANDREWS PLAZA HSG. ASSOC. % METRO MGMT. DEVELOPMENT | ANDREWS PLAZA HOUSING | 1800 POPHAM AVENUE BRONX, NY 10453 (40.85145725033349, -73.91811031555578) | CB021807J | 7/6/05 | BEST 5B-100 (NEW) | 1 | 3.3 | 2007 | 2042 | DUAL FUEL | Fewer than 5 years old | INDUSTRIAL COMBUSTION DEG-42 | #6 | 44713 | 31299 | 6707 | 4695 | Yes | 2018 | Office Buildings | 16 | 65994 | 1 | 6 | 67 | 67 | 1927
2057760605 | 4568 MANH COLLEGE PARKWAY Bronx, NY 10471 (40.90199442310421, -73.9036265005625) | Con Edison | BENEDICT PROPERTIES LLC | PROVIDENT REALTY PART | 150 GREAT NECK ROAD GREAT NECK, NY 11021 (40.78388947268852, -73.7305033129047) | CA620486N | 7/6/05 | FEDERAL FST 100 | 1 | 4.2 | 1986 | 2021 |  | 21 to 26 years old | ICI DE 42 P | #6 | 44713 | 31299 | 6707 | 4695 | Yes | 2016 | Walk-Up Apartments | 11 | 63600 | 1 | 6 | 61 | 61 | 1925
2031430150 | 2240 TIEBOUT AVENUE Bronx, NY 10457 (40.855475764325476, -73.89791989757767) | Con Edison | MILCHMAN ENTERPRISES CO. | MILCHMAN ENTERPRISESC | 655 PELHAM PARKWAY BRONX, NY 10467 (40.857815004622005, -73.86924607643229) | CA418186M | 7/6/05 | FEDERAL FST-100 | 1 | 4.2 | 1986 | 2021 |  | 21 to 26 years old | IND. COMB. DEG-42 P | #6 | 44713 | 31299 | 6707 | 4695 |  |  | Elevator Apartments | 15 | 45445 | 2 | 5 | 55 | 55 | 1927
2032930130 | 229 KINGSBRIDGE ROAD Bronx, NY 10458 (40.865347615565234, -73.89352295621364) | Con Edison | RALPH J. CHIARO | GECAJ PORPERTIES CO., | 617 188 STREET BRONX, NY 10458 (40.85616451251135, -73.88619474619041) | CA142887K | 7/6/05 | FEDERAL FSR 100 | 1 | 3.2 | 1987 | 2022 |  | 21 to 26 years old | ICI DEG 42 P | #6 | 44713 | 31299 | 6707 | 4695 | Yes | 2013 | Elevator Apartments | 15 | 62000 | 1 | 5 | 56 | 62 | 1921
2028760177 | 1712 NELSON AVENUE Bronx, NY 10453 (40.84803178695754, -73.91718492680587) | Con Edison | 1715 NELSON AVE | LDB PROPERTIES, L.P. | 1715 NELSON AVENUE BRONX, NY 10453 (40.84810077874672, -73.91719618959647) | CA159883Y | 7/6/05 | FEDERAL FST-100 | 1 | 4.1 | 1983 | 2018 |  | 26 to 30 years old | INDUSTRIAL COMBUSTION - MM 42 (P) | #4 | 44457 | 31120 | 6446 | 4512 |  |  | Elevator Apartments | 16 | 7315 | 1 | 1 | 0 | 5 | 1920
2027650078 | 1202 SPOFFORD AVENUE Bronx, NY 10474 (40.81374921238987, -73.89094341522974) | Con Edison | HALE RICKMAN | 1202 REALTY ASSOCIATE | 2800 WEBSTER AVENUE BRONX, NY 10458 (40.86634049763168, -73.88506915910062) | CA219582M | 7/7/05 | FEDERAL FST 100 | 1 | 4 | 1982 | 2017 |  | 26 to 30 years old | INDUSTRIAL COMBUSTION MMG-42(P) | #4 | 44457 | 31120 | 6446 | 4512 |  |  | Elevator Apartments | 17 | 48600 | 1 | 6 | 60 | 61 | 1930
2043280023 | 1025 ESPLANADE Bronx, NY 10461 (40.85525434331134, -73.85956952335299) | Con Edison | JRC MANAGEMENT CO | ESPLANADE REALTY CO., | 740058 REGO PARK NY 11374 (40.72646491702238, -73.86148084756303) | CA315893J | 7/7/05 | FEDERAL FST-100 | 1 | 4.2 | 1993 | 2028 |  | 16 to 20 years old | IND. COMB. MMG-42 (P) | #4 | 44457 | 31120 | 6446 | 4512 | Yes | 2018 | Elevator Apartments | 13 | 56200 | 1 | 6 | 48 | 48 | 1954
2030600021 | 1925 MONTEREY AVENUE Bronx, NY 10457 (40.84679962011275, -73.89522037601597) | Con Edison | KAY MANAGEMENT GROUP INC. | 1925 LLC | 243 PARKVILLE STATION BROOKLYN, NY 11204 (40.6316030672718, -73.97001046325005) | CA419186R | 7/6/05 | FEDERAL FST-100 | 1 | 4.2 | 1986 | 2021 |  | 21 to 26 years old | IND. COMB. MM-42 P | #4 | 44457 | 31120 | 6446 | 4512 |  |  | Elevator Apartments | 15 | 44820 | 1 | 6 | 54 | 54 | 1931
2032150063 | 65 192 STREET Bronx, NY 10468 (40.866662921931955, -73.90126305585568) | Con Edison | PAIGE REALTY CO. | CEDRROW REALTY, |  | CA294387R | 7/6/05 | FEDERAL FST 100 | 1 | 4.2 | 1987 | 2022 |  | 21 to 26 years old | ICI MM 42 P | #4 | 44457 | 31120 | 6446 | 4512 |  |  | Walk-Up Apartments | 14 | 48590 | 1 | 5 | 46 | 46 | 1921
2030220058 | 2454 TIEBOUT AVENUE Bronx, NY 10458 (40.86058939268603, -73.89540231481149) | Con Edison | UNIVERSAL MGMT.AGENCY | 2454 TIEBOUT LLC | 507 186th ST NEW YORK, NY 10033 (40.85143591538309, -73.92924152824264) | CA575386X | 7/6/05 | BEST 5 B-100 | 1 | 4.2 | 1986 | 2021 |  | 21 to 26 years old | ICI MMG 42 P | #4 | 44457 | 31120 | 6446 | 4512 | Yes | 2022 | Loft Buildings | 15 | 67570 | 1 | 6 | 70 | 78 | 1942
2042870055 | 2095 CRUGER AVENUE Bronx, NY 10462 (40.853158654271155, -73.86676864307742) | Con Edison | 2095 CRUGER AVENUE | 2095 CRUGER AVENUE RE | 145 HUGUENOT ST NEW ROCHELLE, NY 10801 (40.91319235913511, -73.77945045104241) | CA127182P | 7/4/05 | FEDERAL-FST-90 | 1 | 4.6 | 1982 | 2017 |  | 26 to 30 years old | ICI-MEG-42P | #6 | 44365 | 31055 | 6655 | 4658 | Yes | 2017 | Elevator Apartments | 13 | 53400 | 1 | 6 | 42 | 42 | 1939
2039350053 | 1381 CASTLE HILL AVENUE Bronx, NY 10462 (40.83572672401538, -73.85212701385574) | Con Edison | CGM REALTY, LLC | 1381 CASTLE REALTY LL | 957 TALLMAN NY 10982 (41.110920999804364, -74.09982200008517) | CA435384H | 7/4/05 | FEDERAL FST-125 | 1 | 0.51 | 1984 | 2019 |  | 26 to 30 years old | INDU COMBU MEG-54-P | #6 | 44347 | 31043 | 6652 | 4656 | Yes | 2015 | Elevator Apartments | 18 | 72500 | 1 | 5 | 76 | 78 | 1924
2037390001 | 1105 ELDER AVENUE Bronx, NY 10472 (40.826216169800944, -73.8786667608997) | Con Edison | ELDER AVE ESTATE | 1105 ELDER ASSOCIATES | 542 MAIN ST NEW ROCHELLE, NY 10801 (40.90794031848401, -73.78299377983785) | CA187085H | 7/5/05 | FEDERAL #FST-125 | 1 | 5 | 1985 | 2020 |  | 21 to 26 years old | INDUST COMBU #DEG-54-P | #6 | 44347 | 31043 | 6652 | 4656 | Yes | 2019 | Condominiums | 18 | 62500 | 1 | 5 | 60 | 68 | 1928
2032580050 | 3344 FORT INDEPENDENCE STREET Bronx, NY 10463 (40.87954711718058, -73.89948272000856) | Con Edison | FT SHERI REALTY | FORT SHERI REALTY LLC | 8605 BAY PARKWAY BROOKLYN, NY 11214 (40.6017350338482, -73.99398137684356) | CA173185H | 7/4/05 | BEST BOILER INC #5C-125 | 1 | 5.25 | 1985 | 2020 |  | 21 to 26 years old | IND COMB INC MM-54 | #4 | 44275 | 30992 | 6420 | 4494 | Yes | 2018 | Walk-Up Apartments | 11 | 79800 | 1 | 5 | 80 | 84 | 1927
2032810045 | 354 MOSHOLU PARKWAY Bronx, NY 10458 (40.870180945056454, -73.88196825365392) | Con Edison | MOSHOLU MGMT 354-366 | MOSHOLU PARTNERS, LLC | 127 TUCKAHOE NY 10707 (40.95928050898834, -73.82285830396751) | CA214282H | 7/4/05 | ROCKMILLS MP-70 | 1 | 3.5 | 1982 | 2017 |  | 26 to 30 years old | I.C.I. AMG-4 3/4 | #4 | 44122 | 30885 | 6398 | 4478 | Yes | 2021 | Elevator Apartments | 11 | 50000 | 1 | 6 | 48 | 48 | 1924
2032180035 | 2345 DR M L KING JR BOULEVARD Bronx, NY 10468 (40.869693003729196, -73.89892699248668) | Con Edison | ST.NICHOLAS TOLENTINE CHURCH | R C CH OF ST NICHOLAS | 2345 DR M L KING JR BOULEVARD BRONX, NY 10468 (40.869693003729196, -73.89892699248668) | CA028188M | 7/7/05 | FEDERAL FST 175 | 2 | 7.1 | 1988 | 2023 |  | 21 to 26 years old | HEV E MMG 84 P | #4 | 44100 | 30870 | 6394 | 4476 | Yes | 2018 | Walk-Up Apartments | 14 | 70523 | 6 | 3 | 1 | 5 | 1926
2033190050 | 2 MINERVA PLACE Bronx, NY 10468 (40.871754280187574, -73.8910588344429) | Con Edison | FINKELSTEIN MORGAN | HAF ASSOCIATES | 111 BROOK STREET SCARSDALE, NY 10583 (40.977925558804145, -73.80659198988673) | CA493386R | 7/6/05 | ROCKMILLS MP-100 | 1 | 4.2 | 1986 | 2021 |  | 21 to 26 years old | I.C.I. MEG-42P | #6 | 44000 | 30800 | 6600 | 4620 | Yes | 2019 | Elevator Apartments | 15 | 58232 | 1 | 6 | 50 | 50 | 1938
2042730013 | 1955 WILLIAMSBRIDGE ROAD Bronx, NY 10461 (40.853313822547136, -73.8537572068012) | Con Edison | SANS SOUCI APTS INC. | SANS SOUCI APT INC | 1955 WILLIAMSBRIDGE ROAD BRONX, NY 10461 (40.853313822547136, -73.8537572068012) | CA211970H | 7/6/05 | FEDERAL #FLW 1822 | 1 | 7 | 1970 | 2010 |  | 36 - 40 year old | IRON FIREMAN #RAH-050 | #6 | 44000 | 30800 | 6600 | 4620 | Yes | 2013 | Office Buildings | 13 | 74500 | 1 | 7 | 62 | 62 | 1961
2023190100 | 2417 3 AVENUE Bronx, NY 10451 (40.80866870742841, -73.93066171207002) | Con Edison | MADHATTER REALTY CORP. | MADHATTERS REALTY INC | 2417 3 AVENUE BRONX, NY 10451 (40.80866870742841, -73.93066171207002) | CB516003K | 7/5/05 | BEST 4C-200 (NEW) | 1 | 6.69 | 2003 | 2038 | DUAL FUEL | 5 to 10 years old | I.C. DEG-84P (NEW) | #4 | 43875 | 30712 | 6362 | 4453 | Yes | 2019 | Elevator Apartments | 17 | 154380 | 1 | 8 | 0 | 8 | 1928
2028050041 | 110 177 STREET Bronx, NY 10453 (40.84960878374478, -73.90783130255765) | Con Edison | REMO HOLDING CORP | RE MO HOLDING CORP | 1858 HAIGHT AVENUE BRONX, NY 10461 (40.850714117595125, -73.85391535657237) | CA255783R | 7/5/05 | ROCKMILLS MP100 | 1 | 4.2 | 1983 | 2018 | DUAL FUEL | 26 to 30 years old | ICI DEG 42P | #6 | 43845 | 30692 | 6577 | 4604 | Yes | 2015 | Elevator Apartments | 14 | 59500 | 1 | 6 | 55 | 55 | 1941
2028780138 | 1760 MONTGOMERY AVENUE Bronx, NY 10453 (40.85087695757428, -73.91785194986751) | Con Edison | 1760 -1770 LLC. | 1760-1770 LLC | 243 PARKVILLE STA BROOKLYN, NY 11204 (40.6316030672718, -73.97001046325005) | CA639486N | 7/5/05 | FEDERAL FST 125 | 1 | 5 | 1986 | 2021 |  | 21 to 26 years old | ICI MMG 54 P | #4 | 43800 | 30660 | 6351 | 4446 | Yes | 2018 | Elevator Apartments | 16 | 70200 | 1 | 6 | 73 | 73 | 1928
2032480105 | 2710 WEBB AVENUE Bronx, NY 10468 (40.86944141865318, -73.90206671022514) | Con Edison | 2857 PROPERTIES LLC | 2710 WEBB | 18 48 STREET N Y 10017 (40.75681045943298, -73.97706565779394) | CB135100L | 7/4/05 | FEDERAL 125-SP | 1 | 4.18 | 2000 | 2035 | DUAL FUEL | 5 to 10 years old | ICI DEG 54 P | #4 | 43800 | 30660 | 6351 | 4446 | Yes | 2018 | Elevator Apartments | 14 | 75990 | 1 | 6 | 55 | 55 | 1937
2028290035 | 2020 WALTON AVENUE Bronx, NY 10453 (40.853029133922774, -73.90680045654192) | Con Edison | BEE BEE MANAGEMENT | 2020 REALTY LLC | 1624 WEBSTER AVENUE BRONX, NY 10457 (40.84184033491622, -73.90412994919767) | CA027277J | 7/7/05 | ROCKMILLS MP-125 | 1 | 4.2 | 1977 | 2012 |  | 31 to 35 years old | ICI DE-54P | #6 | 43800 | 30660 | 6570 | 4599 | Yes | 2019 | Elevator Apartments | 14 | 52830 | 1 | 6 | 60 | 60 | 1924
2043230035 | 2196 MATTHEWS AVENUE Bronx, NY 10462 (40.85663924869827, -73.86282135019258) | Con Edison | CENTURY FUEL CORP. | 2196 REALTY CORP. | 1510 ST PETERS AVE BRONX, NY 10461 (40.83992979578118, -73.84660528977619) | CA279085X | 7/7/05 | FEDERAL FST-90 | 1 | 3.6 | 1985 | 2020 |  | 21 to 26 years old | HEV-E-OIL DEG 42 P | #6 | 43800 | 30660 | 6570 | 4599 |  |  | Elevator Apartments | 13 | 34518 | 1 | 6 | 42 | 42 | 1940
2027840040 | 1460 COLLEGE AVENUE Bronx, NY 10457 (40.83897569208343, -73.90969450114252) | Con Edison | E. FRIDMA | 1460 HOLDING LLC | 189012 BROOKLYN NY 11218 (40.64322700851966, -73.9764486221062) | CA127082H | 7/7/05 | ROCKMILLS MP-100-SS | 1 | 4.2 | 1982 | 2017 |  | 26 to 30 years old | INDUSTRIAL COMBUSTION MEG-42-P | #6 | 43800 | 30660 | 6570 | 4599 |  |  | Condominiums | 16 | 45750 | 1 | 6 | 44 | 44 | 1937
2042210001 | 2100 EASTCHESTER ROAD Bronx, NY 10461 (40.856145150899465, -73.8439124998856) | Con Edison | GJONAJ,ZEF | FEZNIC REALTY CO.,INC | 1515 MC DONALD STREET BRONX, NY 10461 (40.85539389722495, -73.84344913275235) | CA327772L | 7/5/05 | FEDERAL (2) FLW 1215 | 2 | 4.2 | 1972 | 2010 |  | 36 - 40 year old | PETRO WD5AH | #6 | 43800 | 30660 | 6570 | 4599 | Yes | 2021 | Warehouses | 13 | 81000 | 1 | 6 | 70 | 70 | 1963
2041300033 | 1803 1803 HAIGHT AVE Bronx, NY 10461 (40.846960590359004, -73.840632836736) | Con Edison | MORRIS PARK REALTY | MORRIS PARK REALTY CO | 85 PONDFIELD ROAD N Y 10708 (40.94009603420519, -73.83318023817941) | CB193101N | 7/6/05 | FEDERAL FST-150 | 1 | 6.3 | 2001 | 2036 | DUAL FUEL | 5 to 10 years old | INDUSTRIAL COMB. DEG-63 | #6 | 43800 | 30660 | 6570 | 4599 | Yes | 2020 | Elevator Apartments | 13 | 70163 | 1 | 6 | 66 | 66 | 1960
2051180046 | 834 PENFIELD STREET Bronx, NY 10470 (40.904204756572135, -73.84661975789028) | Con Edison | PENFIELD PROPERTIES. | PARKASH 84-34-836 | 20720 MANHATTAN NY 10025 (40.79685012763133, -73.96372581059762) | CA115873X | 7/4/05 | KEWANEE RM211 | 1 | 4.2 | 1973 | 2010 |  | 36 - 40 year old | HEVEOIL AM5CM | #4 | 43800 | 30660 | 6351 | 4446 |  |  | Elevator Apartments | 11 | 39876 | 1 | 6 | 48 | 48 | 1941
2033000059 | 2695 BRIGGS AVENUE Bronx, NY 10458 (40.86616928244653, -73.89187933187412) | Con Edison | REX MANAGEMENT CORP | 2695 BRIGGS LLC | 4 RED OAK LANE WHITE PLAINS, NY 10604 (41.01691577885371, -73.71817006404018) | CA207881Y | 7/7/05 | ROCKMILLS BOILER MP - 90 | 1 | 4.1 | 1981 | 2016 |  | 26 to 30 years old | INDUSTRIAL COMBUSTION MEG-42-P | #6 | 43800 | 30660 | 6570 | 4599 | Yes | 2020 | Elevator Apartments | 15 | 56550 | 1 | 6 | 49 | 49 | 1928
2025050030 | 1065 JEROME AVENUE Bronx, NY 10452 (40.83345222031107, -73.92499172543077) | Con Edison | TEN-SIXTY-FIVE ASSOC. | 1065 JEROME LLC | 1920 NEW YORK, NY 10116 (40.8110019996426, -73.95309800037239) | CA105992J | 7/5/05 | ROCKMILLS MP 100 | 1 | 4.07 | 1992 | 2027 |  | 16 to 20 years old | ICI MEG 42 P | #6 | 43800 | 30660 | 6570 | 4599 | Yes | 2015 | Elevator Apartments | 16 | 59952 | 1 | 6 | 59 | 59 | 1929
2025260055 | 1090 DR M L KING JR BOULEVARD Bronx, NY 10452 (40.83772426336412, -73.9233322114124) | Con Edison | CHAPPEQUA RLTY/ KISSLER | 1090 UNIVERSITY AVENU | 129 ELMSFORD NY 10523 (41.059941580639475, -73.81782969978076) | CA192682M | 7/4/05 | FEDERAL BOILER MODEL FST - 50 | 1 | 2 | 1982 | 2017 | DUAL FUEL | 26 to 30 years old | INDUSTRIAL COMBUSTION MODEL AMG 4 12 | #4 | 43679 | 30575 | 6333 | 4433 |  |  | Walk-Up Apartments | 17 | 24225 | 1 | 5 | 25 | 25 | 1928
2049970051 | 715 233 STREET Bronx, NY 10466 (40.893244220378804, -73.85682155922534) | Con Edison | JODAY REALTY CO.LLC. | JODAY CO., LLC | 825 233RD STREET BRONX, NY 10466 (40.89221310483329, -73.85355883486339) | CA235383J | 7/5/05 | ROCKMILLS MP 90 | 1 | 3.6 | 1983 | 2018 | DUAL FUEL | 26 to 30 years old | ICI DEG 42P | #6 | 43596 | 30517 | 6539 | 4578 |  |  | Walk-Up Apartments | 12 | 44000 | 2 | 5 | 56 | 56 | 1925
2033240013 | 66 GUN HILL ROAD Bronx, NY 10467 (40.8818281111297, -73.879907340927) | Con Edison | ANTHONY MORTELLIT | RECI REALTY LLC | 129 ELMSFORD NY 10523 (41.059941580639475, -73.81782969978076) | CA045276R | 7/4/05 | ROCKMILLS - MP 100 | 1 | 4.2 | 1976 | 2011 |  | 31 to 35 years old | HEV-E-OIL DE 42 (S) | #6 | 43536 | 30475 | 6530 | 4571 | Yes | 2014 | Elevator Apartments | 11 | 51450 | 1 | 6 | 48 | 48 | 1926
2059580001 | 6301 RIVERDALE AVENUE Bronx, NY 10471 (40.91243382486147, -73.90264032913016) | Con Edison | THE COLLEGE OF MT SAINT VINCENT | COLLEGE OF MOUNT SAIN | 6301 RIVERDALE AVENUE BRONX, NY 10471 (40.91243382486147, -73.90264032913016) | CB104308R | 7/7/05 | BEST 5B-100 | 2 | 3348 | 2008 | 2043 | DUAL FUEL | Fewer than 5 years old | INDUSTRIAL COMBUSTION MMG-42P | #4 | 43500 | 30450 | 6308 | 4415 | Yes | 2018 | Walk-Up Apartments | 11 | 237021 | 12 | 12 | 0 | 1 | 1848
2032840057 | 2870 MARION AVENUE Bronx, NY 10458 (40.86825805390424, -73.88533968988942) | Con Edison | SCHUR MANAGEMENT | TRIO 2870 MARION ASSO | 2432 GRAND BRONX, NY 10453 (40.8596156602157, -73.90528946188753) | CA447388N | 7/5/05 | FEDERAL FST-125 | 1 | 5.25 | 1988 | 2023 |  | 21 to 26 years old | INDUSTRIAL COMBUSTION #DEG-54-P | #6 | 43116 | 30181 | 6467 | 4527 | Yes | 2014 | Elevator Apartments | 15 | 55226 | 1 | 6 | 44 | 44 | 1931
2033950047 | 530 234 STREET Bronx, NY 10470 (40.89726075698397, -73.86333412343643) | Con Edison | SEMPRE AVANTI REALTY | SEMPRE AVANTI RLTY CO | 600 WOODLAWN STATION BRONX, NY 10470 (40.90012797192844, -73.8712277502604) | CA464085K | 7/5/05 | NATIONAL STEEL AC6615 | 1 | 10.22 | 1985 | 2020 |  | 21 to 26 years old | I.C.I. DEG-84 S | #6 | 43000 | 30100 | 6450 | 4515 | Yes | 2015 | Hotels | 11 | 113670 | 1 | 8 | 87 | 88 | 1955
2028260076 | 1820 MORRIS AVENUE Bronx, NY 10453 (40.84746228453499, -73.90874173813322) | Con Edison | 1820 HOLDING LTD. | 1820 HOLDING LTD | 191024 BROOKLYN NY 11219 (40.63277295540763, -73.99667681118586) | CA261181K | 7/4/05 | ROCKMILLS MP 80 | 1 | 3.4 | 1981 | 2016 |  | 26 to 30 years old | ICI DEG42P | #6 | 42924 | 30047 | 6439 | 4507 |  |  | Walk-Up Apartments | 14 | 37809 | 1 | 6 | 44 | 44 | 1938
2044390005 | 777 MACE AVENUE Bronx, NY 10467 (40.86318852881448, -73.86444109098763) | Con Edison | PINSK TOWERS INC. | 777 MANAGEMENT CORP | 233 230 STREET BRONX, NY 10463 (40.877644590369854, -73.9073032083034) | CA202094M | 7/4/05 | FEDERAL FLW-1215 (EXT) | 1 | 4.34 | 1994 | 2029 |  | 16 to 20 years old | HEVE MMG-54(P) NEW | #4 | 42705 | 29894 | 6192 | 4335 | Yes | 2019 | Elevator Apartments | 13 | 65400 | 1 | 6 | 63 | 63 | 1964
2033040185 | 220 MIRIAM STREET Bronx, NY 10458 (40.86839376407686, -73.89206955746914) | Con Edison | EXPRESS MANAGEMENT LLC. | EXPRESS MANAGEMENT L. | 250 HARTSDALE AVENUE HARTSDALE, NY 10530 (41.013366621048114, -73.79645149970544) | CA328787Z | 7/4/05 | ROCKMILLS MP 100 | 1 | 4.1 | 1987 | 2022 |  | 21 to 26 years old | HEVE DEG 42 P | #6 | 42705 | 29893 | 6406 | 4484 | Yes | 2014 | Elevator Apartments | 15 | 54200 | 1 | 5 | 53 | 54 | 1923
2059090152 | 611 239 STREET Bronx, NY 10463 (40.88964475288634, -73.91130940364772) | Con Edison | 611 OWNERS CORPORATION | 611 OWNERS CORPORATIO | 313 PARKVILLE STATION BROOKLYN, NY 11204-0004 (40.632550671232565, -73.96832882137637) | CA315683L | 7/6/05 | ROCKMILLS MP 150 | 1 | 4.2 | 1983 | 2018 | DUAL FUEL | 26 to 30 years old | I.C.I. DEG-63-P | #6 | 42620 | 29834 | 6393 | 4475 | Yes | 2019 | Elevator Apartments | 11 | 64520 | 1 | 7 | 52 | 52 | 1954 |  | YES
2032500140 | 2845 DR M L KING JR BOULEVARD Bronx, NY 10468 (40.869693003729196, -73.89892699248668) | Con Edison | 2845 ASSOCIATES | 2845 ASSOCIATES LLC | 145 HUGUENOT ST NEW ROCHELLE, NY 10801 (40.91319235913511, -73.77945045104241) | CA194983P | 7/5/05 | ROCKMILLS MP-100 | 1 | 5.6 | 1983 | 2018 |  | 26 to 30 years old | I.C.I. DEG-42-P | #6 | 42500 | 29750 | 6375 | 4462 | Yes | 2020 | Office Buildings | 14 | 84960 | 1 | 6 | 61 | 61 | 1941
2033430260 | 3388 WAYNE AVENUE Bronx, NY 10467 (40.87938109767066, -73.87796556160264) | Con Edison | LENRU APART. GOODMAN MGMT CO. INC. | LENRU APARTMENT CORP | 2736 INDEPENDENCE AVENUE BRONX, NY 10463 (40.882258954549314, -73.91765023386792) | CA575186L | 7/6/05 | ROCKMILLS MP100 | 1 | 4.2 | 1986 | 2021 |  | 21 to 26 years old | HEVEOIL/ICI DEG 42P | #6 | 42486 | 29740 | 6373 | 4461 | Yes | 2013 | Elevator Apartments | 11 | 148000 | 1 | 6 | 104 | 104 | 1928 |  | YES
2028760001 | 1600 NELSON AVENUE Bronx, NY 10453 (40.84607242799119, -73.9196704835723) | Con Edison | 1600 NAHDFC | IRIS DIAZ | 1600 NELSSON AVENUE BRONX, NY 10453 (40.84607242799119, -73.9196704835723) | CA003479L | 7/7/05 | ROCKMILLS MP4-61 | 1 | 2.32 | 1979 | 2014 |  | 31 to 35 years old | HEVEOIL AM 4 1/2 DH | #4 | 42413 | 29689 | 6150 | 4305 |  |  | Walk-Up Apartments | 16 | 26650 | 1 | 5 | 28 | 32 | 1912
2028320035 | 1460 GRAND Bronx, NY 10457 (40.84579837129786, -73.89832418681175) | Con Edison | A BAUER INC | 1460 GRAND CONCOURSEC | 542 MAIN STREET NEW ROCHELLE, NY 10801 (40.90794031848401, -73.78299377983785) | CA096287M | 7/6/05 | ROCKMILLS MP 100 SL | 1 | 4.2 | 1987 | 2022 |  | 21 to 26 years old | ICI MMG 42 P | #4 | 42340 | 29638 | 6139 | 4298 | Yes | 2022 | Elevator Apartments | 16 | 55776 | 1 | 6 | 59 | 59 | 1920
2046450001 | 3604 BRONX BOULEVARD Bronx, NY 10467 (40.880208198101485, -73.86802490241512) | Con Edison | MEHBRO REALTY CORP. | MEHBRO REALTY CORP | 2675 MORRIS AVE BRONX, NY 10468 (40.86736756617417, -73.89610288562176) | CA609086R | 7/4/05 | ROCKMILLS MP 50 | 1 | 2.03 | 1986 | 2021 |  | 21 to 26 years old | ICI INC. MMG 22 | #4 | 42340 | 29638 | 6139 | 4298 |  |  | Elevator Apartments | 12 | 24024 | 1 | 6 | 25 | 25 | 1930
2039820028 | 1449 OVERING STREET Bronx, NY 10461 (40.84022412371709, -73.84485127729408) | Con Edison | T.M.S MANAGEMENT & CO. | 1441-51 OVERING STRE | 1466 ST PETERS AVE BRONX, NY 10461 (40.839405402043354, -73.84584329657376) | CA047376N | 7/5/05 | SPENCER 4F-450-45 | 1 | 4.1 | 1976 | 2011 |  | 31 to 35 years old | HEV-E-OIL AM6CM ( I.C.I. ) | #4 | 42340 | 29638 | 6139 | 4298 | Yes | 2022 | Elevator Apartments | 13 | 50250 | 1 | 6 | 62 | 62 | 1922
2032300010 | 1975 SEDGWICK AVENUE Bronx, NY 10453 (40.85705110222835, -73.91612961069413) | Con Edison | ZUCKERMAN RAALTY CORP. | ZUCKERMAN REALTY CORP | 0711 MERRICK NY 11566 (40.653764876669285, -73.55819245524992) | CB215403M | 7/5/05 | FEDERAL FST-100 (EXSTG) | 1 | 4.2 | 2003 | 2038 | DUAL FUEL | 5 to 10 years old | INDUSTRIAL COMB. MMG-42P (EXSTG) | #4 | 42340 | 29638 | 6139 | 4298 | Yes | 2020 | Elevator Apartments | 14 | 55000 | 1 | 5 | 47 | 47 | 1928
2024780040 | 1113 WALTON AVENUE Bronx, NY 10452 (40.832029550558325, -73.92129734312526) | Con Edison | 1113 WALTON CORP. | 1113 WALTON CO. | 16 MAIN FAR ROCKAWAY, NY 11691 (40.600614338480966, -73.76256777468302) | CA248383M | 7/5/05 | FEDERAL FST-100 | 1 | 4.2 | 1983 | 2018 |  | 26 to 30 years old | ICI MEG-42P | #6 | 42000 | 29400 | 6300 | 4410 | Yes | 2018 | Elevator Apartments | 16 | 66750 | 1 | 5 | 61 | 61 | 1925
2039360001 | 1366 WHITE PLAINS ROAD Bronx, NY 10462 (40.83478705308192, -73.86298981693727) | Con Edison | 1366 WHITE PLAINS RD. | 1366 WHITE PLAINS RO | 825 233RD STREET BRONX, NY 10466 (40.89221310483329, -73.85355883486339) | CA236882Z | 7/4/05 | ROCKMILLS MP4-133 | 1 | 5 | 1982 | 2017 |  | 26 to 30 years old | ICI DEG 54P | #6 | 42000 | 29400 | 6300 | 4410 | Yes | 2016 | Elevator Apartments | 18 | 56178 | 1 | 6 | 61 | 61 | 1929
2028260032 | 1815 MORRIS AVENUE Bronx, NY 10453 (40.84735424243141, -73.90885452338) | Con Edison | 1815 MORRIS REALTY CORP | 1815 MORRIS REALTY CO | 2838 JEROME AVENUE BRONX, NY 10468 (40.871194645958646, -73.89340825044198) | CA252084Y | 7/4/05 | ROCKMILLS MP-100 | 1 | 4.2 | 1984 | 2019 |  | 26 to 30 years old | ICI DEG 42P | #6 | 42000 | 29400 | 6300 | 4410 | Yes | 2016 | Elevator Apartments | 14 | 57400 | 1 | 6 | 57 | 57 | 1935
2028540056 | 2025 WALTON AVENUE Bronx, NY 10453 (40.85321633486422, -73.90672074296585) | Con Edison | 2025 WALTON AVE CORPORATION | ANNAL MANAGEMENT CO | 1325 CASTLE HILL AVENUE BRONX, NY 10462 (40.835149781325846, -73.8520142998785) | CA247581Z | 7/4/05 | FEDERAL FST 100 | 1 | 4.2 | 1981 | 2016 |  | 26 to 30 years old | ICI DE42P | #6 | 42000 | 29400 | 6300 | 4410 | Yes | 2014 | Elevator Apartments | 16 | 57000 | 1 | 6 | 65 | 65 | 1951
2028080032 | 163 178 STREET Bronx, NY 10453 (40.85069356035142, -73.90578838424335) | Con Edison | 2275 HOLDING LTD | 2275 HOLDING LTD | 191024 BROOKLYN NY 11219 (40.63277295540763, -73.99667681118586) | CA619486P | 7/6/05 | ROCKMILLS MP 100 | 1 | 4.2 | 1986 | 2021 |  | 21 to 26 years old | ICI DEG 42 P | #6 | 42000 | 29400 | 6300 | 4410 | Yes | 2018 | Elevator Apartments | 14 | 63100 | 1 | 7 | 59 | 59 | 1937
2033560180 | 3530 DECATUR AVENUE Bronx, NY 10467 (40.879219375998225, -73.87232634611877) | Con Edison | 2421 REALTY CO. | 3530 DECATUR ASSOCIAT | 825 233 STREET BRONX, NY 10466 (40.89221310483329, -73.85355883486339) | CA324586Y | 7/5/05 | ROCKMILLS MP-100 | 1 | 4.2 | 1986 | 2021 |  | 21 to 26 years old | ICI- DEG42P | #6 | 42000 | 29400 | 6300 | 4410 | Yes | 2016 | Elevator Apartments | 11 | 66000 | 1 | 6 | 61 | 61 | 1929
2032950016 | 2770 BRIGGS AVENUE Bronx, NY 10458 (40.86779960290244, -73.89033851548385) | Con Edison | 2770 BRIGGS REALTY CORP | 2770 BRIGGS REALTY CO | 2545 VALENTINE AVENUE BRONX, NY 10458 (40.86304905032611, -73.89533676904513) | CA186987M | 7/6/05 | ROCKMILLS MP 100 | 1 | 4.2 | 1987 | 2022 |  | 21 to 26 years old | ICI DEG 42 P | #6 | 42000 | 29400 | 6300 | 4410 | Yes | 2015 | Walk-Up Apartments | 15 | 68340 | 1 | 6 | 55 | 55 | 1948
2032120031 | 2308 DR M L KING JR BOULEVARD Bronx, NY 10468 (40.869693003729196, -73.89892699248668) | Con Edison | BB & BB MANAGEMENT CORP. | 2308 REALTY LLC | 1624 WEBSTER AVENUE BRONX, NY 10457 (40.84184033491622, -73.90412994919767) | CA176381Z | 7/6/05 | ROCKMILLS MP4-133 | 1 | 4.8 | 1981 | 2016 |  | 26 to 30 years old | ICI ME54 | #6 | 42000 | 29400 | 6300 | 4410 | Yes | 2022 | Elevator Apartments | 14 | 52200 | 1 | 5 | 53 | 53 | 1925
2039800020 | 2512 TRATMAN AVENUE Bronx, NY 10461 (40.8393799027857, -73.84524982039243) | Con Edison | JAY HERB REALTY CORP. | JAYHERB RLTY CORPORAT | 74 09 37 AVENUE JACKSON HEIGHTS, NY 11372 (40.75163073936716, -73.88361254528269) | CA220684L | 7/6/05 | ROCKMILLS MP100 | 1 | 4.2 | 1984 | 2019 |  | 26 to 30 years old | ICI DEG 42P | #6 | 42000 | 29400 | 6300 | 4410 | Yes | 2020 | Elevator Apartments | 13 | 57783 | 1 | 5 | 62 | 62 | 1928
2032230034 | 120 183 STREET Bronx, NY 10453 (40.85792565973023, -73.90151144907858) | Con Edison | LOUIS R SACHS MANAGEMENT | 120 W. 183 EQUITIES | 145 HUGENOT ST NEW ROCHELLE, NY 10801 (40.91319235913511, -73.77945045104241) | CA186682L | 7/4/05 | ROCKMILLS MP100 | 1 | 4.2 | 1982 | 2017 |  | 26 to 30 years old | ICI DEG42P | #6 | 42000 | 29400 | 6300 | 4410 | Yes | 2013 | Elevator Apartments | 14 | 58824 | 1 | 6 | 56 | 56 | 1936
2033000047 | 244 196 STREET Bronx, NY 10458 (40.867140972244655, -73.89137792384075) | Con Edison | LUIGI SPERONI | SPERONI & SONS, INC. | 305 BRONXVILLE MANHATTAN, NY 10708 (40.941770673944184, -73.84088124030427) | CA263871R | 7/5/05 | ROCKMILLS MP-80 | 1 | 3.5 | 1971 | 2010 |  | 36 - 40 year old | HEV-E-OIL AM 3E4 ( I.C.I. ) | #4 | 42000 | 29400 | 6090 | 4263 |  |  | Walk-Up Apartments | 15 | 28290 | 1 | 5 | 33 | 33 | 1926
2031560150 | 2115 RYER AVENUE Bronx, NY 10457 (40.853494083431876, -73.90065926395265) | Con Edison | PARKASH 2115 LLC | PARKASH 2115 LLC | 172 14 89 AVENUE JAMAICA, NY 11432 (40.71311535449007, -73.79282099978928) | CA249782Y | 7/5/05 | ROCKMILLS MP100 | 1 | 3.8 | 1982 | 2017 |  | 26 to 30 years old | ICI DEG 42P | #6 | 42000 | 29400 | 6300 | 4410 | Yes | 2016 | Walk-Up Apartments | 14 | 59520 | 1 | 6 | 63 | 69 | 1927
2032490046 | 2800 DR M L KING JR BOULEVARD Bronx, NY 10468 (40.869693003729196, -73.89892699248668) | Con Edison | SABOSA REALTY CO. | SABOSA REALTY CO LL | 993 MORRIS PARK AVENUE BRONX, NY 10462 (40.84802524608402, -73.85650673897491) | CA099882K | 7/4/05 | ROCKMILLS MP 100 | 1 | 3.8 | 1982 | 2017 |  | 26 to 30 years old | ICI DEG 42P | #6 | 42000 | 29400 | 6300 | 4410 | Yes | 2019 | Elevator Apartments | 14 | 71550 | 1 | 5 | 60 | 60 | 1926
2048350018 | 667 232 STREET Bronx, NY 10466 (40.89309408522369, -73.85869792292746) | Con Edison | WASSERMAN, ALAN/667 REALTY CO | 667 EAST 232ND STREET | 145 HUGENOT ST NEW ROCHELLE, NY 10801 (40.91319235913511, -73.77945045104241) | CA171983N | 7/5/05 | ROCKMILLS MP-100 | 1 | 4.2 | 1983 | 2018 |  | 26 to 30 years old | ICI DEG 42P | #6 | 42000 | 29400 | 6300 | 4410 | Yes | 2015 | Elevator Apartments | 12 | 50934 | 1 | 6 | 60 | 60 | 1929
2032630031 | 3836 BAILEY AVENUE Bronx, NY 10463 (40.88447359501766, -73.89731905655923) | Con Edison | ZEPA REALTY COMPANY | ZEPA REALTY, CORP. | 3844 BAILEY AVENUE BRONX, NY 10463 (40.88456637601978, -73.89719085008358) | CA124283K | 7/5/05 | ROCKMILLS MP100 | 1 | 3.8 | 1983 | 2018 |  | 26 to 30 years old | ICI DEG 42P | #6 | 42000 | 29400 | 6300 | 4410 | Yes | 2013 | Condominiums | 11 | 55800 | 1 | 5 | 58 | 58 | 1926
2028670047 | 1711 DAVIDSON AVENUE Bronx, NY 10453 (40.84739312992348, -73.91376316076818) | Con Edison | 1711 DAVIDSON AVE.H.D.F.C. | 1711 DAVIDSON AVENUE | 1711 DAVIDSON AVENUE BRONX, NY 10453 (40.84739312992348, -73.91376316076818) | CA156491L | 7/4/05 | FEDERAL FST-175 | 1 | 6.4 | 1991 | 2026 |  | 16 to 20 years old | ICI MEG-84 P | #6 | 41975 | 29382 | 6296 | 4407 | Yes | 2017 | Elevator Apartments | 16 | 98700 | 1 | 6 | 87 | 87 | 1928 |  | YES
2026100065 | 547 168 STREET Bronx, NY 10456 (40.83087987600005, -73.90519161661071) | Con Edison | CARLOS SANTAMARIA | SKIVJANI REALTY CORP | 511 164TH ST BRONX, NY 10456 (40.82565885724377, -73.90924338581748) | CA155989Y | 7/6/05 | FEDERAL FST 100 | 1 | 4.06 | 1989 | 2024 |  | 21 to 26 years old | HEVE MM42P | #4 | 41962 | 29374 | 6085 | 4259 |  |  | Walk-Up Apartments | 16 | 46040 | 1 | 5 | 64 | 64 | 1928
2027120023 | 940 TIFFANY STREET Bronx, NY 10459 (40.820005865892135, -73.89487849139047) | Con Edison | SEBCO III ASSOCIATES | SEBCO III ASSOCIATES | 955 163 STREET BRONX, NY 10459 (40.82102127608155, -73.89565834555971) | CA076082K | 7/5/05 | SPENCER 4F-563-40 | 1 | 5.3 | 1982 | 2017 |  | 26 to 30 years old | HEV-E MM 63-P | #4 | 41738 | 29217 | 6052 | 4236 | Yes | 2022 | Elevator Apartments | 17 | 51190 | 1 | 6 | 48 | 48 | 1910
2037770040 | 1265 MORRISON AVENUE Bronx, NY 10472 (40.83096535666107, -73.87499078691137) | Con Edison | 1265 MORRISON AVE ASSOC. LLC | 1265 MORRISION LLC | 733 YONKERS AVENUE YONKERS, NY 10704 (40.92365098316586, -73.86577167165724) | CA196691M | 7/4/05 | ROCKMILLS MP-90 | 1 | 3.8 | 1991 | 2026 |  | 16 to 20 years old | INDUSTRIAL COMB. DEG-42 (P) | #6 | 41647 | 29153 | 6247 | 4373 |  |  | Elevator Apartments | 18 | 45636 | 1 | 6 | 59 | 59 | 1927
2039980022 | 2437 LYVERE STREET Bronx, NY 10461 (40.84159109914281, -73.85239607610649) | Con Edison | ULTRA HOLDINGS CORP. | 2424 E. TREMONT AVE. | 507 186 ST MANHATTAN, NY 10033 (40.851435294493115, -73.92916842004861) | CA084488K | 7/7/05 | FEDERAL FST 90 | 1 | 3.8 | 1988 | 2023 |  | 21 to 26 years old | ICI DEG 42 P | #6 | 41647 | 29153 | 6247 | 4373 |  |  | Elevator Apartments | 18 | 40525 | 1 | 5 | 42 | 45 | 1929
2024560061 | 209 165 STREET Bronx, NY 10456 (40.830217966279974, -73.91855767820125) | Con Edison | B & H REALTY INC. NICK POULAKS | B & H REALTY CORP | 30 11 30TH AVE L I C, NY 11102 (40.77152402451418, -73.92643545073543) | CA106795P | 7/5/05 | FEDERAL FST-90 | 1 | 3.8 | 1995 | 2030 | DUAL FUEL | 11 to 15 years old | INDUSTRIAL COMB. MEG-42 (P) | #4 | 41647 | 29153 | 6039 | 4227 | Yes | 2016 | Elevator Apartments | 16 | 63428 | 1 | 5 | 60 | 65 | 1923
2024790042 | 1155 WALTON AVENUE Bronx, NY 10452 (40.83371076572329, -73.92029396127666) | Con Edison | NEW DAWN REALTY LLC | NEW DAWN REALTY CO. | 2123 WILLIAMBRIDGE RD BRONX, NY 10461 (40.846960590359004, -73.840632836736) | CA200091H | 7/4/05 | FEDERAL FST 90 | 1 | 3.8 | 1991 | 2026 |  | 16 to 20 years old | I.C. DEG 42 | #6 | 41647 | 29153 | 6247 | 4373 | Yes | 2019 | Walk-Up Apartments | 16 | 52800 | 1 | 6 | 52 | 58 | 1940
2033420001 | 3162 BAINBRIDGE AVENUE Bronx, NY 10467 (40.87518063001842, -73.87945152011821) | Con Edison | ROSENBERG DIAMOND | 3162 REALTY L L C | 1919 WILLIAMSBRIDGE ROAD BRONX, NY 10461 (40.852643053158374, -73.8532354972766) | CA113583Z | 7/5/05 | FEDERAL FST 100 | 1 | 4.1 | 1983 | 2018 |  | 26 to 30 years old | ICI MMG 42P | #4 | 41500 | 29050 | 6018 | 4212 | Yes | 2022 | Elevator Apartments | 11 | 71000 | 1 | 6 | 63 | 67 | 1924
2028920011 | 1818 ANTHONY AVENUE Bronx, NY 10457 (40.8466184591269, -73.90377087230745) | Con Edison | ANNAL MGMT CO. | ANNAL MANAGEMENT CO | 1325 CASTLE HILL AVENUE BRONX, NY 10462 (40.835149781325846, -73.8520142998785) | CA007181Z | 7/6/05 | FEDERAL FST-125 | 1 | 4.2 | 1981 | 2016 |  | 26 to 30 years old | INDUSTRIAL COMBUSTION DE-54-P | #6 | 41392 | 28974 | 6209 | 4346 | Yes | 2022 | Walk-Up Apartments | 14 | 64032 | 1 | 6 | 72 | 72 | 1956
2032140025 | 2550 DR M L KING JR BOULEVARD Bronx, NY 10468 (40.869693003729196, -73.89892699248668) | Con Edison | VIRGINIA REALTY CO. | 2550 UNIVERSITY LLC | 825 233 STREET BRONX, NY 10466 (40.89221310483329, -73.85355883486339) | CA256083K | 7/6/05 | ROCKMILLS MP-100 | 1 | 4.2 | 1983 | 2018 | DUAL FUEL | 26 to 30 years old | ICI DEG 42P | #6 | 41296 | 28907 | 6194 | 4336 |  |  | Churches, Synagogues, etc. | 14 | 46875 | 1 | 5 | 55 | 55 | 1922
2025110068 | 957 WOODYCREST AVENUE Bronx, NY 10452 (40.83151771694875, -73.92890848767279) | Con Edison | PRIME REALTY SERVICES,LLC. | 957 WOODYCREST LLC | 1920 MANHATTAN NY 10116 (40.8110019996426, -73.95309800037239) | CA006482X | 7/4/05 | FEDERAL FST 100 | 1 | 4.2 | 1982 | 2017 | DUAL FUEL | 26 to 30 years old | INDUSTRIAL COMBUSTION DEG - 42(P) | #4 | 41288 | 28901 | 5987 | 4191 | Yes | 2021 | Elevator Apartments | 17 | 60600 | 1 | 5 | 52 | 52 | 1924
2042930023 | 2110 BARNES AVENUE Bronx, NY 10462 (40.854100722453516, -73.8638513216524) | Con Edison | 2110 BARNES AVENUE LLC | 2210 BARNES, LLC. | 1601 BRONXDALE AVE (SUITE 201 N Y 10462 (40.84351657306597, -73.85691921749257) | CB171401K | 7/6/05 | FEDERAL FST-125 | 1 | 5.25 | 2001 | 2036 | DUAL FUEL | 5 to 10 years old | INDUSTRIAL COMB. MMG-54P | #4 | 41063 | 28744 | 5954 | 4168 | Yes | 2013 | Elevator Apartments | 13 | 77450 | 1 | 7 | 57 | 57 | 1960
2032100080 | 2114 AQUEDUCT AVENUE Bronx, NY 10453 (40.85634507846636, -73.90947548570031) | Con Edison | 2114 AQUEDUCT REALTY LLC | 2114 AQUEDUCT REALTY | 1919 WILLIAMSBRIDGE ROAD BRONX, NY 10461 (40.852643053158374, -73.8532354972766) | CB555203X | 7/6/05 | FEDERAL FST-125 (NEW) | 1 | 4.18 | 2003 | 2038 | DUAL FUEL | 5 to 10 years old | ICI MMG-54P (NEW) | #4 | 41063 | 28744 | 5954 | 4168 | Yes | 2020 | Elevator Apartments | 14 | 50890 | 2 | 5 | 72 | 72 | 1924
2039820001 | 2501 TRATMAN AVENUE Bronx, NY 10461 (40.83921311101985, -73.84553895056041) | Con Edison | 2501TRATMAN AVENUE LLC | 2501 TRATMAN AVE LLC | 1466 ST PETERS AVENUE BRONX, NY 10461 (40.839405402043354, -73.84584329657376) | CB126207N | 7/6/05 | FEDERAL FST - 125 (NEW) | 1 | 4.1 | 2007 | 2042 | DUAL FUEL | Fewer than 5 years old | ICI MMG - 54P (NEW) | #4 | 41063 | 28744 | 5954 | 4168 | Yes | 2022 | Walk-Up Apartments | 13 | 118967 | 4 | 5 | 142 | 146 | 1928
2032140007 | 2522 DR M L KING JR BOULEVARD Bronx, NY 10468 (40.869693003729196, -73.89892699248668) | Con Edison | 2522 REALTY LLC | FALCON MEWS ASSOCIATE | 191024 BROOKLYN NY 11219 (40.63277295540763, -73.99667681118586) | CA069387X | 7/6/05 | FEDERAL FST 100 | 1 | 4.2 | 1987 | 2022 |  | 21 to 26 years old | HEV E MMG 42 P | #4 | 41063 | 28744 | 5954 | 4168 |  |  | Elevator Apartments | 14 | 43955 | 1 | 5 | 52 | 52 | 1921
2028020046 | 255 176 STREET Bronx, NY 10457 (40.84741927667243, -73.90464838654624) | Con Edison | 255 EAST 176TH STREET CORP. | 255 E LLC | 5676 RIVERSIDE AVENUE BRONX, NY 10471 (40.90199442310421, -73.9036265005625) | CB034503X | 7/6/05 | FEDERAL FST-125 (NEW) | 1 | 4.18 | 2003 | 2038 | DUAL FUEL | 5 to 10 years old | INDUSTRIAL COMBUSTION MMG-54P (NEW) | #4 | 41063 | 28744 | 5954 | 4168 | Yes | 2022 | Office Buildings | 14 | 52800 | 1 | 6 | 54 | 54 | 1939
2033160020 | 2710 MORRIS AVENUE Bronx, NY 10468 (40.86792370491127, -73.89557077019444) | Con Edison | 2710 MORRIS AVENUE CO. LLC | 2710 MORRIS AVENUE CO | 3000 BRONX PARK BRONX, NY 10467 (40.86971543619559, -73.87048308781573) | CB016109Z | 7/4/05 | FEDERAL FST - 125 (EXSTG) | 1 | 4.1 | 2009 | 2044 | DUAL FUEL | Fewer than 5 years old | (I.C.) MMG - 54P (NEW) | #4 | 41063 | 28744 | 5954 | 4168 | Yes | 2016 | Elevator Apartments | 15 | 85956 | 1 | 6 | 61 | 61 | 1928
2032560150 | 309 Bronx NY 10463 (40.88187196282087, -73.91120748054078) | Con Edison | 288 KINGSBRIDGE TERRACE | 172 AUDUBON CORP. | 305 204 STREET BRONX, NY 10467 (40.87298098897108, -73.87851548968159) | CA132899Z | 7/6/05 | FEDERAL FST-125 | 1 | 5.25 | 1999 | 2034 | DUAL FUEL | 11 to 15 years old | I.C. MMG-54P | #4 | 41063 | 28744 | 5954 | 4168 | Yes | 2016 | Elevator Apartments | 14 | 68460 | 1 | 6 | 83 | 83 | 1928
2033560185 | 3540 DECATUR AVENUE Bronx, NY 10467 (40.87935833219621, -73.87226402017703) | Con Edison | BOB-AL MGMT | BOB-AL MANAGEMENT COR | 1959 BRONXDALE AVE BRONX, NY 10462 (40.8493592803162, -73.86317758669486) | CA124597N | 7/4/05 | FEDERAL FLW 1518 | 1 | 5.25 | 1997 | 2032 | DUAL FUEL | 11 to 15 years old | INDUSTRIAL COMB. MMG-54 P | #4 | 41063 | 28744 | 5954 | 4168 | Yes | 2016 | Walk-Up Apartments | 11 | 67000 | 1 | 6 | 66 | 66 | 1962
2029500030 | 709 715 FAIRMONT PLACE Bronx, NY 10457 (40.84579837129786, -73.89832418681175) | Con Edison | COLONIAL MANAGEMENT | 709-715 FAIRMONT PLAC | 625 BROOKLYN NY 11230 (40.62192951023877, -73.96551106018723) | CB024208K | 7/6/05 | FEDERAL FST-125 | 1 | 4.1 | 2008 | 2043 | DUAL FUEL | Fewer than 5 years old | ICI DEG-54P (NEW) | #4 | 41063 | 28744 | 5954 | 4168 |  |  | Elevator Apartments | 15 | 49135 | 1 | 5 | 61 | 61 | 1926
2028450062 | 1535 WALTON AVENUE Bronx, NY 10452 (40.84184087299044, -73.91435225391947) | Con Edison | ENF 11/30/92 | WIIS REALTY LLC | 993 MORRIS PARK AVE BRONX, NY 10462 (40.84802524608402, -73.85650673897491) | CA687086K | 7/6/05 | FEDERAL FST 100 | 1 | 3.9 | 1986 | 2021 |  | 21 to 26 years old | HEVE MMG 42 P | #4 | 41063 | 28744 | 5954 | 4168 |  |  | Elevator Apartments | 14 | 45630 | 1 | 6 | 48 | 48 | 1928
2042520017 | 1910 PELHAM PARKWAY Bronx, NY 10461 (40.85561521030959, -73.82943106332314) | Con Edison | ENF. 11/8/91 | PARKWAY OWNERS INC | 55 45TH NEW YORK, NY 10036 (40.756173616887146, -73.98122536281527) | CA061986L | 7/5/05 | FEDERAL FLW1215 | 1 | 4.4 | 1986 | 2021 |  | 21 to 26 years old | HEVE AM6E | #4 | 41063 | 28744 | 5954 | 4168 |  |  | Elevator Apartments | 13 | 44329 | 1 | 6 | 52 | 52 | 1964
2028460037 | 1575 TOWNSEND AVENUE Bronx, NY 10452 (40.8438345907948, -73.9140082524261) | Con Edison | GROSS SOL | YOUNG & BOOBY REALTYC | 314 MC DONALD AVE N Y 11218 (40.64645924920414, -73.9801659240397) | CB061602H | #N/A | FEDERAL FST 125 | 1 | 5.25 | 2002 | 2037 | DUAL FUEL | 5 to 10 years old | INDUSTRIAL COMB. DEG-54 P | #4 | 41063 | 28744 | 5954 | 4168 |  |  | Condominiums | 14 | 39829 | 2 | 6 | 45 | 53 | 1922
2027350011 | 926 SOUTHERN BOULEVARD Bronx, NY 10459 (40.820387782525415, -73.89198068406898) | Con Edison | GUNHILL REALTY CO. | 922 SOUTHERN LLC | 740327 BRONX NY 10474 (40.810882923108466, -73.88235636235618) | CA279885Y | 7/7/05 | FEDERAL FST-100 | 1 | 4.1 | 1985 | 2020 |  | 21 to 26 years old | HEV-E OIL MEG-42 P | #4 | 41063 | 28744 | 5954 | 4168 | Yes | 2015 | Walk-Up Apartments | 17 | 50674 | 1 | 6 | 32 | 36 | 1911
2032370145 | 2545 SEDGWICK AVENUE Bronx, NY 10468 (40.86725481807509, -73.90756990750896) | Con Edison | HIGHVIEW OWNERS INC. | HIGH VIEW OWNERS INC | 111 17A ROOSEVELT AVE FLUSHING, NY 11368 (40.749678220373596, -73.85304068857687) | CB166002L | 7/7/05 | FEDERAL FST 125 | 1 | 5.25 | 2002 | 2037 | DUAL FUEL | 5 to 10 years old | ICI MMG-54 P | #4 | 41063 | 28744 | 5954 | 4168 | Yes | 2017 | Elevator Apartments | 14 | 71640 | 1 | 6 | 62 | 62 | 1964 |  | YES
2031680016 | 2608 CRESTON AVENUE Bronx, NY 10468 (40.86529592636879, -73.89635457927778) | Con Edison | JOCAL CORP. | 2608 CRESTON AVENUE L | 49 37TH ST NEW YORK, NY 10018 (40.75139533284374, -73.98568297880149) | CB208802P | 7/7/05 | FEDERAL FST-125 | 1 | 4.15 | 2002 | 2037 | DUAL FUEL | 5 to 10 years old | ICI-MMG-54P | #4 | 41063 | 28744 | 5954 | 4168 | Yes | 2018 | Walk-Up Apartments | 15 | 58896 | 1 | 6 | 54 | 54 | 1922
2049990068 | 730 236 STREET Bronx, NY 10466 (40.89521697903837, -73.85497507850758) | Con Edison | LIBRA 730 CO. | LIBRA 730 CO | 1275 FIRST AVENUE MANHATTAN, NY 10021 (40.76591569142214, -73.95743415532283) | CB182801R | 7/6/05 | FEDERAL FST-125 | 1 | 5.25 | 2001 | 2036 | DUAL FUEL | 5 to 10 years old | INDUSTRIAL COMBUSTION MMG-54P | #4 | 41063 | 28744 | 5954 | 4168 | Yes | 2019 | Elevator Apartments | 11 | 60968 | 1 | 6 | 78 | 78 | 1929
2043210058 | 2161 BARNES AVENUE Bronx, NY 10462 (40.85475653500074, -73.86391504378463) | Con Edison | NEUMAN FAMILY LLC | RHINO ASSETS LLC | 98 CUTTERMILL ROAD N Y 11021 (40.7836584067361, -73.73280677517435) | CB085600H | 7/4/05 | FEDERAL FST-125 | 1 | 5.32 | 2000 | 2035 | DUAL FUEL | 5 to 10 years old | INDUSTRIAL COMB. MMG-54 P | #4 | 41063 | 28744 | 5954 | 4168 | Yes | 2021 | Elevator Apartments | 13 | 74772 | 1 | 6 | 72 | 72 | 1931
2030260014 | 2512 MARION AVENUE Bronx, NY 10458 (40.86140874082737, -73.89312518644552) | Con Edison | OUR LADY OF MERCY | MILLER, ALLAN | 2512 MARION AVENUE BRONX, NY 10458 (40.86140874082737, -73.89312518644552) | CA518485K | 7/5/05 | FEDERAL FST-100 | 1 | 4.2 | 1985 | 2020 |  | 21 to 26 years old | HEVEOIL MMG-42 (P) | #4 | 41063 | 28744 | 5954 | 4168 | Yes | 2016 | Elevator Apartments | 15 | 89300 | 1 | 4 | 0 | 1 | 1915
2043280030 | 1005 ESPLANADE AVE Bronx, NY 10461 (40.85482931550249, -73.85999124958204) | Con Edison | PASQUEALINE SACCHETTI | 1005 ESPLANADE LLC | 1466 ST PETERS AVENUE BRONX, NY 10461 (40.839405402043354, -73.84584329657376) | CB085406H | 7/5/05 | FEDERAL-FST-125 (NEW) | 1 | 4.1 | 2006 | 2041 | DUAL FUEL | Fewer than 5 years old | ICI-MMG-54P (NEW) | #4 | 41063 | 28744 | 5954 | 4168 | Yes | 2018 | Elevator Apartments | 13 | 89764 | 1 | 7 | 74 | 74 | 1955
2032760005 | 384 194 STREET Bronx, NY 10458 (40.86335239772372, -73.88998242238146) | Con Edison | PRONTO PROPERTY SERVICE | 384 EAST ASSOCIATES, | 3601A FIELDSTON ROAD BRONX, NY 10463 (40.88596252333503, -73.90701982281978) | CB498803N | 7/5/05 | FEDERAL FST-125 (NEW) | 1 | 4.18 | 2003 | 2038 | DUAL FUEL | 5 to 10 years old | INDUSTRIAL COMBUSTION DEG-54P (NEW) | #4 | 41063 | 28744 | 5954 | 4168 | Yes | 2016 | Loft Buildings | 15 | 93000 | 1 | 6 | 82 | 93 | 1928
2032370133 | 2575 SEDGWICK AVENUE Bronx, NY 10468 (40.868094556651094, -73.90695561756186) | Con Edison | S.W.MANAGEMENT%2575 SEDGWICK. | 2575 SEDGWICK REALTY | 145 HUGUENOT STREET NEW ROCHELLE, NY 10801 (40.91319235913511, -73.77945045104241) | CA175698M | 7/6/05 | FEDERAL FST-125 | 1 | 5.25 | 1998 | 2033 | DUAL FUEL | 11 to 15 years old | INDUSTRIAL COMB. MMG-54(P) | #4 | 41063 | 28744 | 5954 | 4168 | Yes | 2017 | Elevator Apartments | 14 | 86000 | 1 | 6 | 86 | 86 | 1952
2051150024 | 707 242 STREET Bronx, NY 10470 (40.905725485726094, -73.84921377101071) | Con Edison | TMMA MANAGEMENT | PARKASH 242 LLC | 172 14 89H AVENUE JAMAICA, NY 11432 (40.71311535449007, -73.79282099978928) | CA126098H | 7/5/05 | FEDERAL 125 | 1 | 5.25 | 1998 | 2033 | DUAL FUEL | 11 to 15 years old | INDUSTRIAL COMB. MMG-54 P | #4 | 41063 | 28744 | 5954 | 4168 | Yes | 2015 | Elevator Apartments | 11 | 58682 | 1 | 6 | 67 | 69 | 1940
2049940080 | 686 234 STREET Bronx, NY 10466 (40.89431237190668, -73.85747345804181) | Con Edison | UNIVERSAL MGMT. AGENCY | 234 LLC |  | CA236186P | 7/7/05 | FEDERAL FST 100 | 1 | 4.1 | 1986 | 2021 |  | 21 to 26 years old | HEVE MMG 42 P | #4 | 41063 | 28744 | 5954 | 4168 |  |  | Educational Structures | 12 | 46530 | 1 | 5 | 64 | 64 | 1926
2032130001 | 2406 UNIVERSITY AVENUE Bronx, NY 10468 (40.86294889384202, -73.90476943629238) | Con Edison | UNIVERSITY AVENUE REALTY LLC. | UNIVERSITY AVE REALTY | 1053 GREAT NECK NY 11023 (40.8000656500098, -73.74286100083447) | CA324786Z | 7/7/05 | FEDERAL FST 100 | 1 | 4.2 | 1986 | 2021 |  | 21 to 26 years old | ICI MMG42P | #4 | 41063 | 28744 | 5954 | 4168 |  |  | Elevator Apartments | 14 | 49614 | 1 | 5 | 45 | 59 | 1920
2037140001 | 1015 BOYNTON AVENUE Bronx, NY 10472 (40.82430961653862, -73.87725008213074) | Con Edison | ZAM REALTY MGMT CO. | ZAM 1015 CORP | 936 INTERVALE AVENUE BRONX, NY 10459 (40.82082735299217, -73.89686544196805) | CA204496Y | 7/7/05 | ROCKMILLS MP-125 | 1 | 5.25 | 1996 | 2031 | DUAL FUEL | 11 to 15 years old | I.C. MMG-54 (P) | #4 | 41063 | 28744 | 5954 | 4168 | Yes | 2014 | Elevator Apartments | 18 | 66600 | 1 | 6 | 70 | 73 | 1920
2028110001 | 245 178 STREET Bronx, NY 10457 (40.85032299343901, -73.90396590438824) | Con Edison | ZAM REALTY MGMT.COMPANY | ZAM 178TH ST CORP | 936 INTERVALE AVENUE BRONX, NY 10459 (40.82082735299217, -73.89686544196805) | CA237799M | 7/4/05 | FEDERAL FST-125 | 1 | 5.25 | 1999 | 2034 | DUAL FUEL | 11 to 15 years old | INDUSTRIAL COMB. MMG-54 P | #4 | 41063 | 28744 | 5954 | 4168 | Yes | 2021 | Elevator Apartments | 14 | 65000 | 1 | 6 | 55 | 55 | 1937
2042890015 | 762 BRADY AVENUE Bronx, NY 10462 (40.852347163045295, -73.86531101073294) | Con Edison | BRADY OWNERS CO. | 754 768 BRADY OWNERS | 754 BRADY AVENUE BRONX, NY 10462 (40.85235638518431, -73.86562763750608) | CA078383N | 7/5/05 | ROCKMILLS MP 90 | 1 | 3.8 | 1983 | 2018 |  | 26 to 30 years old | HEVE MEG 42-P ( I.C.I. ) | #6 | 41063 | 28744 | 6159 | 4312 | Yes | 2019 | Elevator Apartments | 13 | 54184 | 1 | 6 | 55 | 55 | 1932 |  | YES
2042890050 | 758 BRADY AVENUE Bronx, NY 10462 (40.85235177411504, -73.86546932412782) | Con Edison | BRADY OWNERS CORP. | 754 768 BRADY OWNERS | 1619 3 AVENUE MANHATTAN, NY 10128 (40.782063212447575, -73.95157124804915) | CA061183H | 7/5/05 | ROCKMILLS MP 100 | 1 | 4.3 | 1983 | 2018 |  | 26 to 30 years old | HEV-E MEG 42P | #6 | 41063 | 28744 | 6159 | 4312 | Yes | 2019 | Walk-Up Apartments | 13 | 67500 | 1 | 6 | 58 | 58 | 1932 |  | YES
2033350150 | 3200 ROCHAMBEAU AVENUE Bronx, NY 10467 (40.876375425630556, -73.88061413270097) | Con Edison | JAMIL COMPANY | 1975 LAFONTAINE REALT | 651 FISHKILL NY 12524 (41.53099851476969, -73.89186961579009) | CA187887J | 7/6/05 | ROCKMILLS MP 100 | 1 | 4.2 | 1987 | 2022 |  | 21 to 26 years old | ICI DEG 42 P | #6 | 41063 | 28744 | 6159 | 4312 | Yes | 2015 | Elevator Apartments | 11 | 55600 | 1 | 6 | 56 | 56 | 1928
2028310040 | 1362 GRAND Bronx, NY 10456 (40.8372510364128, -73.91278837159497) | Con Edison | 1362-84 REALTY CORP. | 1362-84 REALTY CORP. | 1362 GRAND BRONX, NY 10456 (40.8372510364128, -73.91278837159497) | CA348283N | 7/6/05 | FEDERAL FST 90 | 1 | 3.6 | 1983 | 2018 |  | 26 to 30 years old | HEVE DE-42-P | #6 | 41063 | 28744 | 6159 | 4312 |  |  | Elevator Apartments | 16 | 41900 | 1 | 5 | 41 | 42 | 1924
2028570077 | 1447 MACOMBS ROAD Bronx, NY 10452 (40.841578918956095, -73.91781693789508) | Con Edison | 1447 MACOMBS ROAD ASSOC, LLC. | 1447 MACOMBS ROAD ASS | 445 PARK AVENUE MANHATTAN, NY 10022 (40.76156537367167, -73.97059102179936) | CA106880J | 7/6/05 | ROCKMILLS MP-90 | 1 | 3.7 | 1980 | 2015 |  | 26 to 30 years old | HEV-E MEG-42-P | #6 | 41063 | 28744 | 6159 | 4312 | Yes | 2017 | Elevator Apartments | 16 | 50000 | 1 | 5 | 53 | 53 | 1927
2028660015 | 1645 GRAND AVENUE Bronx, NY 10453 (40.84695749652128, -73.91519186482965) | Con Edison | 174 AND GRAND ASSOCIATES | LOCO REALTY CORP | 949 YONKERS NY 10704 (40.91736048950421, -73.85944948421604) | CA099686N | 7/6/05 | ROCKMILLS MP 90 | 1 | 3.9 | 1986 | 2021 |  | 21 to 26 years old | HEVEOIL MMG 42 P | #6 | 41063 | 28744 | 6159 | 4312 |  |  | Elevator Apartments | 16 | 41250 | 1 | 5 | 46 | 47 | 1924
2031790041 | 2105 WALTON AVENUE Bronx, NY 10453 (40.854590278677065, -73.90546346014042) | Con Edison | 2105 WALTON REALTY CORP. | 2105 WALTON RLTY CORP | 852 180 STREET BRONX, NY 10460 (40.845552171155546, -73.88364154754363) | CA240486Z | 7/6/05 | ROCKMILLS MP100 | 1 | 4.1 | 1986 | 2021 |  | 21 to 26 years old | HEVE DEG42P ( I.C.I. ) | #6 | 41063 | 28744 | 6159 | 4312 | Yes | 2019 | Elevator Apartments | 16 | 51165 | 1 | 5 | 55 | 55 | 1927
2032180066 | 2281 DR M L KING JR BOULEVARD Bronx, NY 10468 (40.869693003729196, -73.89892699248668) | Con Edison | 2281-85 REALTY LLC | 2281-85 REALTY LLC | 191024 BROOKLYN NY 11219 (40.63277295540763, -73.99667681118586) | CA327884X | 7/7/05 | FEDERAL FST-90 | 1 | 3.8 | 1984 | 2019 |  | 26 to 30 years old | HEVE ME-42-P ( I.C.I. ) | #6 | 41063 | 28744 | 6159 | 4312 |  |  | Walk-Up Apartments | 14 | 46210 | 1 | 5 | 57 | 57 | 1924
2031680011 | 2600 CRESTON AVENUE Bronx, NY 10468 (40.865162760677734, -73.89644968436788) | Con Edison | 2600 CREST REALTY | 2600 CRESTON LLC | 25 45TH STREET NEW YORK, NY 10036 (40.755954895532284, -73.9807906669621) | CA056987R | 7/7/05 | ROCKMILLS MP-100 | 1 | 4.2 | 1987 | 2022 |  | 21 to 26 years old | ICI MEG 42 P | #6 | 41063 | 28744 | 6159 | 4312 |  |  | Factory & Industrial Buildings | 15 | 41465 | 1 | 5 | 53 | 53 | 1921
2032920006 | 321 BEDFORD PARK BOULEVARD Bronx, NY 10458 (40.86954557664401, -73.88492560698528) | Con Edison | 321 BEDFORD BLVD LLC | 321 BEDFORD BLVD LLC | 1510 ST PETER'S AVENUE BRONX, NY 10461 (40.83992979578118, -73.84660528977619) | CA449187X | 7/7/05 | ROCKMILLS MP 100 | 1 | 4.1 | 1987 | 2022 |  | 21 to 26 years old | HEVE DEG 42 S | #6 | 41063 | 28744 | 6159 | 4312 |  |  | Elevator Apartments | 11 | 49180 | 1 | 5 | 47 | 47 | 1922
2046410060 | 635 211 STREET Bronx, NY 10467 (40.87854356037229, -73.86861665433698) | Con Edison | 635 REALTY LLC | 635 REALTY LLC | 635 211 ST BRONX, NY 10467 (40.87854356037229, -73.86861665433698) | CA298486K | 7/5/05 | FEDERAL FST 100 | 1 | 4.2 | 1986 | 2021 |  | 21 to 26 years old | ICI MEG 42 P | #6 | 41063 | 28744 | 6159 | 4312 | Yes | 2021 | Elevator Apartments | 12 | 55776 | 1 | 6 | 53 | 53 | 1935
2042890035 | 754 BRADY AVENUE Bronx, NY 10462 (40.85235638518431, -73.86562763750608) | Con Edison | BRADLY OWNERS CORP | 754-768 BRADY OWNERS | 754 BRADY AVENUE BRONX, NY 10462 (40.85235638518431, -73.86562763750608) | CA061083K | 7/5/05 | ROCKMILLS MP 100 | 1 | 4.3 | 1983 | 2018 |  | 26 to 30 years old | HEV-E MEG 42P | #6 | 41063 | 28744 | 6159 | 4312 | Yes | 2019 | Elevator Apartments | 13 | 75260 | 1 | 6 | 59 | 59 | 1932 |  | YES
2033280073 | 3514 ROCHAMBEAU AVENUE Bronx, NY 10467 (40.88180775483069, -73.87919649711769) | Con Edison | CARMELA CARASSONE | 3514 ROCHAMBEAU LLC | 37 28TH STREET NEW YORK, NY 10016 (40.74360720407003, -73.9847566771113) | CA194687K | 7/6/05 | ROCKMILLS MP 100 | 1 | 4.2 | 1987 | 2022 |  | 21 to 26 years old | HEVE DEG 42 P | #6 | 41063 | 28744 | 6159 | 4312 |  |  | Elevator Apartments | 11 | 34700 | 1 | 5 | 45 | 45 | 1927
2033240077 | 3439 KNOX PLACE Bronx, NY 10467 (40.88201423210722, -73.88343681043543) | Con Edison | JENNIE REALTY CORP. | JENNIE RLTY CORP | 3439 KNOX PLACE BRONX, NY 10467 (40.88201423210722, -73.88343681043543) | CA301084M | 7/7/05 | FEDERAL FST 90 | 1 | 3.8 | 1984 | 2019 |  | 26 to 30 years old | ICI MEG-42 P | #6 | 41063 | 28744 | 6159 | 4312 |  |  | Elevator Apartments | 11 | 44280 | 1 | 6 | 54 | 54 | 1949
2053840010 | 1534 ERICSON PLACE Bronx, NY 10461 (40.841627643053556, -73.83699465249512) | Con Edison | MONDELLI, LUIGI | 2304 REALTY CORP | 754 MACE AVENUE BRONX, NY 10467 (40.86314421709324, -73.86531286966195) | CA163386P | 7/5/05 | FEDERAL FST 100 | 1 | 4.2 | 1986 | 2021 |  | 21 to 26 years old | I.C.I DEG 42P | #6 | 41063 | 28744 | 6159 | 4312 |  |  | Elevator Apartments | 13 | 46550 | 1 | 6 | 57 | 59 | 1927
2033490027 | 3165 DECATUR AVENUE Bronx, NY 10467 (40.87291158352905, -73.8764276644807) | Con Edison | OVAL WEST CORP | CORA REALTY CO LLC | 5676 RIVERDALE AVE BRONX, NY 10471 (40.90603192863733, -73.90429477417916) | CA086587P | 7/6/05 | ROCKMILLS MP 100 | 1 | 4.2 | 1987 | 2022 |  | 21 to 26 years old | ICI MEG 42P | #6 | 41063 | 28744 | 6159 | 4312 | Yes | 2019 | Elevator Apartments | 11 | 78300 | 1 | 6 | 62 | 62 | 1928
2028320040 | 1466 GRAND Bronx, NY 10457 (40.84579837129786, -73.89832418681175) | Con Edison | UNIVERSAL MAMGT AGENCY | 1466 GC REALTY LLC | 825 233 ST BRONX, NY 10466 (40.89221310483329, -73.85355883486339) | CA615586Y | 7/6/05 | FEDERAL FST 100 | 1 | 4.1 | 1986 | 2021 |  | 21 to 26 years old | HEV E MEG 42 P | #6 | 41063 | 28744 | 6159 | 4312 | Yes | 2022 | Walk-Up Apartments | 16 | 52680 | 1 | 6 | 58 | 59 | 1920
2059120091 | 4901 HENRY HUDSON PARKWAY Bronx, NY 10471 (40.89678545886314, -73.90785006004471) | Con Edison | WINDSOR APARTMENT | WINDSOR APARTMENTS, I | 109 15 14 AVENUE CLLEGE PT, NY 11356 (40.7849280967543, -73.84181070040347) | CA244799H | 7/5/05 | FEDERAL/EASTMOND FST 100 | 2 | 4.07 | 1999 | 2034 | DUAL FUEL | 11 to 15 years old | HEVE 42 P | #6 | 41063 | 28744 | 6159 | 4312 | Yes | 2022 | Elevator Apartments | 11 | 167108 | 1 | 9 | 133 | 133 | 1961 |  | YES
2027200084 | 775 SOUTHERN BOULEVARD Bronx, NY 10455 (40.81564172355398, -73.89695749558963) | Con Edison | PRC -SEBCO II | BRONX 361 REALTY LLC | 955 163 STREET BRONX, NY 10459 (40.82102127608155, -73.89565834555971) | CA281195J | 7/6/05 | FEDERAL FST-125 | 1 | 5.3 | 1995 | 2030 | DUAL FUEL | 11 to 15 years old | HEVE DEG-63 (P) | #4 | 41062 | 28744 | 5954 | 4168 |  |  | Elevator Apartments | 17 | 38400 | 1 | 6 | 43 | 43 | 1922
2054090041 | 1110 STADIUM AVENUE Bronx, NY 10465 (40.836033998875976, -73.81726668676598) | Con Edison | 1110/1130 STADIUM OWNERS CORP. | 1110 1130 STADIUM OWN | 166 MONTAGUE STREET BROOKLYN, NY 11201 (40.69426897571554, -73.9924875252791) | CA271092H | 7/6/05 | ROCKMILLS MP-100 | 1 | 4.2 | 1992 | 2027 | DUAL FUEL | 16 to 20 years old | ICI MEG 42-P | #6 | 41062 | 28744 | 6159 | 4312 | Yes | 2019 | Walk-Up Apartments | 13 | 136913 | 2 | 6 | 130 | 130 | 1963 |  | YES
2053850013 | 2816 ROEBLING AVENUE Bronx, NY 10461 (40.84269772064481, -73.83617443885407) | Con Edison | 1345 WASHINGTON INC. | 2816 ROEBLING AVENUE | 140039 STATEN ISLAND NY 10314 (40.59649030298516, -74.16599111879503) | CA155889R | 7/5/05 | FEDERAL FST100 | 1 | 4.2 | 1989 | 2024 |  | 21 to 26 years old | HEVE MEG42P | #6 | 41062 | 28744 | 6159 | 4312 | Yes | 2015 | Elevator Apartments | 13 | 50000 | 1 | 6 | 60 | 60 | 1929
2031700034 | 2205 CRESTON AVENUE Bronx, NY 10453 (40.85587928961196, -73.90213621095307) | Con Edison | 21 REALTY COMPANY. | 21 REALTY CO. | 3153 PERRY AVENUE BRONX, NY 10467 (40.87383551851227, -73.87786931234272) | CA382689M | 7/6/05 | ROCKMILLS MP90 | 1 | 3.72 | 1989 | 2024 |  | 21 to 26 years old | HEVE MMG42P | #4 | 41062 | 28744 | 5954 | 4168 |  |  | Elevator Apartments | 14 | 42500 | 1 | 6 | 50 | 50 | 1937
2043370018 | 2244 BRONX PARK Bronx, NY 10467 (40.85840735541852, -73.87087026496502) | Con Edison | 2244BX P/L EAST OWNERS CORP. | REALTY HOUSING CO | 600 MAMARONECK AVENUE HARRISON, NY 10528 (40.97181109572365, -73.74294097398212) | CA436284P | 7/6/05 | FITZGIBBON DM-103 | 1 | 4 | 1984 | 2019 |  | 26 to 30 years old | HEV-E DE-42-P ( I.C.I. ) | #6 | 41062 | 28744 | 6159 | 4312 | Yes | 2017 | Walk-Up Apartments | 15 | 65071 | 1 | 6 | 68 | 68 | 1956 |  | YES
2031520090 | 2429 VALENTINE AVENUE Bronx, NY 10458 (40.86017771919548, -73.89681201781474) | Con Edison | 2437 VALENTINE ASSOC.,LLC | 2437 VALENTINE ASSOCI | 87 14 116TH ST RICHMOND HILL, NY 11418 (40.69637041236467, -73.84031024991805) | CA013399K | 7/6/05 | FEDERAL FST-100 | 1 | 4.2 | 1999 | 2034 | DUAL FUEL | 11 to 15 years old | HEVE (ICI)DEG-42 P | #6 | 41062 | 28744 | 6159 | 4312 |  |  | Office Buildings | 15 | 42075 | 1 | 5 | 51 | 51 | 1911
2031700040 | 2191 CRESTON AVENUE Bronx, NY 10453 (40.85560642216743, -73.90233827102277) | Con Edison | 25 REALTY COMPANY/POLDASKY,M | 25 REALTY CO | 3153 PERRY AVENUE BRONX, NY 10467 (40.87383551851227, -73.87786931234272) | CA382589P | 7/6/05 | ROCKMILLS MP100 SS | 1 | 4.35 | 1989 | 2024 |  | 21 to 26 years old | HEVE MMG42P | #4 | 41062 | 28744 | 5954 | 4168 |  |  | Walk-Up Apartments | 14 | 49896 | 1 | 6 | 55 | 55 | 1939
2032750108 | 2563 WEBSTER AVENUE Bronx, NY 10458 (40.86225985384567, -73.89074825246117) | Con Edison | 2563 WEBSTER ASSOCIATES/PMB INCA/A/F | 2563 WEBSTER LLC | 3154 ALBANY CRESCENT BRONX, NY 10463 (40.87958311461891, -73.90191629101832) | CA366394P | 7/5/05 | FEDERAL FST-125 | 1 | 5.25 | 1994 | 2029 |  | 16 to 20 years old | INDUSTRIAL COMB. MMG-54 (P) | #4 | 41062 | 28744 | 5954 | 4168 |  |  | Elevator Apartments | 15 | 45907 | 2 | 6 | 42 | 45 | 1915
2024110142 | 351 152 STREET Bronx, NY 10451 (40.81872993779373, -73.91860608806628) | Con Edison | 351 E. 152ND ST.ASSOC.% PMG. INC A/A/F | 351 EAST 152ND ST, LL | 3397 TREMONT AVE BRONX, NY 10461 (40.83338716987582, -73.82838370707249) | CA106387X | 7/7/05 | ROCKMILLS MP 100 | 1 | 4.1 | 1987 | 2022 |  | 21 to 26 years old | HEVE DEG 42 P | #6 | 41062 | 28744 | 6159 | 4312 |  |  | Walk-Up Apartments | 17 | 46500 | 1 | 6 | 44 | 48 | 1931
2058640526 | 6535 BROADWAY Bronx, NY 10471 (40.906487997165705, -73.8965415695345) | Con Edison | 6535 BRWAY/VERTAS PROP. MGMT.,LLC | 6535 BROADWAY OWNERS | 180 80 ST NEW YORK, NY 10024 (40.78367079966, -73.97751099800468) | CA300590K | 7/6/05 | FEDERAL FST 100 | 1 | 4.2 | 1990 | 2025 |  | 16 to 20 years old | ICI MEG 42 P | #6 | 41062 | 28744 | 6159 | 4312 | Yes | 2014 | Elevator Apartments | 11 | 60829 | 1 | 6 | 60 | 60 | 1969 |  | YES
2027610142 | 876 BRYANT AVENUE Bronx, NY 10474 (40.819232065497275, -73.8867115359413) | Con Edison | 876 BRYANT ASSOC./L. BOMBARD | 876-882 BRYANT, LLC | 1303 53th STREET BROOKLYN, NY 11219 (40.63277295540763, -73.99667681118586) | CA114794N | 7/5/05 | ROCKMILLS MP-125 | 1 | 5.25 | 1994 | 2029 |  | 16 to 20 years old | INDUSTRIAL COMB. DEG-54-S | #4 | 41062 | 28744 | 5954 | 4168 | Yes | 2021 | Walk-Up Apartments | 17 | 70500 | 1 | 5 | 57 | 59 | 1928
2028120017 | 2020 GRAND Bronx, NY 10457 (40.84579837129786, -73.89832418681175) | Con Edison | ALLEN HALPERN | ROYAL TERRACE ASSOC | 150 WHITE PLAINS RD TARRYTOWN, NY 10591 (41.06412377335756, -73.855001221024) | CA262194Y | 7/5/05 | FEDERAL FLW-1822 | 1 | 5.25 | 1994 | 2029 |  | 16 to 20 years old | INDUSTRIAL COMB. DEG-54 S | #6 | 41062 | 28744 | 6159 | 4312 | Yes | 2022 | Elevator Apartments | 14 | 71966 | 1 | 7 | 68 | 69 | 1963
2059580010 | 765 261 STREET Bronx, NY 10471 (40.91218412559469, -73.90798218833193) | Con Edison | COLLEGE MT.SAINT VINCENT | MT ST VINCENT COLLEGE | 6301 RIVERDALE AVENUE BRONX, NY 10471 (40.91243382486147, -73.90264032913016) | CA268693X | 7/7/05 | FEDERAL FST 90 | 1 | 3.85 | 1993 | 2028 |  | 16 to 20 years old | HEVE MMG 42 (P) | #4 | 41062 | 28744 | 5954 | 4168 | Yes | 2018 | Office Buildings | 11 | 83366 | 2 | 3 | 0 | 1 | 1956
2033270142 | 3407 DEKALB AVENUE Bronx, NY 10467 (40.88056879505702, -73.88243040812267) | Con Edison | DEKALB LLC | DEKALB LLC | 1510 ST PETER'S AVENUE BRONX, NY 10461 (40.83992979578118, -73.84660528977619) | CA320287X | 7/6/05 | ROCKMILLS MP 100 | 1 | 4.2 | 1987 | 2022 |  | 21 to 26 years old | HEVE DEG 42 P | #6 | 41062 | 28744 | 6159 | 4312 | Yes | 2017 | Elevator Apartments | 11 | 52500 | 1 | 5 | 51 | 51 | 1926
2031670060 | 2559 GRAND Bronx, NY 10468 (40.86573888798711, -73.90110250930009) | Con Edison | GLOVEBOX RLTY/LEVITES RLTY MGMT | GLOVEBOX REALTY CORP | 374 MCLEAN AVE YONKERS, NY 10705 (40.910382737817955, -73.88660577242385) | CA451787M | 7/7/05 | FEDERAL FST 90 | 1 | 3.7 | 1987 | 2022 |  | 21 to 26 years old | HEVE MMG 42 P | #4 | 41062 | 28744 | 5954 | 4168 |  |  | Elevator Apartments | 15 | 20450 | 1 | 5 | 24 | 26 | 1919
2031670055 | 2565 GRAND Bronx, NY 10468 (40.86585288310682, -73.90101439834477) | Con Edison | GLOVEBOX RLTY/LEVITES RLTY MGMT. | GLOVEBOX REALTY CORP | 374 MCLEAN AVE YONK, NY 10451 (40.82069640711353, -73.92384136798472) | CA451687P | 7/7/05 | FEDERAL FST 90 | 1 | 3.7 | 1987 | 2022 |  | 21 to 26 years old | HEVE MMG 42 P | #4 | 41062 | 28744 | 5954 | 4168 |  |  | Elevator Apartments | 15 | 34675 | 1 | 5 | 41 | 44 | 1919
2032490202 | 2800 SEDGWICK AVENUE Bronx, NY 10468 (40.872185404259206, -73.90220856967704) | Con Edison | GOTHAM INVESTC/O TOTAL RLTY ASSOC.INC. | SEDGWICK MGT LLC | 2800 SEDGEWICK AVE BRONX, NY 10468 (40.872185404259206, -73.90220856967704) | CA368987J | 7/7/05 | FEDERAL FST 100 | 1 | 4.2 | 1987 | 2022 |  | 21 to 26 years old | IRON FIREMAN A04-4.5RK | #4 | 41062 | 28744 | 5954 | 4168 | Yes | 2019 | Elevator Apartments | 14 | 53500 | 1 | 6 | 53 | 53 | 1927
2032490186 | 2766 SEDGWICK AVENUE Bronx, NY 10468 (40.87110123893938, -73.90237632416441) | Con Edison | GOTHAM INVESTORS | SEDGWICK MGT LLC | 733 YONKERS AVE YOUNKERS, NY 10704 (40.92365098316586, -73.86577167165724) | CA368587K | 7/7/05 | FEDERAL FST 100 | 1 | 4.2 | 1987 | 2022 |  | 21 to 26 years old | IRON FIREMAN A04-4.5RK | #4 | 41062 | 28744 | 5954 | 4168 |  |  | Elevator Apartments | 14 | 45500 | 1 | 6 | 38 | 38 | 1927
2031650060 | 2385 GRAND Bronx, NY 10468 (40.86182197058085, -73.90398675651318) | Con Edison | GRANDFORD HOLDING CO. | 2381-83-85-89 GRAND C | 507 186th ST BRONX, NY 10033 (40.851435294493115, -73.92916842004861) | CA210292N | 7/5/05 | FEDERAL FST-100 | 1 | 4.2 | 1992 | 2027 |  | 16 to 20 years old | HEVE DEG 42 (P) ( I.C.I. ) | #4 | 41062 | 28744 | 5954 | 4168 |  |  | Walk-Up Apartments | 15 | 20375 | 1 | 5 | 17 | 18 | 1915
2057610444 | 3425 KINGSBRIDGE AVENUE Bronx, NY 10463 (40.88302762338282, -73.90349883524286) | Con Edison | KINGSBRIDGE REALTY ASSO., LLC | KINGSBRIDGE REALTY AS | 1920 NY NY 10116 (40.8110019996426, -73.95309800037239) | CB409200Y | 7/5/05 | FEDERAL/EASTMOND FST-100 | 1 | 4.2 | 2000 | 2035 | DUAL FUEL | 5 to 10 years old | HEVE (ICI) MMG-42 P | #4 | 41062 | 28744 | 5954 | 4168 | Yes | 2021 | Walk-Up Apartments | 11 | 69595 | 1 | 10 | 56 | 56 | 1964
2024740028 | 835 WALTON AVENUE Bronx, NY 10451 (40.826111975798405, -73.92479378213237) | Con Edison | LEVITES REALTY CORP. | PARKASH 835 LLC | 341 149 STREET BRONX, NY 10451 (40.816753941887974, -73.9199605312092) | CA029194N | 7/5/05 | ROCKMILLS MP-125 | 1 | 5.3 | 1994 | 2029 |  | 16 to 20 years old | ICI MMG-54 (P) | #4 | 41062 | 28744 | 5954 | 4168 | Yes | 2014 | Loft Buildings | 17 | 84000 | 1 | 6 | 60 | 60 | 1926
2030890037 | 2355 BEAUMONT AVENUE Bronx, NY 10458 (40.85319495560457, -73.88498105401618) | Con Edison | LIL FRA JOE LTD. | LIL FRA JOE LTD | 35 GRASSY SPRAIN RD YONKERS, NY 10710 (40.95314447549008, -73.85430415745) | CA125398P | 7/6/05 | ROCKMILLS MP 125 | 1 | 5.3 | 1998 | 2033 | DUAL FUEL | 11 to 15 years old | ICI MMG 54 | #4 | 41062 | 28744 | 5954 | 4168 | Yes | 2019 | Elevator Apartments | 15 | 54635 | 1 | 6 | 64 | 67 | 1930
2024710036 | 1015 GRAND Bronx, NY 10452 (40.83772426336412, -73.9233322114124) | Con Edison | M & L MILEVOI | 1015 GRAND CONCOURSE | 20 74 STEINWAY STREET ASTORIA, NY 11105 (40.780092072491186, -73.90960650023976) | CA601986X | 7/6/05 | FEDERAL FST-100 | 1 | 4.1 | 1986 | 2021 |  | 21 to 26 years old | HEVEOIL MMG-42-P ( I.C.I. ) | #4 | 41062 | 28744 | 5954 | 4168 | Yes | 2021 | Loft Buildings | 17 | 75000 | 1 | 6 | 60 | 62 | 1941 |  | YES
2030610026 | 2015 MONTEREY AVENUE Bronx, NY 10457 (40.848149276207224, -73.89443084741832) | Con Edison | MONTEREY HOUSES | MONTEREY ASSOCIATES | 955 163 STREET BRONX, NY 10459 (40.82102127608155, -73.89565834555971) | CA293481Z | 7/5/05 | BURNHAM SPENCER 4F 450 NY | 1 | 3.9 | 1981 | 2016 |  | 26 to 30 years old | INDUSTRIAL COMB HEV-E MMG-42-P | #4 | 41062 | 28744 | 5954 | 4168 | Yes | 2021 | Elevator Apartments | 15 | 66033 | 3 | 5 | 54 | 54 | 1914
2027940042 | 1704 MORRIS AVENUE Bronx, NY 10457 (40.84516295698829, -73.90931531711867) | Con Edison | MORRIS AVENUE ASSOCIATES | MORRIS AVENUE PROPERT | 1969 JAF STATION NEW YORK, NY 10116 (40.8110019996426, -73.95309800037239) | CA424288Y | 7/5/05 | FEDERAL FST 100 | 1 | 4.2 | 1988 | 2023 |  | 21 to 26 years old | HEVE MMG 42P | #4 | 41062 | 28744 | 5954 | 4168 | Yes | 2014 | Office Buildings | 14 | 61800 | 1 | 6 | 71 | 78 | 1927
2027990050 | 1747 CLAY AVENUE Bronx, NY 10457 (40.84523864047419, -73.9048420348118) | Con Edison | O RAGOO REALTY | 1747 CLAY REALTY LLC | 199 LEE AVENUE BROOKLYN, NY 11211 (40.70196753163612, -73.95570905231308) | CA292792L | 7/6/05 | FEDERAL FST 100 | 1 | 4.2 | 1992 | 2027 |  | 16 to 20 years old | ICI DEG 42 P | #6 | 41062 | 28744 | 6159 | 4312 |  |  | Elevator Apartments | 14 | 33350 | 1 | 6 | 45 | 45 | 1962
2028430093 | 1415 WYTHE PLACE Bronx, NY 10452 (40.83961249521971, -73.91485383543166) | Con Edison | O.RAGOO | WYTHE PLACE LLC | 85 8 AVENUE MANHATTAN, NY 10011 (40.74027971256157, -74.00213157871741) | CA367788M | 7/5/05 | FEDERAL FST 100 | 1 | 4.2 | 1988 | 2023 |  | 21 to 26 years old | HEVE DE42P | #6 | 41062 | 28744 | 6159 | 4312 |  |  | Selected Government | 14 | 43170 | 1 | 5 | 59 | 60 | 1924
2027350005 | 916 SOUTHERN BOULEVARD Bronx, NY 10459 (40.820004232580324, -73.8923688710997) | Con Edison | PRIME REALTY COMPANY | 922 SOUTHERN LLC | 740327 BRONX NY 10474 (40.810882923108466, -73.88235636235618) | CA063289P | 7/5/05 | ROCKMILL MP100 | 1 | 4.06 | 1989 | 2024 |  | 21 to 26 years old | HEVE MMG 42P | #4 | 41062 | 28744 | 5954 | 4168 | Yes | 2015 | Elevator Apartments | 17 | 50030 | 1 | 6 | 34 | 38 | 1911
2043320005 | 1130 PELHAM PARKWAY Bronx, NY 10461 (40.856909031601774, -73.8566649044547) | Con Edison | PUTTER BUILDING/RENTING OFFIC | NEW PELHAM PARKWAY SO | 1135 PELHAM PKWY BRONX, NY 10469 (40.858332797732565, -73.85429783716954) | CA160095L | 7/5/05 | ROCKMILLLS MP-100 SS | 1 | 4.2 | 1995 | 2030 | DUAL FUEL | 11 to 15 years old | (NEW) ICI DEG 42 (P) | #6 | 41062 | 28744 | 6159 | 4312 | Yes | 2022 | Elevator Apartments | 13 | 51600 | 1 | 6 | 54 | 58 | 1956
2057670798 | 288 238 STREET Bronx, NY 10463 (40.88579899505827, -73.90215029023548) | Con Edison | RIVERDALE MANOR OWNERS CORP. | 228 REALTY 238 CORP | 1388 15th STREET BRONX, NY 11230 (40.61589520730591, -73.95967293284043) | CA298695R | 7/6/05 | ROCKMILLS MP 100 | 1 | 4.2 | 1995 | 2030 | DUAL FUEL | 11 to 15 years old | I.C. DEG-42 (P) | #6 | 41062 | 28744 | 6159 | 4312 | Yes | 2017 | Elevator Apartments | 11 | 69848 | 1 | 6 | 74 | 74 | 1962 |  | YES
2043470047 | 2309 HOLLAND AVENUE Bronx, NY 10467 (40.85981778566145, -73.865618951992) | Con Edison | SFERKA REALTY CORP | SFERKA REALTY CORP | 2706 WILLIAM BRIDGE ROAD BRONX, NY 10469 (40.86818180274804, -73.84656868779467) | CA143490R | 7/6/05 | FEDERAL FST 100 | 1 | 4.2 | 1990 | 2025 |  | 16 to 20 years old | HEVE MMG 42P | #4 | 41062 | 28744 | 5954 | 4168 | Yes | 2017 | Elevator Apartments | 13 | 53010 | 1 | 6 | 59 | 59 | 1927
2032250094 | 2300 LORING PLACE Bronx, NY 10468 (40.86108344263084, -73.90884951969007) | Con Edison | STEVEN GREEN | 2300 INC | 5600A BROADWAY BRONX, NY 10463 (40.87943056565291, -73.90428356958549) | CA476387Y | 7/7/05 | FEDERAL FST 90 | 1 | 3.7 | 1987 | 2022 |  | 21 to 26 years old | HEVE MMG 42 P | #4 | 41062 | 28744 | 5954 | 4168 |  |  | Loft Buildings | 14 | 48500 | 1 | 6 | 47 | 47 | 1927
2043370032 | 2245 BARKER AVENUE Bronx, NY 10467 (40.85848976687058, -73.86955969816803) | Con Edison | VUKSAN & KOLA VUKSONAJ | VUKSAN VUKSANAJ | 2245 BARKER AVENUE BRONX, NY 10467 (40.85848976687058, -73.86955969816803) | CA446187M | 7/7/05 | FEDERAL FST 100 | 1 | 4.2 | 1987 | 2022 |  | 21 to 26 years old | ICI MMG 42 P | #4 | 41062 | 28744 | 5954 | 4168 | Yes | 2017 | Elevator Apartments | 15 | 57678 | 1 | 6 | 50 | 50 | 1959
2032810001 | 325 201 STREET Bronx, NY 10458 (40.87047749482836, -73.88314560329107) | Con Edison | GOODMAN MANAGEMENT CO. | BAINBRIDGE HOUSE INC | 180 80 STREET NEW YORK, NY 10024 (40.78367079966, -73.97751099800468) | CA220084H | 7/6/05 | ROCKMILLS MP-125 | 1 | 5.2 | 1984 | 2019 |  | 26 to 30 years old | IRON FIREMAN AGO6-6.3RK | #6 | 41062 | 28743 | 6159 | 4312 | Yes | 2021 | Elevator Apartments | 11 | 96250 | 1 | 6 | 73 | 73 | 1950 |  | YES
2033100053 | 3045 GRAND Bronx, NY 10468 (40.869693003729196, -73.89892699248668) | Con Edison | IVORY-3045 GRAND CONCOURSE CORP. | IVORY 3045 GRAND CONC | 1651 CONEY ISLAND BROOKLYN, NY 11230 (40.62192951023877, -73.96551106018723) | CA327184P | 7/6/05 | ROCKMILLS MP-100 | 1 | 4.2 | 1984 | 2019 |  | 26 to 30 years old | I.C.I. DEG-42P | #6 | 41060 | 28742 | 6159 | 4311 | Yes | 2020 | Walk-Up Apartments | 11 | 61286 | 1 | 6 | 54 | 54 | 1927
2028190005 | 1520 SHERIDAN AVENUE Bronx, NY 10457 (40.84092471532454, -73.91132547339701) | Con Edison | 1520 LLC | CARDELLA MANAGEMENT C | 5676 RIVERDALE AVENUE BRONX, NY 10471 (40.90603192863733, -73.90429477417916) | CB223701H | 7/6/05 | FEDERAL FST-125 | 1 | 5.25 | 2001 | 2036 | DUAL FUEL | 5 to 10 years old | ICI DEG 54 P | #6 | 41000 | 28700 | 6150 | 4305 | Yes | 2019 | Walk-Up Apartments | 14 | 85218 | 1 | 6 | 70 | 70 | 1928
2024600010 | 180 162 STREET Bronx, NY 10451 (40.82739242057595, -73.92135764290315) | Con Edison | 180 MANAGEMENT CORP. | 180 MANAGEMENT CORP | 5047 BROADWAY NEW YORK, NY 10034 (40.86993967516595, -73.9158173039735) | CB422103J | 7/6/05 | FEDERAL FST-125 (NEW) | 1 | 4.18 | 2003 | 2038 | DUAL FUEL | 5 to 10 years old | ICI MMG-54P (NEW) | #4 | 41000 | 28700 | 5945 | 4162 |  |  | Factory & Industrial Buildings | 17 | 48398 | 1 | 7 | 69 | 70 | 1950
2050470014 | 4382 FURMAN AVENUE Bronx, NY 10466 (40.89766857334812, -73.85373868906042) | Con Edison | 4382 REALTY LLC | 4382 REALTY LLC | 3062 BAINBRIDGE AVENUE BRONX, NY 10467 (40.873348382089866, -73.87978512178402) | CA209199K | 7/5/05 | FEDERAL FST-125 | 1 | 5.3 | 1999 | 2034 | DUAL FUEL | 11 to 15 years old | ICI MEG 54 (P) | #4 | 41000 | 28700 | 5945 | 4162 | Yes | 2017 | Elevator Apartments | 11 | 75630 | 1 | 6 | 72 | 72 | 1931
2033320081 | 375 MOSHOLU PARKWAY Bronx, NY 10467 (40.87059441780328, -73.87999343984544) | Con Edison | 53 HOLDING CORP. | 53 HLDG CP | 349 149 STREET BRONX, NY 10451 (40.81667954995552, -73.91966489573737) | CA182599M | 7/5/05 | FEDERAL FST 125 | 1 | 6.4 | 1999 | 2034 | DUAL FUEL | 11 to 15 years old | ICI | #4 | 41000 | 28700 | 5945 | 4162 | Yes | 2022 | Elevator Apartments | 11 | 62118 | 1 | 6 | 66 | 66 | 1937
2031560129 | 245 180 STREET Bronx, NY 10457 (40.85295018871059, -73.90109963477217) | Con Edison | BEE AND BEE MANAGEMENT CO. | LANFRON REALTY CORP | 1624 WEBSTER AVENUE BRONX, NY 10457 (40.84184033491622, -73.90412994919767) | CA117481X | 7/6/05 | ROCKMILLS MP4-133 | 1 | 4.3 | 1981 | 2016 |  | 26 to 30 years old | I.C.I. DE-42P | #6 | 41000 | 28700 | 6150 | 4305 | Yes | 2016 | Elevator Apartments | 14 | 53760 | 1 | 6 | 60 | 60 | 1940
2033330063 | 333 MOSHOLU PARKWAY Bronx, NY 10467 (40.87167591838576, -73.88030474130429) | Con Edison | D.G.T. ASSETS | DGT ASSETS | 113 MANHATTAN NY 10706 (40.9896552405969, -73.87531538659579) | CA209195N | 7/6/05 | ROCKMILLS MP-125 | 1 | 5.3 | 1995 | 2030 | DUAL FUEL | 11 to 15 years old | ICI MMG-54 (P) | #4 | 41000 | 28700 | 5945 | 4162 | Yes | 2013 | Office Buildings | 11 | 61310 | 1 | 5 | 59 | 59 | 1923
2033560140 | 3539 DECATUR AVENUE Bronx, NY 10467 (40.879348147966475, -73.87234515266749) | Con Edison | PROME REALTY | DECATUR 3539 LLC | 5676 RIVERDALE AVE #307 N Y 10471 (40.90603192863733, -73.90429477417916) | CB029201R | 7/5/05 | FEDERAL FST-125 | 1 | 5.25 | 2001 | 2036 | DUAL FUEL | 5 to 10 years old | ICI MMG 54 P | #4 | 41000 | 28700 | 5945 | 4162 | Yes | 2016 | Elevator Apartments | 11 | 63790 | 1 | 7 | 55 | 55 | 1959
2032630172 | 3840 ORLOFF AVENUE Bronx, NY 10463 (40.88354810482477, -73.8966127467088) | Con Edison | 3840 ORLOFF AVENUE | 3840 ORLOFF AVE CORP | 2856 WEBB AVENUE BRONX, NY 10468 (40.87329228579222, -73.90062165883018) | CA310686Y | 7/5/05 | BEST 4B-90 | 1 | 3.8 | 1986 | 2021 |  | 21 to 26 years old | INDUSTRIAL COMBUSTION MMG-42(P) | #4 | 40880 | 28616 | 5928 | 4149 |  |  | Elevator Apartments | 11 | 49000 | 1 | 6 | 57 | 57 | 1967
2033040141 | 215 197 STREET Bronx, NY 10458 (40.86913832035519, -73.89104771552446) | Con Edison | ANNAL MGMT | ANNAL MANAGEMENT CO L | 1325 CASTLE HILL AVENUE BRONX, NY 10462 (40.835149781325846, -73.8520142998785) | CA288686X | 7/6/05 | BEST 5 B-90 | 1 | 3.7 | 1986 | 2021 |  | 21 to 26 years old | ICI MMG 42-P | #4 | 40880 | 28616 | 5928 | 4149 |  |  | Walk-Up Apartments | 15 | 48750 | 1 | 5 | 51 | 51 | 1923
2045110028 | 2760 HOLLAND AVENUE Bronx, NY 10467 (40.86621797310456, -73.86534259682763) | Con Edison | LULA REALTY CORP. | 2758-2760 LLC | 81 CABRINI NEW YORK, NY 10033 (40.85091430860609, -73.94039312140598) | CA209093M | 7/6/05 | FEDERAL FST-90 | 1 | 3.7 | 1993 | 2028 |  | 16 to 20 years old | IND. COMB. MMG-42 (P) | #4 | 40880 | 28616 | 5928 | 4149 |  |  | Elevator Apartments | 13 | 48800 | 1 | 6 | 54 | 54 | 1927
2032550071 | 3343 SEDGWICK AVENUE Bronx, NY 10463 (40.88028369298874, -73.89674265255353) | Con Edison | SEDGWICK MANAGMENT CO. | WATERVIEW REALTY CORP | 3871 SEDGWICK AVENUE BRONX, NY 10463 (40.8830203617613, -73.89428950140436) | CA496985M | 7/5/05 | FEDERAL FST-90 | 1 | 3.4 | 1985 | 2020 |  | 21 to 26 years old | IND. COMB. MMG-42 (P) | #4 | 40880 | 28616 | 5928 | 4149 |  |  | Elevator Apartments | 11 | 49000 | 1 | 6 | 45 | 45 | 1927
2023430010 | 424 GRAND Bronx, NY 10451 (40.81945852416729, -73.92675580962604) | Con Edison | SHEVA REALTY ASSOC. | 424 SHEVA REALTY ASSO | 1601 BRONXDALE AVENUE BRONX, NY 10462 (40.84351657306597, -73.85691921749257) | CA485287L | 7/7/05 | FEDERAL FST 90 | 1 | 3.7 | 1987 | 2022 |  | 21 to 26 years old | ICI MMG 42 P | #4 | 40880 | 28616 | 5928 | 4149 |  |  | Hotels | 17 | 21160 | 1 | 5 | 28 | 30 | 1905
2024390090 | 1205 COLLEGE AVENUE Bronx, NY 10456 (40.832414921679955, -73.91362775275628) | Con Edison | WEINREB MANAGEMENT. | COLLEGE MORRIS AVENUE | 276 RIVERSIDE DRIVE MANHATTAN, NY 10025 (40.79837591565439, -73.97328132801744) | CA186172L | 7/7/05 | ROCKMILLS MP-100 | 1 | 3.9 | 1972 | 2010 |  | 36 - 40 year old | SUPERIOR AB-80 | #6 | 40880 | 28616 | 6132 | 4292 | Yes | 2019 | Elevator Apartments | 16 | 58153 | 1 | 6 | 48 | 51 | 1929
2029470014 | 1910 ARTHUR AVENUE Bronx, NY 10457 (40.845320693620764, -73.89343479623507) | Con Edison | TRIPLE FIVE HOLDING%MAXIM PROPERTIES | VOCATIONAL INSTRUCTIO | 1910 ARTHUR AVE BRONX, NY 10457 (40.845320693620764, -73.89343479623507) | CB041602Z | 7/6/05 | FEDERAL-FST-125 | 1 | 5.25 | 2002 | 2037 | DUAL FUEL | 5 to 10 years old | INDUSTRIAL MMG -54 P | #4 | 40500 | 28350 | 5872 | 4111 | Yes | 2017 | Educational Structures | 15 | 65181 | 1 | 9 | 0 | 8 | 1928
2033350110 | 155 MOSHOLU PARKWAY Bronx, NY 10467 (40.8760230798941, -73.88146926286912) | Con Edison | VAN COURTLANDT ASSETS LLC | VAN COURTLANDT ASSETS |  | CA330283H | 7/6/05 | ROCKMILLS MP-200 | 1 | 7.8 | 1983 | 2018 |  | 26 to 30 years old | HEV-E-OIL DEG-84(P) | #6 | 40442 | 28309 | 6066 | 4246 | Yes | 2015 | Walk-Up Apartments | 11 | 106500 | 1 | 6 | 89 | 89 | 1927
2031840066 | 2407 MORRIS AVENUE Bronx, NY 10468 (40.860870955203396, -73.90033669691195) | Con Edison | 2407 MORRIS ASSOC/WAVECREST | FJC GRAND LLC | 87 14 116th STREET RICHMOND HILL, NY 11418 (40.69637041236467, -73.84031024991805) | CA356086Y | 7/6/05 | ROCKMILLS MP-90 | 1 | 3.85 | 1986 | 2021 |  | 21 to 26 years old | IND. COMB. MMG-42-P | #4 | 40150 | 28105 | 5822 | 4075 |  |  | Condominiums | 14 | 37430 | 1 | 5 | 48 | 48 | 1922
2028090022 | 240 ECHO PLACE Bronx, NY 10457 (40.849661699860654, -73.90444877292784) | Con Edison | 240 ECHO PLACE H.D.F.C | 240 ECHO PLACE HDFC | 240 ECHO PLACE BRONX, NY 10457 (40.849661699860654, -73.90444877292784) | CA409684K | 7/6/05 | FEDERAL FST-100 | 1 | 3.34 | 1984 | 2019 |  | 26 to 30 years old | HEVEOIL MM-42 (P) | #4 | 40063 | 28044 | 5809 | 4066 |  |  | Loft Buildings | 14 | 45700 | 1 | 6 | 42 | 42 | 1931
2025750065 | 387 SOUTHERN BOULEVARD Bronx, NY 10454 (40.80844509243614, -73.90780633345494) | Con Edison | NEWMARK & CO REAL ESTATE INC. | HEARST COMMUNICATIONS | 125 PARK AVENUE MANHATTAN, NY 10017 (40.75150189626578, -73.97791375384898) | CA378386N | 7/5/05 | ROCKMILLS MP 150 | 1 | 6 | 1986 | 2021 |  | 21 to 26 years old | I.C.I DEG-63 P | #6 | 40032 | 28022 | 6005 | 4203 | Yes | 2015 | Elevator Apartments | 17 | 88028 | 2 | 4 | 0 | 1 | 1910
2028130001 | 215 BUSH STREET Bronx, NY 10457 (40.85161077983623, -73.90382268671843) | Con Edison | 215 BUSH STREET CORPORATION | K.B. BUSH REALTY LLC | 2524 SEYMOUR AVENUE BRONX, NY 10469 (40.86308801635282, -73.84628245407407) | CA215292X | 7/5/05 | ROCKMILLS MP-100 | 1 | 4.07 | 1992 | 2027 |  | 16 to 20 years old | ICI DEG-42(P) | #6 | 40004 | 28003 | 6001 | 4200 | Yes | 2013 | Elevator Apartments | 14 | 53330 | 2 | 6 | 49 | 54 | 1941
2033040092 | 2760 GRAND Bronx, NY 10458 (40.86260132868841, -73.88479001504714) | Con Edison | 2760 GRAND CONCOURSE ASSOC. | 2760 GRAND CONOUCRSEA | 825 233 STREET BRONX, NY 10466 (40.89221310483329, -73.85355883486339) | CA009284Z | 7/6/05 | ROCKMILLS MP 100 | 1 | 4.2 | 1984 | 2019 |  | 26 to 30 years old | I.C.I. DEG 42 P | #6 | 40004 | 28003 | 6001 | 4200 | Yes | 2014 | Walk-Up Apartments | 15 | 61100 | 1 | 5 | 57 | 57 | 1923
2037110040 | 1464 WATSON AVENUE Bronx, NY 10472 (40.82566664509802, -73.88112241611437) | Con Edison | BRONX WATSON REALTY CO. | WATSON REALTY LLC | 1920 NEW YORK, NY 10116 (40.8110019996426, -73.95309800037239) | CA287291R | 7/5/05 | ROCKMILLS MP-80-SS | 1 | 3.43 | 1991 | 2026 |  | 16 to 20 years old | ICI DEG-42-P | #6 | 40004 | 28003 | 6001 | 4200 | Yes | 2021 | Elevator Apartments | 17 | 52800 | 1 | 3 | 48 | 48 | 1950
2037120037 | 1484 WATSON AVENUE Bronx, NY 10472 (40.825797157662116, -73.88019636370841) | Con Edison | BRONX WATSON REALTY CO. | WATSON REALTY LLC | 1920 NEW YORK, NY 10116 (40.8110019996426, -73.95309800037239) | CA287191J | 7/5/05 | ROCKMILLS MP 80 SS | 1 | 3.43 | 1991 | 2026 |  | 16 to 20 years old | ICI DEG-42 (P) | #6 | 40004 | 28003 | 6001 | 4200 | Yes | 2022 | Walk-Up Apartments | 17 | 52800 | 1 | 3 | 48 | 48 | 1950
2045690034 | 3041 HOLLAND AVENUE Bronx, NY 10467 (40.87005637985324, -73.8652901134664) | Con Edison | FINKELSTEIN-MORGAN | MICBRY ASSOCIATES LLC | 111 BROOK STREET SCARSDALE, NY 10583 (40.977925558804145, -73.80659198988673) | CA246785X | 7/4/05 | ROCKMILLS MP100 | 1 | 4.2 | 1985 | 2020 |  | 21 to 26 years old | ICI DEG 42P | #6 | 40004 | 28003 | 6001 | 4200 | Yes | 2019 | Elevator Apartments | 12 | 51040 | 1 | 5 | 56 | 56 | 1929
2032940053 | 2705 BAINBRIDGE AVENUE Bronx, NY 10458 (40.86611733485767, -73.89089756899683) | Con Edison | PARKOFF BAINBRIDGE ASSOCIATES | S & A BAINBRIDGE LLC. | 98 CUTTERMILL ROAD GREAT NECK, NY 10458 (40.818475763009246, -73.71940271914605) | CA154284J | 7/6/05 | ROCKMILLS MP 90 | 1 | 3.6 | 1984 | 2019 |  | 26 to 30 years old | I.C.I. MEG 42 P | #6 | 40004 | 28003 | 6001 | 4200 | Yes | 2014 | Loft Buildings | 15 | 60060 | 1 | 6 | 54 | 54 | 1940
2025120045 | 1001 WOODYCREST AVENUE Bronx, NY 10452 (40.832648732391114, -73.9280474938798) | Con Edison | SEYMOUR MOSLIN ASSOC/M. MOSLIN | 1001 WOODYCREST LLC | 361 BROOKLYN NY 11219 (40.63277295540763, -73.99667681118586) | CA190691P | 7/4/05 | ROCKMILLS MP-100 | 1 | 4.2 | 1991 | 2026 |  | 16 to 20 years old | ICI DEG-42 P | #6 | 40004 | 28003 | 6001 | 4200 | Yes | 2022 | Elevator Apartments | 17 | 63692 | 1 | 6 | 64 | 64 | 1939
2031430130 | 2176 TIEBOUT AVENUE Bronx, NY 10457 (40.85444100865233, -73.89840525691629) | Con Edison | UNIVERSAL MGMT AGENCY | 2160 REALTY CO., | 825 233 STREET BRONX, NY 10466 (40.89221310483329, -73.85355883486339) | CA204784Z | 7/6/05 | ROCKMILLS MP 100 | 1 | 4.2 | 1984 | 2019 |  | 26 to 30 years old | I.C.I. DEG-42 P | #6 | 40004 | 28003 | 6001 | 4200 | Yes | 2013 | Elevator Apartments | 15 | 53000 | 1 | 6 | 60 | 64 | 1927
2028410045 | 104 ELLIOT PLACE Bronx, NY 10452 (40.838726908124244, -73.91592708044405) | Con Edison | 104-106 ELLIOT CORP. | 104 ELLIOT PLACE CORP | 2252 NEWBOLD AVE BRONX, NY 10462 (40.83356188325323, -73.84973960302143) | CA025289H | 7/5/05 | FEDERAL FST 90 | 1 | 3.57 | 1989 | 2024 |  | 21 to 26 years old | ICI DEG 42P | #6 | 40000 | 28000 | 6000 | 4200 |  |  | Elevator Apartments | 14 | 43825 | 1 | 5 | 56 | 57 | 1923
2028610005 | 15 FEATHERBED LANE Bronx, NY 10452 (40.84573229647017, -73.91462445263768) | Con Edison | 113 HOLDING LTD | 1113 HOLDING LTD |  | CA388785J | 7/5/05 | FEDERAL FST 100 | 1 | 3.8 | 1985 | 2020 |  | 21 to 26 years old | ICI DEG 42P | #6 | 40000 | 28000 | 6000 | 4200 |  |  | Elevator Apartments | 16 | 46000 | 1 | 6 | 49 | 49 | 1931
2024960052 | 2 167 STREET Bronx, NY 10452 (40.83611741226977, -73.92237711775542) | Con Edison | 167 LLC C/O CHESTNUT HOLDINGS | 167 LLC | 5676 RIVERDALE AVE BRONX, NY 10471 (40.90603192863733, -73.90429477417916) | CA212488Y | 7/4/05 | ROCKMILLS MP 100 | 1 | 3.79 | 1988 | 2023 |  | 21 to 26 years old | ICI DEG 42 P | #6 | 40000 | 28000 | 6000 | 4200 |  |  | Elevator Apartments | 16 | 47058 | 1 | 6 | 69 | 79 | 1925
2028270053 | 1881 MORRIS AVENUE Bronx, NY 10453 (40.84907189294219, -73.90825755387331) | Con Edison | 1881 HOLDING LLC. | 1881 HOLDING LLC | 314 MC DONALD AVENUE BKLYN, NY 11218 (40.64645924920414, -73.9801659240397) | CA193990Z | 7/6/05 | ROCKMILLS MP100 | 1 | 4.2 | 1990 | 2025 |  | 16 to 20 years old | ICI DEG 42P | #6 | 40000 | 28000 | 6000 | 4200 | Yes | 2017 | Walk-Up Apartments | 14 | 57600 | 1 | 6 | 55 | 55 | 1941
2043220051 | 2165 MATTHEWS AVENUE Bronx, NY 10462 (40.855737934399514, -73.86292638146611) | Con Edison | 2165 MATTHEWS AVE. ASSOC. | 2165 MATTHEWS AVE OWN | 141 HALSTEAD AVENUE MAMARONECK, NY 10543 (40.95303649960006, -73.73672182758183) | CA277688X | 7/4/05 | FEDERAL FST-125 | 1 | 5.25 | 1988 | 2023 |  | 21 to 26 years old | ICI DEG-54P | #6 | 40000 | 28000 | 6000 | 4200 | Yes | 2022 | Office Buildings | 13 | 58500 | 1 | 6 | 62 | 62 | 1959 |  | YES
2031570059 | 2175 RYER AVENUE Bronx, NY 10457 (40.854594432374874, -73.9001584759905) | Con Edison | 2175 RYER AVENUE CORPORATION | 2175 RYER AVE CORP | 2840 JEROME AVENUE BRONX, NY 10468 (40.87123015119237, -73.89333554924913) | CA202887M | 7/6/05 | ROCKMILLS MP 100 | 1 | 3.79 | 1987 | 2022 |  | 21 to 26 years old | ICI DEG 42 P | #6 | 40000 | 28000 | 6000 | 4200 | Yes | 2017 | Elevator Apartments | 15 | 54570 | 1 | 6 | 56 | 56 | 1939
2031710037 | 2239 CRESTON AVENUE Bronx, NY 10453 (40.85659957045649, -73.90163017159678) | Con Edison | 2239 CRESTON AVE. CO. LLC. | 2239 CRESTON AVENUECO | 3000 BRONX PARK BRONX, NY 10467 (40.86971543619559, -73.87048308781573) | CA083285X | 7/7/05 | ROCKMILLS MP-90 | 1 | 3.57 | 1985 | 2020 |  | 21 to 26 years old | I.C.I. DEG-42 (P) | #6 | 40000 | 28000 | 6000 | 4200 |  |  | Walk-Up Apartments | 14 | 39425 | 2 | 5 | 52 | 53 | 1927
2048200028 | 3950 BRONX BOULEVARD Bronx, NY 10466 (40.88841660340651, -73.86448332228207) | Con Edison | 224TH ST. APTS. | 224TH STREET APARTS.L | 225 34TH STREET NEW YORK, NY 10122 (40.59600088975478, -73.99510630221032) | CA186382J | 7/4/05 | ROCKMILLS MP100 | 1 | 4.2 | 1982 | 2017 |  | 26 to 30 years old | ICI DEG42P | #6 | 40000 | 28000 | 6000 | 4200 | Yes | 2020 | Elevator Apartments | 12 | 54115 | 1 | 6 | 59 | 59 | 1929
2032180054 | 2315 DR M L KING JR BOULEVARD Bronx, NY 10468 (40.869693003729196, -73.89892699248668) | Con Edison | 2315 UNIVERSITY AVE . ASSOC. | 2315-25 UNIVERSITY AV |  | CA212988K | 7/4/05 | ROCKMILLS MP 100 | 1 | 4.2 | 1988 | 2023 |  | 21 to 26 years old | ICI DEG 42 P | #6 | 40000 | 28000 | 6000 | 4200 |  |  | Elevator Apartments | 14 | 39792 | 1 | 6 | 48 | 49 | 1924
2032180052 | 2325 DR M L KING JR BOULEVARD Bronx, NY 10468 (40.869693003729196, -73.89892699248668) | Con Edison | 2315/25 UNIVERSITY ASSOC. | 2315-25 UNIVERSITY AV |  | CA212688Z | 7/4/05 | ROCKMILLS MP 100 | 1 | 4.2 | 1988 | 2023 |  | 21 to 26 years old | ICI DEG 42 P | #6 | 40000 | 28000 | 6000 | 4200 |  |  | Elevator Apartments | 14 | 39792 | 1 | 6 | 49 | 49 | 1924
2028020023 | 240 MT HOPE PLACE Bronx, NY 10457 (40.84817013004318, -73.90503422124753) | Con Edison | 240 MT.HOPE RLTY LLC. | 240 MT HOPE REALTY LL | 2840 JEROME AVENUE BRONX, NY 10468 (40.87123015119237, -73.89333554924913) | CA279385H | 7/4/05 | ROCKMILLS MP 100 | 1 | 3.75 | 1985 | 2020 |  | 21 to 26 years old | I.C.I. DEG 42 (P) | #6 | 40000 | 28000 | 6000 | 4200 | Yes | 2022 | Condominiums | 14 | 57918 | 1 | 6 | 60 | 60 | 1939
2048210045 | 4030 BRONX BOULEVARD Bronx, NY 10466 (40.89063617825427, -73.86326204765005) | Con Edison | 2421 REALTY CO. | 4030 BRONX BLVD ASSOC | 825 233 STREET BRONX, NY 10466 (40.89221310483329, -73.85355883486339) | CA504385X | 7/5/05 | ROCKMILLS MP 90SS | 1 | 4 | 1985 | 2020 |  | 21 to 26 years old | ICI ME 54 | #6 | 40000 | 28000 | 6000 | 4200 | Yes | 2021 | Office Buildings | 12 | 50338 | 1 | 6 | 53 | 53 | 1929
2032400011 | 2680 HEATH AVENUE Bronx, NY 10463 (40.87070121235176, -73.90577722318551) | Con Edison | 2680 REALTY CORP. | 2680 HEATH REALTY COR | 12 PARKHILL TERRACE YONKERS, NY 10705 (40.92386385794657, -73.8944473029474) | CA374069L | 7/5/05 | ROCKMILLS MP 80 | 1 | 3.22 | 1969 | 2010 |  | 41 - 45 years old | HEV E OIL AM6E | #6 | 40000 | 28000 | 6000 | 4200 | Yes | 2020 | Educational Structures | 14 | 60200 | 1 | 6 | 53 | 53 | 1927
2033040085 | 2754 GRAND Bronx, NY 10458 (40.86260132868841, -73.88479001504714) | Con Edison | 2754 HOLDING CORP | 2754 GRAND CONCOURSER | 957 TALLMAN NY 10982 (41.110920999804364, -74.09982200008517) | CA144888L | 7/7/05 | FEDERAL ESP 125 | 1 | 3.96 | 1988 | 2023 |  | 21 to 26 years old | ICI MEG 54P | #6 | 40000 | 28000 | 6000 | 4200 | Yes | 2014 | Elevator Apartments | 15 | 72000 | 1 | 5 | 66 | 66 | 1923
2032630007 | 3810 BAILEY AVENUE Bronx, NY 10463 (40.8841717470234, -73.89773470213774) | Con Edison | 2910 REALTY COMPANY | 3810 LLC | 5600A BROADWAY BRONX, NY 10463 (40.87943056565291, -73.90428356958549) | CA147280R | 7/6/05 | ROCKMILLS MP 100 | 1 | 4.2 | 1980 | 2015 |  | 26 to 30 years old | INDUSTRIAL COMBUSTION INC. DEG.42P | #4 | 40000 | 28000 | 5800 | 4060 | Yes | 2013 | Elevator Apartments | 11 | 54000 | 1 | 5 | 57 | 57 | 1925
2033070001 | 3000 VALENTINE AVENUE Bronx, NY 10458 (40.87228427735259, -73.88556338048991) | Con Edison | 3000 VALENTINE OWNERS INC. | 3000 VALENTINE AVE ET | 141 HALSTEAD AVE MAMAIONCK, NY 10543 (40.95303649960006, -73.73672182758183) | CA294388Z | 7/5/05 | FEDERAL FST 125 | 1 | 5.25 | 1988 | 2023 |  | 21 to 26 years old | ICI ME 54 P | #6 | 40000 | 28000 | 6000 | 4200 | Yes | 2017 | Walk-Up Apartments | 11 | 55800 | 1 | 6 | 57 | 57 | 1937 |  | YES
2033430227 | 3405 PUTNAM PLACE Bronx, NY 10467 (40.8790647517591, -73.8760118783473) | Con Edison | 3405 PUTNAM RLTY CORP. | 3405 PUTNAM REALTY CO | 040211 BROOKLYN NY 11204 (40.619055848049015, -73.98479859887618) | CA083386P | 7/5/05 | ROCKMILLS MP-100 | 1 | 4.2 | 1986 | 2021 |  | 21 to 26 years old | ICI DEG 42 P | #6 | 40000 | 28000 | 6000 | 4200 | Yes | 2013 | Elevator Apartments | 11 | 55000 | 1 | 6 | 53 | 53 | 1927
2033240063 | 3475 KNOX PLACE Bronx, NY 10467 (40.882664815842396, -73.88268436763057) | Con Edison | 3475-77 KNOX PL ASSOC. LLC. | 3475-77 KNOX PL ASSOC | 825 233rd STREET BRONX, NY 10466 (40.89221310483329, -73.85355883486339) | CA223582Y | 7/5/05 | ROCKMILLS MP100 | 1 | 4.2 | 1982 | 2017 |  | 26 to 30 years old | ICI DEG 42P | #6 | 40000 | 28000 | 6000 | 4200 | Yes | 2014 | Walk-Up Apartments | 11 | 60879 | 1 | 5 | 56 | 56 | 1926
2033280050 | 3521 DEKALB AVENUE Bronx, NY 10467 (40.88281874968142, -73.88002546406008) | Con Edison | 3521 DEKALB AVENUE ASSOC. LLC. | 3521 DEKALB AVE ASSOC | 445 PARK AVENUE MANHATTAN, NY 10022 (40.76156537367167, -73.97059102179936) | CA286488X | 7/4/05 | ROCKMILLS MP 125 | 1 | 5.25 | 1988 | 2023 |  | 21 to 26 years old | ICI MEG 54 P | #6 | 40000 | 28000 | 6000 | 4200 | Yes | 2018 | Elevator Apartments | 11 | 89250 | 1 | 6 | 83 | 83 | 1928
2048220001 | 4053 CARPENTER AVENUE Bronx, NY 10466 (40.89090356913246, -73.8621776110847) | Con Edison | 4035-55 CORP. | 4053-55 CORP | 623 226 STREET BRONX, NY 10466 (40.88940930629768, -73.86276249362885) | CA019386Z | 7/5/05 | ROCKMILLS MP100 | 1 | 4.2 | 1986 | 2021 |  | 21 to 26 years old | ICI MMG 42 P | #4 | 40000 | 28000 | 5800 | 4060 |  |  | Office Buildings | 12 | 43155 | 1 | 5 | 52 | 52 | 1922
2048330045 | 4128 CARPENTER AVENUE Bronx, NY 10466 (40.892395927330575, -73.86127998504843) | Con Edison | 4128-40 CORP. | 4128-40 CORP | 623 226 STREET BRONX, NY 10466 (40.88940930629768, -73.86276249362885) | CA233087X | 7/6/05 | ROCKMILLS MP 100 | 1 | 4.2 | 1987 | 2022 |  | 21 to 26 years old | ICI MMG 42 P | #4 | 40000 | 28000 | 5800 | 4060 | Yes | 2013 | Condominiums | 12 | 54048 | 1 | 5 | 52 | 52 | 1929
2043370090 | 615 PELHAM PARKWAY Bronx, NY 10467 (40.857477432834095, -73.87047836889465) | Con Edison | 615 PELHAM REALTY INC | 615 PELHAM REALTY, IN | 3200 CRUGER AVE BRONX, NY 10467 (40.871464594371155, -73.86611756820807) | CA544986H | 7/6/05 | FEDERAL FST 100 | 1 | 4.2 | 1986 | 2021 |  | 21 to 26 years old | I. C. I -DEG 42 P | #6 | 40000 | 28000 | 6000 | 4200 |  |  | Elevator Apartments | 15 | 42525 | 1 | 5 | 47 | 47 | 1926
2049950074 | 680 235 STREET Bronx, NY 10466 (40.89504186945014, -73.85716799795219) | Con Edison | 680 REALTY LLC. | 680 EAST 235TH STREET | 25 45th ST NEW YORK, NY 10036 (40.755954895532284, -73.9807906669621) | CA557585J | 7/5/05 | ROCKMILLS MP-100 | 1 | 4.2 | 1985 | 2020 |  | 21 to 26 years old | ICI DEG 42P | #6 | 40000 | 28000 | 6000 | 4200 |  |  | Walk-Up Apartments | 12 | 41460 | 1 | 6 | 53 | 53 | 1928
2048450031 | 711 231 STREET Bronx, NY 10466 (40.892078598985236, -73.85810537345765) | Con Edison | 715 REALTY CO. | 711 EAST 231ST STREET | 25 45THSTREET NEW YORK, NY 10025 (40.65178506133922, -74.01376619540055) | CA167587J | 7/6/05 | FEDERAL FST 100 | 1 | 3.79 | 1987 | 2022 |  | 21 to 26 years old | ICI DEG 42 P | #6 | 40000 | 28000 | 6000 | 4200 |  |  | Elevator Apartments | 12 | 44982 | 1 | 6 | 54 | 54 | 1928
2048320070 | 4116 CARPENTER AVENUE Bronx, NY 10466 (40.89204451418584, -73.86147663397725) | Con Edison | 94 CARPENTER CORP. | 94 CARPENTER CORP | 217 233 ST BRONX, NY 10463 (40.88101138555471, -73.90371445503114) | CA124887L | 7/5/05 | FEDERAL FST-125 | 1 | 4.82 | 1987 | 2022 |  | 21 to 26 years old | ICI DEG 54 P | #6 | 40000 | 28000 | 6000 | 4200 | Yes | 2022 | Elevator Apartments | 12 | 50830 | 1 | 5 | 63 | 63 | 1927
2057060007 | 234 NAPLES TERRACE Bronx, NY 10463 (40.87988182964302, -73.90542145139126) | Con Edison | A.SCHONFELD REALTY CO. | 236 NAPLES TERRACE LL | 145 HUGUENOT STREET NEW ROCHELLE, NY 10801 (40.91319235913511, -73.77945045104241) | CA356684Y | 7/6/05 | ROCKMILLS MP4-133 | 1 | 5.25 | 1984 | 2019 |  | 26 to 30 years old | ICI DEG-54P | #4 | 40000 | 28000 | 5800 | 4060 | Yes | 2016 | Loft Buildings | 11 | 66623 | 1 | 6 | 69 | 75 | 1925
2025060022 | 1214 SHAKESPEARE AVENUE Bronx, NY 10452 (40.83719707668868, -73.92326977210398) | Con Edison | ABBY ASSOC CORP | ABBY ASSOCIATES CORP | 191024 BROOKLYN NY 11219 (40.63277295540763, -73.99667681118586) | CA009784P | 7/6/05 | FEDERAL FST 90 | 1 | 3.6 | 1984 | 2019 |  | 26 to 30 years old | ICI-MEG42P | #6 | 40000 | 28000 | 6000 | 4200 |  |  | Walk-Up Apartments | 16 | 39816 | 1 | 6 | 43 | 43 | 1926
2046550001 | 631 220 STREET Bronx, NY 10467 (40.88492698063709, -73.86436755113658) | Con Edison | ALGIL REALTY CO. | 631 E. 220 LLC | 1088 YONKERS 10704 (40.913443737573886, -73.85626154556493) | CA083685P | 7/7/05 | ROCKMILLS MP90 | 1 | 3.57 | 1985 | 2020 |  | 21 to 26 years old | ICI DEG 42P | #6 | 40000 | 28000 | 6000 | 4200 |  |  | Walk-Up Apartments | 12 | 42170 | 1 | 5 | 49 | 49 | 1930
2024790015 | 1180 GERARD AVENUE Bronx, NY 10452 (40.83475065784341, -73.92064546100791) | Con Edison | ANN-GUR REALTY CORP. | ANN GUR REALTY CORP | 825 233 STREET BRONX, NY 10466 (40.89221310483329, -73.85355883486339) | CA409984M | 7/7/05 | ROCKMILLS MP90SS | 1 | 3.57 | 1984 | 2019 |  | 26 to 30 years old | ICI DEG42P | #6 | 40000 | 28000 | 6000 | 4200 | Yes | 2019 | Elevator Apartments | 16 | 55000 | 1 | 5 | 54 | 54 | 1926
2033520069 | 3335 DECATUR AVENUE Bronx, NY 10467 (40.87686022197305, -73.87336842155628) | Con Edison | ANTHONY TRIASI | 3335 DECATER AVENUECO | 602X BROADWAY YONKERS, NY 10701 (40.955376760595136, -73.88925640709915) | CA225987L | 7/6/05 | FEDERAL FST 90 | 1 | 3.57 | 1987 | 2022 |  | 21 to 26 years old | ICI DEG 42 | #6 | 40000 | 28000 | 6000 | 4200 |  |  | Walk-Up Apartments | 11 | 49000 | 1 | 5 | 48 | 48 | 1928
2045470001 | 733 ARNOW AVENUE Bronx, NY 10467 (40.867897018339605, -73.86597476403824) | Con Edison | ARNOW REALTY CO. | UPORT LLC | 4 EXECUTIVE BLVD SUFFERN, NY 10901 (41.11910113096366, -74.11765848660127) | CA410190Z | 7/7/05 | ROCKMILSS MP100 | 1 | 4.2 | 1990 | 2025 |  | 16 to 20 years old | ICI MMG 42P | #4 | 40000 | 28000 | 5800 | 4060 |  |  | Elevator Apartments | 13 | 44993 | 1 | 5 | 52 | 52 | 1931
2031590040 | 2356 GRAND Bronx, NY 10458 (40.86096971119647, -73.9044687433106) | Con Edison | ARTHUR KOKOT | ALONNA LLC | 507 186TH ST NEW YORK, NY 10033 (40.85143591538309, -73.92924152824264) | CA377288P | 7/5/05 | FEDERAL FST - 125 | 1 | 5.25 | 1988 | 2023 |  | 21 to 26 years old | ICI MEG 54P | #6 | 40000 | 28000 | 6000 | 4200 |  |  | Elevator Apartments | 15 | 30775 | 1 | 5 | 32 | 38 | 1915
2031730020 | 2430 MORRIS AVENUE Bronx, NY 10468 (40.86142385934393, -73.89997703257175) | Con Edison | ASSOCIATES LLC | MC GUT LLC | 11016 BROOKLYN NY 11211-0519 (40.711589765255496, -73.95817675075642) | CA538485Z | 7/5/05 | ROCKMILLS MP90 | 1 | 3.7 | 1985 | 2020 |  | 21 to 26 years old | ICI MMG42P | #4 | 40000 | 28000 | 5800 | 4060 |  |  | Elevator Apartments | 14 | 40189 | 1 | 5 | 53 | 53 | 1924
2033060053 | 211 BEDFORD PARK BOULEVARD Bronx, NY 10458 (40.871859175330904, -73.88729975704733) | Con Edison | ATHEM OZEN | 211 BEDFORD PARK BLVD | 276 LITTLE NECK NY 11363 (40.772398418252465, -73.74679788741253) | CA368988L | 7/5/05 | ROCKMILLS MP100 | 1 | 4.2 | 1988 | 2023 |  | 21 to 26 years old | ICI MMG42P | #4 | 40000 | 28000 | 5800 | 4060 | Yes | 2016 | Elevator Apartments | 11 | 60775 | 1 | 6 | 54 | 54 | 1927
2033340010 | 3050 BAINBRIDGE AVENUE Bronx, NY 10467 (40.87323769906016, -73.87998612484121) | Con Edison | BAINBRIDGE ASSOCIATES | 3050 BAINBRIDGE ASSOC | 3050 BAINBRIDGE AVENUE BRONX, NY 10467 (40.87323769906016, -73.87998612484121) | CA225887Y | 7/6/05 | ROCKMILLS MP 90 | 1 | 3.78 | 1987 | 2022 |  | 21 to 26 years old | ICI DEG 42 P | #6 | 40000 | 28000 | 6000 | 4200 |  |  | Elevator Apartments | 11 | 45500 | 1 | 5 | 44 | 44 | 1922
2030440035 | 1975 BATHGATE AVENUE Bronx, NY 10457 (40.84840484931321, -73.89634777429882) | Con Edison | BB&BB MGMT CORP. | HANOZ RLTY LTD | 1624 WEBSTER AVENUE BRONX, NY 10457 (40.84184033491622, -73.90412994919767) | CA066087K | 7/6/05 | ROCKMILLS MP 100 | 1 | 4.2 | 1987 | 2022 |  | 21 to 26 years old | ICI DEG 42 P | #6 | 40000 | 28000 | 6000 | 4200 |  |  | Elevator Apartments | 15 | 49500 | 1 | 6 | 54 | 54 | 1928
2030800046 | 2015 BELMONT AVENUE Bronx, NY 10457 (40.847512253753884, -73.89071749832921) | Con Edison | BELMONT-HUGHES LLC | B.Z. ESTATES, LLC | 1362 GRAND BRONX, NY 10456 (40.8372510364128, -73.91278837159497) | CA305572J | 7/6/05 | ROCKMILLS MP-80 | 1 | 3.5 | 1972 | 2010 |  | 36 - 40 year old | HEV-E-OIL AM5 | #4 | 40000 | 28000 | 5800 | 4060 |  |  | Elevator Apartments | 15 | 17885 | 1 | 5 | 20 | 20 | 1924
2033180110 | 2830 MORRIS AVENUE Bronx, NY 10468 (40.87089636703738, -73.89366881699142) | Con Edison | BUJAR REALTY CORP | BUJAR REALTY CORP. | 2830 MORRIS AVENUE BRONX, NY 10468 (40.87089636703738, -73.89366881699142) | CA046082N | 7/5/05 | ROCKMILLS MP-100 | 1 | 4.2 | 1982 | 2017 |  | 26 to 30 years old | ICI DEG 42P | #6 | 40000 | 28000 | 6000 | 4200 | Yes | 2018 | Elevator Apartments | 15 | 57311 | 1 | 6 | 52 | 52 | 1941
2033470029 | 3288 PERRY AVENUE Bronx, NY 10467 (40.87682795597018, -73.87546633832306) | Con Edison | C. P. REALTY COMPANY. | C.P. REALTY CO., | 825 233 STREET BRONX, NY 10466 (40.89221310483329, -73.85355883486339) | CA360085Y | 7/4/05 | ROCKMILLS #MP 100 | 1 | 4.2 | 1985 | 2020 |  | 21 to 26 years old | ICI #DEG 42P | #6 | 40000 | 28000 | 6000 | 4200 | Yes | 2017 | Elevator Apartments | 11 | 56685 | 1 | 6 | 60 | 60 | 1927
2024880031 | 1183 GERARD AVENUE Bronx, NY 10452 (40.834934885216356, -73.9206186102658) | Con Edison | CYMCO REALTY CO. | BEAUTY REALTY LLC | 014 BROOKLYN NY 11204 (40.619055848049015, -73.98479859887618) | CA226187H | 7/7/05 | FEDERAL FST 100 | 1 | 4.2 | 1987 | 2022 |  | 21 to 26 years old | ICI DEG 42 P | #6 | 40000 | 28000 | 6000 | 4200 | Yes | 2018 | Elevator Apartments | 16 | 60269 | 1 | 6 | 54 | 55 | 1923
2042610024 | 1991 BRONXDALE AVENUE Bronx, NY 10462 (40.84993879888435, -73.86467582821105) | Con Edison | DAMIR REALTY CORP | DAMIR REALTY CORP | 754 MACE AVENUE BRONX, NY 10467 (40.86314421709324, -73.86531286966195) | CA053483J | 7/5/05 | ROCKMILLS MP 90 | 1 | 3.8 | 1983 | 2018 |  | 26 to 30 years old | ICI DEG42P | #4 | 40000 | 28000 | 5800 | 4060 |  |  | Walk-Up Apartments | 13 | 48774 | 1 | 6 | 56 | 60 | 1929
2028140025 | 1930 ANTHONY AVENUE Bronx, NY 10457 (40.849477723505956, -73.90296230660279) | Con Edison | DEN-LYN REALTY/LEON BODAK | DOLLAR SAVINGS BANK O | 2388 VALENTINE AVENUE BRONX, NY 10458 (40.85914397853013, -73.89716920364363) | CA330886R | 7/5/05 | ROCKMILLS MP100 | 1 | 3.8 | 1986 | 2021 |  | 21 to 26 years old | I.C.I DEG42P | #6 | 40000 | 28000 | 6000 | 4200 | Yes | 2014 | Walk-Up Apartments | 14 | 66000 | 1 | 6 | 60 | 60 | 1927
2032190175 | 2492 DEVOE TERRACE Bronx, NY 10468 (40.86466130373567, -73.90532153955535) | Con Edison | DEVOE TERRACE ASSOCIATES | DEVOE TERRACE ASSOC | 2388 VALENTINE AVENUE BRONX, NY 10458 (40.85914397853013, -73.89716920364363) | CA032483R | 7/6/05 | ROCKMILLS MP80 | 1 | 3.4 | 1983 | 2018 |  | 26 to 30 years old | ICI DEG 42P | #6 | 40000 | 28000 | 6000 | 4200 |  |  | Elevator Apartments | 14 | 45090 | 1 | 5 | 50 | 50 | 1924
2025820042 | 541 UNION AVENUE Bronx, NY 10455 (40.81232964283145, -73.90551299373192) | Con Edison | DOUGERT MGMT CORP. | 541 UNION AVE CORP | 2811 ZULETTE AVENUE BRONX, NY 10461 (40.84206676900901, -73.83657671433792) | CA150189N | 7/5/05 | ROCKMILLS MP100 | 1 | 4.2 | 1989 | 2024 |  | 21 to 26 years old | ICI DEG-42-P | #6 | 40000 | 28000 | 6000 | 4200 |  |  | Elevator Apartments | 17 | 43796 | 1 | 5 | 52 | 59 | 1925
2028200001 | 1495 MORRIS AVENUE Bronx, NY 10457 (40.840245928417424, -73.91005542856738) | Con Edison | FINKELSTEIN, S./LAURA ASSOC | 1495 MORRIS LLC | 2855 GRAND BRONX, NY 10468 (40.86785065240455, -73.89951166617763) | CA251984P | 7/6/05 | ROCKMILLS MP100 | 1 | 4.2 | 1984 | 2019 |  | 26 to 30 years old | ICI DEG 42P | #6 | 40000 | 28000 | 6000 | 4200 | Yes | 2020 | Elevator Apartments | 14 | 52800 | 1 | 6 | 54 | 54 | 1949
2031580001 | 2230 GRAND Bronx, NY 10457 (40.84579837129786, -73.89832418681175) | Con Edison | GILANJUN REALTY,LLC | GILANJUN REALTY, LLC | 507 186TH STREET NEW YORK, NY 10033-2817 (40.85143591538309, -73.92924152824264) | CA343087N | 7/6/05 | ROCKMILLS MP 100 | 1 | 3.79 | 1987 | 2022 |  | 21 to 26 years old | ICI DEG 42 P | #6 | 40000 | 28000 | 6000 | 4200 | Yes | 2018 | Elevator Apartments | 15 | 61337 | 1 | 6 | 51 | 55 | 1935
2057430002 | 2530 INDEPENDENCE AVENUE Bronx, NY 10463 (40.88020401891918, -73.92148723035251) | Con Edison | GOODMAN MANAGEMENT | 2530 INDEPENDENCE AVE | 2736 INDEPENDENCE AVENUE BRONX, NY 10463 (40.882258954549314, -73.91765023386792) | CA221989R | 7/5/05 | FEDERAL FST 125 | 1 | 5.25 | 1989 | 2024 |  | 21 to 26 years old | ICI DEG 54P | #6 | 40000 | 28000 | 6000 | 4200 | Yes | 2013 | Elevator Apartments | 11 | 79296 | 1 | 6 | 69 | 69 | 1961 |  | YES
2031710005 | 2244 MORRIS AVENUE Bronx, NY 10453 (40.85715686465684, -73.90245795665128) | Con Edison | HEIMANN,ROBERT | 2244 MORRIS REALTY LL | 3154 ALBANY CRESCENT BRONX, NY 10463 (40.87958311461891, -73.90191629101832) | CA236886X | 7/6/05 | ROCKMILLS MP 90 | 1 | 3.7 | 1986 | 2021 |  | 21 to 26 years old | ICI MMG 42P | #4 | 40000 | 28000 | 5800 | 4060 |  |  | Elevator Apartments | 14 | 48970 | 1 | 6 | 54 | 54 | 1926
2045980007 | 3204 HOLLAND AVENUE Bronx, NY 10467 (40.87147320350997, -73.86518070699587) | Con Edison | HOLLAND 3204 LLC | HOLLAND 3204 LLC | 5676 RIVERDALE AVE BRONX, NY 10471 (40.90603192863733, -73.90429477417916) | CA053783L | 7/7/05 | ROCKMILLS MP100 | 1 | 4.2 | 1983 | 2018 | DUAL FUEL | 26 to 30 years old | ICI DEG42P | #4 | 40000 | 28000 | 5800 | 4060 | Yes | 2018 | Condominiums | 12 | 65310 | 1 | 6 | 68 | 75 | 1931
2028100026 | 250 178 STREET Bronx, NY 10457 (40.850245148691805, -73.90386021420521) | Con Edison | HOUSING DEVELOPMENT FUND | 250 E 178 ST HSING DE | 250 178 STREET BRONX, NY 10457 (40.850245148691805, -73.90386021420521) | CA001391H | 7/7/05 | FEDERAL FST 125 | 1 | 5.25 | 1991 | 2026 |  | 16 to 20 years old | ICI MMG-54P | #4 | 40000 | 28000 | 5800 | 4060 | Yes | 2020 | Loft Buildings | 14 | 70000 | 1 | 6 | 60 | 60 | 1936 |  | YES
2028140065 | 2000 ANTHONY AVENUE Bronx, NY 10457 (40.85141184199903, -73.90283825381383) | Con Edison | HUSSEIN & CATO ACCOUNT # 1 | PARKASH 2000 LLC | 172 14 89th AVE JAMAICA, NY 11432 (40.71311535449007, -73.79282099978928) | CA129489Z | 7/5/05 | ROCKMILLS MP100 | 1 | 4.2 | 1989 | 2024 |  | 21 to 26 years old | ICI MMG 42P | #4 | 40000 | 28000 | 5800 | 4060 |  |  | Walk-Up Apartments | 14 | 48600 | 1 | 6 | 48 | 55 | 1939
2058343001 | 6255 BROADWAY Bronx, NY 10471 (40.897885118373885, -73.8970382860957) | Con Edison | LESHAJ & SONS INC. | LESHAJ AND SONS INCOR | 6255 BROADWAY BRONX, NY 10471 (40.897885118373885, -73.8970382860957) | CA011572X | 7/7/05 | FEDERAL FLW 1215 | 1 | 4.2 | 1972 | 2010 |  | 36 - 40 year old | YORKSH B55100 | #4 | 40000 | 28000 | 5800 | 4060 | Yes | 2014 | Educational Structures | 11 | 55400 | 1 | 6 | 50 | 50 | 1958
2027960046 | 1755 WEEKS AVENUE Bronx, NY 10457 (40.84606046546108, -73.90750313222992) | Con Edison | LEVITIES REALTY | WEEKS FOR RYMS LLC | 513 MIDWOOD STATION BROOKLYN, NY 11230 (40.66057360743874, -73.94362550407162) | CA388588K | 7/5/05 | ROCKMILLS MP 100 | 1 | 4.2 | 1988 | 2023 |  | 21 to 26 years old | ICI DEG 42 P | #6 | 40000 | 28000 | 6000 | 4200 |  |  | Elevator Apartments | 14 | 32000 | 1 | 5 | 44 | 44 | 1922
2032140074 | 2523 AQUEDUCT AVENUE Bronx, NY 10468 (40.86535054010069, -73.90220948766) | Con Edison | LOT 74 REALTY | LOT 74 REALTY LLC | 747 LARCHMONT NY 10538 (40.93967959569234, -73.74511771215634) | CA345888M | 7/5/05 | ROCKMILLS MP 100 | 1 | 4.2 | 1988 | 2023 |  | 21 to 26 years old | ICI DEG 42 P | #6 | 40000 | 28000 | 6000 | 4200 |  |  | Walk-Up Apartments | 14 | 42790 | 1 | 5 | 51 | 51 | 1923
2028410001 | 15 MARCY PLACE Bronx, NY 10452 (40.83884867273544, -73.91817848623072) | Con Edison | MARWYTE REALTY ASSO. | MARWYTE REALTY ASSOCI | 2388 VALENTINE AVENUE BRONX, NY 10458 (40.85914397853013, -73.89716920364363) | CA019585L | 7/7/05 | ROCKMILLS MP4-133 | 1 | 5.3 | 1985 | 2020 |  | 21 to 26 years old | ICI DEG 63P | #6 | 40000 | 28000 | 6000 | 4200 | Yes | 2021 | Elevator Apartments | 14 | 70120 | 2 | 6 | 66 | 74 | 1928
2033020034 | 2908 VALENTINE AVENUE Bronx, NY 10458 (40.870548151406894, -73.88807637588681) | Con Edison | MERRY ASSOC. FINKELSTEIN MORGAN | MERRY ASSOCIATES LLC | 111 BROOK STREET SCARSDALE, NY 10583 (40.977925558804145, -73.80659198988673) | CA280485N | 7/4/05 | ROCKMILLS MP100 | 1 | 3.8 | 1985 | 2020 |  | 21 to 26 years old | ICI DEG42P | #6 | 40000 | 28000 | 6000 | 4200 |  |  | Factory & Industrial Buildings | 15 | 46500 | 1 | 5 | 54 | 54 | 1921
2043220057 | 2145 MATTHEWS AVENUE Bronx, NY 10462 (40.85517241589239, -73.86294678677308) | Con Edison | MIRASH DEOVUKAJ%OJ MGMT | DEDVUKAJ, MIRASH | 261 GUN HILL ROAD BRONX, NY 10467 (40.879728045327, -73.87560891667123) | CA181181K | 7/7/05 | ROCKMILLS MP 100 | 1 | 4.2 | 1981 | 2016 |  | 26 to 30 years old | ICI DEG 42P | #6 | 40000 | 28000 | 6000 | 4200 |  |  | Elevator Apartments | 13 | 46604 | 1 | 4 | 50 | 50 | 1930
2024490068 | 1175 MORRIS AVENUE Bronx, NY 10456 (40.8325633389679, -73.91454649575097) | Con Edison | MORRIS 1 LLC | MORRIS 1, LLC | 5676 RIVERDALE AVE BRONX, NY 10471 (40.90603192863733, -73.90429477417916) | CA284484J | 7/6/05 | ROCKMILLS MP100 | 1 | 4.2 | 1984 | 2019 |  | 26 to 30 years old | ICI DEG 42P | #6 | 40000 | 28000 | 6000 | 4200 |  |  | Elevator Apartments | 16 | 44865 | 1 | 6 | 52 | 52 | 1936
2024490064 | 1185 MORRIS AVENUE Bronx, NY 10456 (40.83284295889773, -73.9143806746298) | Con Edison | MORRIS 1 LLC | MORRIS 1, LLC | 5676 RIVERSIDE AVE BRONX, NY 10471 (40.90199442310421, -73.9036265005625) | CA284584R | 7/6/05 | ROCKMILLS MP100 | 1 | 4.2 | 1984 | 2019 |  | 26 to 30 years old | ICI DEG 42 | #6 | 40000 | 28000 | 6000 | 4200 |  |  | Factory & Industrial Buildings | 16 | 45416 | 1 | 6 | 53 | 53 | 1936
2057060001 | 3102 KINGSBRIDGE AVENUE Bronx, NY 10463 (40.87986734294926, -73.90647928601246) | Con Edison | N M REALTY CO. | N M REALTY CO | 73 47TH STREET MANHATTAN, NY 10036 (40.75766661513991, -73.98088096976727) | CA511386N | 7/5/05 | ROCKMILLS MP 100 | 1 | 4.2 | 1986 | 2021 |  | 21 to 26 years old | I.C.I. DEG 42 P | #6 | 40000 | 28000 | 6000 | 4200 | Yes | 2016 | Elevator Apartments | 11 | 68605 | 1 | 6 | 60 | 70 | 1926
2033180011 | 2760 JEROME AVENUE Bronx, NY 10468 (40.8692477490698, -73.89597629186325) | Con Edison | NSEA, LLC | NSEA LLC | 119 233RD STREET BRONX, NY 10470 (40.896358277201834, -73.8720452251052) | CA332388N | 7/4/05 | ROCKMILLS MP 100 | 1 | 4.06 | 1988 | 2023 |  | 21 to 26 years old | ICI MMG 42 P | #4 | 40000 | 28000 | 5800 | 4060 |  |  | Hotels | 15 | 49627 | 1 | 6 | 54 | 54 | 1928
2045080010 | 2750 OLINVILLE AVENUE Bronx, NY 10467 (40.866020278366186, -73.86831185110265) | Con Edison | OLINVILLE CO-OP. CORP. | OLINVILLE COOPERATIVE |  | CA277989J | 7/6/05 | FEDERAL FST 125 | 1 | 5.25 | 1989 | 2024 |  | 21 to 26 years old | ICI DEG 54 P | #4 | 40000 | 28000 | 5800 | 4060 | Yes | 2018 | Elevator Apartments | 11 | 71256 | 1 | 6 | 66 | 66 | 1955 |  | YES
2028410050 | 114 ELLIOT PLACE Bronx, NY 10452 (40.83866783421825, -73.91577517611435) | Con Edison | ORIN MGMT | ELLIOT HOLDING CO. | 1168 FLUSHING NY 11354 (40.76862022064671, -73.82719028070687) | CA278685P | 7/4/05 | ROCKMILLS MP100 | 1 | 3.8 | 1985 | 2020 |  | 21 to 26 years old | ICI-DEG 42P | #6 | 40000 | 28000 | 6000 | 4200 |  |  | Elevator Apartments | 14 | 41380 | 1 | 5 | 56 | 56 | 1924
2043420001 | 2260 OLINVILLE AVENUE Bronx, NY 10467 (40.85903732498514, -73.86854749263708) | Con Edison | PELHAM POINT PROPERTIES LLC. | PELHAM POINT PROPERTI | 1858 HAIGHT AVE BRONX, NY 10461-1452 (40.850714117595125, -73.85391535657237) | CA425588K | 7/5/05 | ROCKMILLS MP100 | 1 | 4.2 | 1988 | 2023 |  | 21 to 26 years old | ICI MMG42P | #4 | 40000 | 28000 | 5800 | 4060 |  |  | Factory & Industrial Buildings | 13 | 42160 | 1 | 5 | 45 | 45 | 1928
2042850005 | 2040 BRONXDALE AVENUE Bronx, NY 10462 (40.85086603450793, -73.86660403940712) | Con Edison | PREN VATAJ | VILSON REALTY LLC | 1961 BRONXDALE AVENUE BRONX, NY 10462 (40.84939168589655, -73.863260009584) | CA236482J | 7/5/05 | ROCKMILLS MP 100 | 1 | 4.2 | 1982 | 2017 |  | 26 to 30 years old | ICI DEG 42 P | #6 | 40000 | 28000 | 6000 | 4200 | Yes | 2015 | Walk-Up Apartments | 13 | 55650 | 1 | 6 | 53 | 53 | 1937
2033290040 | 3569 DEKALB AVENUE Bronx, NY 10467 (40.8840976737001, -73.87906288421999) | Con Edison | QUEST PROPERTY MGMT | NY AFFORDABLE HOUSING | 2751 GRAND BRONX, NY 10468 (40.86785065240455, -73.89951166617763) | CA083485K | 7/5/05 | FEDERAL FST 100 | 1 | 3.8 | 1985 | 2020 |  | 21 to 26 years old | ICI DEG 42 P | #4 | 40000 | 28000 | 5800 | 4060 |  |  | Elevator Apartments | 11 | 41955 | 1 | 5 | 59 | 59 | 1926
2023400072 | 305 RIDER AVENUE Bronx, NY 10451 (40.81306935657557, -73.92696882718859) | Con Edison | RIDER REALTY CO. | RIDER REALTY, LLC. | 99 38 64 ROAD REGO PARK, NY 11374 (40.72646491702238, -73.86148084756303) | CA044686P | 7/5/05 | ROCKMILLS MP 150SS | 1 | 5.95 | 1986 | 2021 |  | 21 to 26 years old | ICI MMG 63P | #4 | 40000 | 28000 | 5800 | 4060 | Yes | 2020 | Elevator Apartments | 17 | 74044 | 1 | 4 | 0 | 1 | 1927
2032200001 | 2500 WEBB AVENUE Bronx, NY 10468 (40.86594007789698, -73.9043369427883) | Con Edison | RIME REALTY SERVICE LLC. | WEBB 2500 | 2302 NOSTRAND AVE BROOKLYN, NY 11210 (40.62861455980849, -73.94725790212559) | CA079387P | 7/6/05 | ROCKMILLS MP-100 | 1 | 4.2 | 1987 | 2022 |  | 21 to 26 years old | ICI DEG 42 P | #4 | 40000 | 28000 | 5800 | 4060 | Yes | 2020 | Elevator Apartments | 14 | 60133 | 1 | 5 | 57 | 57 | 1924
2054030025 | 3321 BRUCKNER BOULEVARD Bronx, NY 10461 (40.84205145695738, -73.82621025896647) | Con Edison | RIVER SIDE DR. OWNERS CORP. | RODOPOULOS, BETSY | 733 YONKERS AVENUE YONKERS, NY 10704 (40.92365098316586, -73.86577167165724) | CA401287K | 7/7/05 | FEDERAL FST 125 | 1 | 5.25 | 1987 | 2022 |  | 21 to 26 years old | ICI MMG 54 P | #4 | 40000 | 28000 | 5800 | 4060 | Yes | 2013 | Loft Buildings | 13 | 57994 | 1 | 6 | 71 | 71 | 1939 |  | YES
2058811088 | 6645 BROADWAY Bronx, NY 10471 (40.90975922335677, -73.89664354856772) | Con Edison | RONALD A STRACI, RECEIVER | STRACI RONALD | 660 183 STREET BRONX, NY 10458 (40.85246405610748, -73.8872311072688) | CA154169Y | 7/4/05 | NATIONAL U S STEEL CA-6000 | 1 | 4.5 | 1969 | 2010 |  | 41 - 45 years old | ACE DPGH SIZE 35 | #6 | 40000 | 28000 | 6000 | 4200 | Yes | 2021 | Factory & Industrial Buildings | 11 | 54635 | 1 | 6 | 63 | 63 | 1959 |  | YES
2031540040 | 2527 VALENTINE AVENUE Bronx, NY 10458 (40.86275612567175, -73.89555939178246) | Con Edison | ROSENBERG DIAMOND | 2527 VALENTINE REALTY | 1919 WILLIAMSBRIDGE ROAD BRONXRS, NY 10461 (40.852643053158374, -73.8532354972766) | CA330488L | 7/5/05 | ROCKMILLS MP 100 | 1 | 4.2 | 1988 | 2023 |  | 21 to 26 years old | ICI MMG 42 P | #4 | 40000 | 28000 | 5800 | 4060 | Yes | 2014 | Office Buildings | 15 | 51285 | 1 | 5 | 53 | 53 | 1922
2057930467 | 3555 OXFORD AVENUE Bronx, NY 10463 (40.88632086694023, -73.90879379766534) | Con Edison | SAMSON MANAGEMENT | 3555 OXFORD AVENUE AS | 97 77 QUEENS BOULEVARD REGO PARK, NY 11374 (40.72646491702238, -73.86148084756303) | CA238081H | 7/7/05 | FEDERAL FLW 1518 | 1 | 4.96 | 1981 | 2016 |  | 26 to 30 years old | ICI DEG54S | #6 | 40000 | 28000 | 6000 | 4200 | Yes | 2013 | Elevator Apartments | 11 | 72553 | 1 | 6 | 57 | 57 | 1960
2037440070 | 1154 STRATFORD AVENUE Bronx, NY 10472 (40.828011612926744, -73.87519202029918) | Con Edison | SHERRY MGMT CO. | SHERVIN MGT LLC | 2562 BRIGGS AVENUE BRONX, NY 10458 (40.863915448232135, -73.89343797788628) | CA226287P | 7/6/05 | ROCKMILLS MP 90 | 1 | 3.7 | 1987 | 2022 |  | 21 to 26 years old | ICI MMG 42 P | #4 | 40000 | 28000 | 5800 | 4060 |  |  | Walk-Up Apartments | 18 | 44075 | 1 | 5 | 59 | 59 | 1928
2028210061 | 1551 SHERIDAN AVENUE Bronx, NY 10457 (40.841712461315055, -73.91114241429467) | Con Edison | STEB REALTY CORP. | STEB REALTY CORP | 191024 BROOKLYN NY 11219 (40.63277295540763, -73.99667681118586) | CA420688P | 7/5/05 | ROCKMILLS MP100 | 1 | 4.2 | 1988 | 2023 |  | 21 to 26 years old | ICI DEG 42P | #6 | 40000 | 28000 | 6000 | 4200 | Yes | 2021 | Walk-Up Apartments | 16 | 64000 | 1 | 6 | 54 | 55 | 1940
2028500067 | 65 175 STREET Bronx, NY 10453 (40.847246064830806, -73.91120448775867) | Con Edison | STRIVER 175 LLC | STRIVER175 | 65 175 ST BRONX, NY 10453 (40.847246064830806, -73.91120448775867) | CA482287H | 7/7/05 | ROCKMILLS MP 100 | 1 | 4.2 | 1987 | 2022 |  | 21 to 26 years old | ICI DEG 42 P | #6 | 40000 | 28000 | 6000 | 4200 |  |  | Elevator Apartments | 14 | 37500 | 1 | 5 | 49 | 49 | 1924
2031480029 | 2475 TIEBOUT AVENUE Bronx, NY 10458 (40.86124916314592, -73.8951930875448) | Con Edison | TIEBOUT PROPERTIES CO. | TIEBOUT PROPERTIES | 2123 WILLIAMSBRIDGE RD BRONX, NY 10461 (40.85578463648523, -73.8555897748353) | CA488185Y | 7/5/05 | ROCKMILLS MP100 | 1 | 3.6 | 1985 | 2020 |  | 21 to 26 years old | ICI DEG42P | #6 | 40000 | 28000 | 6000 | 4200 |  |  | Elevator Apartments | 15 | 38402 | 1 | 5 | 51 | 51 | 1924
2026860001 | 920 AVENUE ST Bronx, NY 10455 (40.813535754971156, -73.9053552520432) | Con Edison | TIRSO LANDO | LANVE RLTY CORP | 667 KELLY STREET BRONX, NY 10455 (40.81531410274229, -73.90268203380423) | CA153688L | 7/4/05 | FEDERAL FST 150 | 1 | 6.23 | 1988 | 2023 |  | 21 to 26 years old | ICI MMG 63 P | #4 | 40000 | 28000 | 5800 | 4060 | Yes | 2016 | Walk-Up Apartments | 17 | 56952 | 1 | 6 | 49 | 59 | 1910
2032490149 | 2807 CLAFLIN AVENUE Bronx, NY 10468 (40.87179840399484, -73.9001380348144) | Con Edison | TOTAL REALTY | 2807/2809 CLAFLIN RE | 1969 YONKERS NY 10116 (40.8110019996426, -73.95309800037239) | CA359589J | 7/6/05 | ROCKMILLS MP80 | 1 | 3.43 | 1989 | 2024 |  | 21 to 26 years old | ICI MMG 42P | #4 | 40000 | 28000 | 5800 | 4060 |  |  | Elevator Apartments | 14 | 48000 | 1 | 5 | 45 | 45 | 1925
2057030186 | 3052 KINGSBRIDGE AVENUE Bronx, NY 10463 (40.8790904150294, -73.90722685302917) | Con Edison | TWO KINGS ASSOC. | TWO KINGS, INC | 3235 3054 KINGSBRIDGE AVE BRONX, NY 10463 (40.88187196282087, -73.91120748054078) | CA276589X | 7/6/05 | ROCKMILLS MP 100 (NEW) | 1 | 4.2 | 1989 | 2024 |  | 21 to 26 years old | ICI DEG 42P (NEW) | #6 | 40000 | 28000 | 6000 | 4200 | Yes | 2013 | Elevator Apartments | 11 | 78400 | 1 | 5 | 58 | 62 | 1921
2046530041 | 3830 BRONX BOULEVARD Bronx, NY 10467 (40.88531963982741, -73.86620286034974) | Con Edison | UNIVERSAL MGMT AGENCY | 3830 BRONX BOULEVARDA | 825 233 STREET BRONX, NY 10466 (40.89221310483329, -73.85355883486339) | CA225687J | 7/6/05 | ROCKMILLS MP 100 | 1 | 4.2 | 1987 | 2022 |  | 21 to 26 years old | ICI DEG 42 S | #6 | 40000 | 28000 | 6000 | 4200 | Yes | 2013 | Walk-Up Apartments | 12 | 53844 | 1 | 6 | 49 | 49 | 1929
2039820035 | 1441 OVERING STREET Bronx, NY 10461 (40.84015461611935, -73.8447582873998) | Con Edison | VITO SACHETTI | 1441-51 OVERING STRE | 1466 ST PETER'S AVENUE BRONX, NY 10461 (40.839405402043354, -73.84584329657376) | CA279485P | 7/4/05 | ROCKMILLS MP100 | 1 | 4.2 | 1985 | 2020 |  | 21 to 26 years old | ICI DEG 42P | #6 | 40000 | 28000 | 6000 | 4200 |  |  | Elevator Apartments | 13 | 49044 | 1 | 6 | 57 | 57 | 1927
2033090061 | 200 MOSHOLU PARKWAY Bronx, NY 10458 (40.87386484057359, -73.88342408804066) | Con Edison | SACHSON REALTY CORP. | UPTOWN BRONX HOUSING | 2811 ZULETTE AVE BRONX, NY 10461 (40.84206676900901, -73.83657671433792) | CA218883L | 7/5/05 | ROCKMILLS MP4-78 | 1 | 3.4 | 1983 | 2018 | DUAL FUEL | 26 to 30 years old | ICI DEG 42 YP | #6 | 39832 | 27882 | 5975 | 4182 |  |  | Walk-Up Apartments | 11 | 45810 | 1 | 6 | 42 | 42 | 1936
2024610070 | 186 164 STREET Bronx, NY 10456 (40.82923046860223, -73.92005858083375) | Con Edison | 164 REALTY LLC. | 164 REALTY, LLC | 0010 BROOKLYN NY 11204 (40.619055848049015, -73.98479859887618) | CA288291L | 7/5/05 | FEDERAL FST-125 | 1 | 5.25 | 1991 | 2026 |  | 16 to 20 years old | ICI DEG-54 (P) | #6 | 39694 | 27786 | 5954 | 4168 | Yes | 2021 | Walk-Up Apartments | 17 | 66600 | 1 | 6 | 75 | 75 | 1949
2024770001 | 1006 GERARD AVENUE Bronx, NY 10452 (40.83052427400091, -73.92313828027493) | Con Edison | LANGSAM PROPERTY SERVICE | VODA REALTY LLC | 3200 CRUGER AVE BRONX, NY 10467 (40.871464594371155, -73.86611756820807) | CA112891X | 7/4/05 | ROCKMILLS MP-125 | 1 | 5.25 | 1991 | 2026 |  | 16 to 20 years old | I.C.I DEG-54 P | #6 | 39694 | 27786 | 5954 | 4168 | Yes | 2017 | Elevator Apartments | 17 | 83793 | 1 | 6 | 76 | 76 | 1927
2028400049 | 106 MARCY PLACE Bronx, NY 10452 (40.83809102577587, -73.9163707122021) | Con Edison | REMIIE REALTY/ J SCHNEIDER | REMIE REALTY CORP | 1881 BROADWAY MANHATTAN, NY 10023 (40.770928607320116, -73.98226555509018) | CA354194M | 7/5/05 | FEDERAL FM-1518 | 1 | 5.25 | 1994 | 2029 |  | 16 to 20 years old | HEV-E-OIL AM 6 E | #4 | 39694 | 27786 | 5756 | 4029 | Yes | 2020 | Walk-Up Apartments | 14 | 55084 | 1 | 5 | 56 | 56 | 1925
2033240113 | 3434 KNOX PLACE Bronx, NY 10467 (40.881905857343625, -73.88346582928597) | Con Edison | PERRY GAULT | BELTWAY COMPANY, | 455 CENTRAL PARK AVE SCARSDALE, NY 10583 (41.00577938986657, -73.8114886957748) | CA271582K | 7/5/05 | FEDERAL FST-80 | 1 | 3.5 | 1982 | 2017 |  | 26 to 30 years old | ICI MEG 34P | #6 | 39625 | 27738 | 5944 | 4161 | Yes | 2014 | Elevator Apartments | 11 | 50000 | 1 | 6 | 42 | 42 | 1934
2033290064 | 19 213 STREET Bronx, NY 10467 (40.88486840175837, -73.87842261207224) | Con Edison | 125 REALTY ASSOCIATES | 1925 REALTY ASSOCIATE | 1601 BRONXDALE AVENUE BRONX, NY 10462 (40.84351657306597, -73.85691921749257) | CA021185P | 7/7/05 | ROCKMILLS MP-100 | 1 | 4.2 | 1985 | 2020 |  | 21 to 26 years old | IND COMB INC DEG-42(P) | #6 | 39566 | 27696 | 5935 | 4154 | Yes | 2019 | Condominiums | 11 | 60300 | 1 | 6 | 66 | 67 | 1928
2039250025 | 1564 TAYLOR AVENUE Bronx, NY 10460 (40.83937634198398, -73.86672024257439) | Con Edison | GOLD STAR EQUITIES INC. | GOLD STAR EQUITIES,IN | 1975 HEMPSTEAK TPKE E MEADOW, NY 11554 (40.724469631286524, -73.56329840130019) | CA413984Y | 7/7/05 | ROCKMILLS MP-100 | 1 | 4.2 | 1984 | 2019 |  | 26 to 30 years old | IND COMB INC ME-42(S) | #6 | 39566 | 27696 | 5935 | 4154 | Yes | 2015 | Office Buildings | 18 | 54000 | 1 | 6 | 54 | 54 | 1930
2025060147 | 1307 EDWARD L GRANT HIGHWAY Bronx, NY 10452 (40.83909306949944, -73.9216061075558) | Con Edison | 1307 REALTY LLC. | STRATFORD FIVE REALTY | 381 PARK AVE NEW YORK, NY 10016 (40.74251902441455, -73.98458580592575) | CA030185J | 7/7/05 | FEDERAL #FST-100 | 1 | 4.2 | 1985 | 2020 |  | 21 to 26 years old | INDUS COMBUS #DEG-42-P | #6 | 39420 | 27594 | 5913 | 4139 | Yes | 2016 | Elevator Apartments | 16 | 60000 | 1 | 6 | 60 | 65 | 1929
2028760219 | 1649 NELSON AVENUE Bronx, NY 10453 (40.84722671481065, -73.91833078964792) | Con Edison | 1649 NELSCO INC. | 1646 NELSCO, LLC | 60 CUITER MILL RD GREAT NECK, NY 11021-3104 (40.78585735300652, -73.73112088518786) | CA509285L | 7/6/05 | FEDERAL FST-100 | 1 | 4 | 1985 | 2020 |  | 21 to 26 years old | INDUST COMBUS DEG-42-P | #6 | 39420 | 27594 | 5913 | 4139 | Yes | 2016 | Walk-Up Apartments | 16 | 51075 | 1 | 5 | 58 | 58 | 1927
2024600010 | 180 162 STREET Bronx, NY 10451 (40.82739242057595, -73.92135764290315) | Con Edison | 180 MGMT CORP. | 180 MANAGEMENT CORP | 5056 BROADWAY MANHATTAN, NY 10034 (40.86972812545906, -73.91606646051338) | CA166869N | 7/6/05 | FITZGIBBONS DM-151 | 1 | 5.53 | 1969 | 2010 |  | 41 - 45 years old | RAY AE-10 | #6 | 39420 | 27594 | 5913 | 4139 |  |  | Elevator Apartments | 17 | 48398 | 1 | 7 | 69 | 70 | 1950
2031060008 | 2000 PROSPECT AVENUE Bronx, NY 10457 (40.84551941330081, -73.88799834364178) | Con Edison | 2000 LLC | PROSPECT FLATS LLC | 381 PARK AVE NEW YORK, NY 10016 (40.74251902441455, -73.98458580592575) | CB067103Y | 7/4/05 | ROCKMILLS MP-125 (SEE EXG CA1707-87L) | 1 | 4.18 | 2003 | 2038 | DUAL FUEL | 5 to 10 years old | ICI MMG-54P | #4 | 39420 | 27594 | 5716 | 4001 | Yes | 2016 | Elevator Apartments | 15 | 50050 | 1 | 5 | 65 | 65 | 1922
2031970023 | 2290 DAVIDSON AVENUE Bronx, NY 10468 (40.85914235271455, -73.90456218150652) | Con Edison | 2290 DAVIDSON ASSOCIATE | 2290 DAVIDSON ASSOCL | 9012 KERSINGTON STATION BROOKLYN, NY 11218 (40.64322700851966, -73.9764486221062) | CA248685H | 7/4/05 | FEDERAL FST-100 | 1 | 4.2 | 1985 | 2020 |  | 21 to 26 years old | RAY PAEOR 144 SIZE 100 | #4 | 39420 | 27594 | 5716 | 4001 | Yes | 2017 | Walk-Up Apartments | 14 | 62100 | 1 | 6 | 55 | 55 | 1927
2031460055 | 2345 TIEBOUT AVENUE Bronx, NY 10458 (40.857872196190065, -73.8966195695702) | Con Edison | 2345 TIEBOUT LLC C/O CHESTNUT HOLDINGS | 2345 TIEBOUT LLC | 5676 RIVERDALE AVE BRONX, NY 10471 (40.90603192863733, -73.90429477417916) | CA255682H | 7/5/05 | FEDERAL FST 125 SP | 1 | 5.32 | 1982 | 2017 |  | 26 to 30 years old | INDUSTRIAL COMBUSTION DEG 54 P | #6 | 39420 | 27594 | 5913 | 4139 | Yes | 2016 | Elevator Apartments | 15 | 59400 | 2 | 6 | 66 | 66 | 1940
2031480027 | 2483 TIEBOUT AVENUE Bronx, NY 10458 (40.86151039527926, -73.89508032547285) | Con Edison | 2483-2489 TIEBOUT AVE.CO. | R&D 265-273 146TH LLC | 475 NORTHERN BOULEVARD GREATNECK, NY 11021 (40.77979592252905, -73.72161505133812) | CA223483Z | 7/5/05 | ROCKMILLS BOILER MODEL MP-90-SS | 1 | 3.7 | 1983 | 2018 |  | 26 to 30 years old | INDUSTRIAL COMBUSTION MODEL MMG-42-P | #4 | 39420 | 27594 | 5716 | 4001 |  |  | Elevator Apartments | 15 | 19370 | 1 | 5 | 25 | 25 | 1916
2023600070 | 530 159 STREET Bronx, NY 10451 (40.82138198884924, -73.91077726081927) | Con Edison | 530 EAST 159TH STREET HDFC | 530 EAST 159 STREET | 530 159 STREET BRONX, NY 10451 (40.82138198884924, -73.91077726081927) | CA009393H | 7/6/05 | FEDERAL FST-100 | 1 | 4.2 | 1993 | 2028 |  | 16 to 20 years old | IND. COMB. DEG-42 (P) | #6 | 39420 | 27594 | 5913 | 4139 |  |  | Elevator Apartments | 17 | 46210 | 1 | 6 | 44 | 46 | 1928
2027570024 | 1083 LONGFELLOW AVENUE Bronx, NY 10459 (40.82570389164422, -73.88784849372055) | Con Edison | ALDUS 111 ASSOC. | ALDUS III ASSOCIATES | 955 163 STREET BRONX, NY 10459 (40.82102127608155, -73.89565834555971) | CA053981M | 7/4/05 | SPENCER 4F-450 NY | 1 | 3.7 | 1981 | 2016 |  | 26 to 30 years old | HEVEOIL MMG-42 (P) | #4 | 39420 | 27594 | 5716 | 4001 |  |  | Walk-Up Apartments | 17 | 40998 | 1 | 6 | 45 | 45 | 1924
2027570010 | 1240 WESTCHESTER AVENUE Bronx, NY 10459 (40.82653837662918, -73.8882321156448) | Con Edison | ALDUS III ASSOCIATES | ALDUS III ASSOCIATES | 955 163 STREET BRONX, NY 10459 (40.82102127608155, -73.89565834555971) | CA054381N | 7/6/05 | SPENCER 4F-450-NY | 1 | 3.7 | 1981 | 2016 |  | 26 to 30 years old | IND. COMB. MMG-42 | #4 | 39420 | 27594 | 5716 | 4001 |  |  | Walk-Up Apartments | 17 | 47540 | 1 | 6 | 54 | 54 | 1925
2030890026 | 2350 CAMBRELENG AVENUE Bronx, NY 10458 (40.853354179779586, -73.88579151454243) | Con Edison | CAMB-BEAU REALTY CORP. | CAMB BEAU REALTY LTD | 35 GRASSY SPRAIN RD YONKERS, NY 10710 (40.95314447549008, -73.85430415745) | CA166096K | 7/6/05 | BEST 4C125 | 1 | 5 | 1996 | 2031 | DUAL FUEL | 11 to 15 years old | ICI MMG54 | #4 | 39420 | 27594 | 5716 | 4001 | Yes | 2019 | Factory & Industrial Buildings | 15 | 55780 | 1 | 6 | 65 | 65 | 1925
2032620097 | 3489 FORT INDEPENDENCE STREET Bronx, NY 10463 (40.88187636363457, -73.89876564814286) | Con Edison | INDEPENDENCE APTS., LLC | INDEPENDENCE APTS | 150 58TH ST NEW YORK, NY 10155 (40.761456027272516, -73.96836646308732) | CA177196L | 7/6/05 | FEDERAL FLW 1215 | 1 | 5.9 | 1996 | 2031 | DUAL FUEL | 11 to 15 years old | HEVE MEG 42P | #6 | 39420 | 27594 | 5913 | 4139 |  |  | Elevator Apartments | 11 | 49290 | 1 | 7 | 52 | 52 | 1963
2031960038 | 1 182 STREET Bronx, NY 10453 (40.85735094527155, -73.90448581341356) | Con Edison | JOHN NEUSTEIN | TEN SEVENTY ONE HOME | 590 BRONX NY 10463 (40.88187196282087, -73.91120748054078) | CA068094H | 7/7/05 | FEDERAL FST 100 | 1 | 4.2 | 1994 | 2029 |  | 16 to 20 years old | HEVE MMG 42 (P) | #4 | 39420 | 27594 | 5716 | 4001 | Yes | 2016 | Elevator Apartments | 14 | 58600 | 1 | 6 | 61 | 65 | 1941
2031510022 | 2350 RYER AVENUE Bronx, NY 10458 (40.85846107456858, -73.8984685474168) | Con Edison | LEFSTEN REALTY CORP. | SIVIC REALTY CORP | 2155 PAULDING AVENUE BRONX, NY 10462 (40.85567258637963, -73.86062906809765) | CA401186L | 7/6/05 | FEDERAL FST 100 | 1 | 4.2 | 1986 | 2021 |  | 21 to 26 years old | IND. COMB. DEG-42-P | #6 | 39420 | 27594 | 5913 | 4139 |  |  | Walk-Up Apartments | 15 | 17640 | 1 | 5 | 24 | 24 | 1923
2027570028 | 1075 LONGFELLOW AVENUE Bronx, NY 10459 (40.82540707541598, -73.88782970788331) | Con Edison | PRC MANAGMENT | ALDUS III ASSOCIATES | 955 163 RD STREET BRONX, NY 10459 (40.82102127608155, -73.89565834555971) | CA053881P | 7/4/05 | SPENCER 4F-450-NY | 1 | 3.7 | 1981 | 2016 |  | 26 to 30 years old | INDUSTRIAL COMBUSTION-42-P MMG | #4 | 39420 | 27594 | 5716 | 4001 |  |  | Elevator Apartments | 17 | 43398 | 1 | 6 | 46 | 46 | 1924
2031560039 | 2050 ANTHONY AVENUE Bronx, NY 10457 (40.85219595491931, -73.90240714991361) | Con Edison | SCHUR MANAGENT CO LTD. | 2050 ANTHONY AVE CORP | 2432 GRAND BRONX, NY 10458 (40.86253386765235, -73.90340966529654) | CA076781J | 7/6/05 | FEDERAL FST-125 | 1 | 4.3 | 1981 | 2016 |  | 26 to 30 years old | IND.COMB. DE-54 (P) | #6 | 39420 | 27594 | 5913 | 4139 | Yes | 2016 | Walk-Up Apartments | 14 | 59230 | 1 | 6 | 59 | 59 | 1942
2044290035 | 690 ALLERTON AVENUE Bronx, NY 10467 (40.86540170310698, -73.86772139708627) | Con Edison | SOLOMON MANAGEMENT CO | ALLERTON AVE. ASSOCIA | 700 END AVENUE MANHATTAN, NY 10025 (40.79685012763133, -73.96372581059762) | CA472070H | 7/7/05 | FEDERAL #FST-200 | 1 | 7 | 1970 | 2010 |  | 36 - 40 year old | SUPERIOR ABA-A6-175 | #6 | 39420 | 27594 | 5913 | 4139 | Yes | 2019 | Elevator Apartments | 13 | 119013 | 1 | 6 | 94 | 107 | 1928
2031670068 | 2537 GRAND Bronx, NY 10468 (40.86531965835736, -73.90141987004785) | Con Edison | STELLAR MANAGEMENT | 2535 GRAND CONCOURSE | 1410 NELSON BRONX, NY 10452 (40.84249077903572, -73.92194867924239) | CA443184N | 7/7/05 | FEDERAL FST-100 | 1 | 4.2 | 1984 | 2019 |  | 26 to 30 years old | I.C.I MEG-42-P | #6 | 39420 | 27594 | 5913 | 4139 |  |  | Elevator Apartments | 15 | 33540 | 1 | 5 | 41 | 44 | 1922
2057030168 | 3000 KINGSBRIDGE AVENUE Bronx, NY 10463 (40.87833683453879, -73.90795351993084) | Con Edison | THE BAJRATTARI CORP | MARTINAJ REALTY LLC | 3000 KINGSBRIDGE AVE BRONX, NY 10463 (40.87833683453879, -73.90795351993084) | CA224282R | 7/5/05 | ROCKMILLS MP 4-162 | 1 | 6.8 | 1982 | 2017 |  | 26 to 30 years old | ICI 63 P | #6 | 39420 | 27594 | 5913 | 4139 | Yes | 2013 | Elevator Apartments | 11 | 99000 | 1 | 5 | 83 | 85 | 1923
2051150001 | 735 242 STREET Bronx, NY 10470 (40.90558382539088, -73.84870972377144) | Con Edison | VED PARKASH | PARKASH 242 LLC | 172 14 89TH AVE JAMAICA, NY 11432 (40.71311535449007, -73.79282099978928) | CA000196H | 7/6/05 | ROCKMILLS MP-125 | 1 | 5.25 | 1996 | 2031 | DUAL FUEL | 11 to 15 years old | I.C. MMG-54 (P) | #4 | 39420 | 27594 | 5716 | 4001 | Yes | 2015 | Elevator Apartments | 11 | 63750 | 1 | 5 | 61 | 61 | 1931
2031880048 | 2445 WALTON AVENUE Bronx, NY 10468 (40.86163222285001, -73.90081988863724) | Con Edison | WIMBLEDON BUILDINGS CORP | UNITED WALTON LLC | 133 MAIN STREET ELMSFORD, NY 10523 (41.05189522847539, -73.81354360545022) | CA111682P | 7/5/05 | FEDERAL FST-80 | 1 | 3.4 | 1982 | 2017 |  | 26 to 30 years old | HEV-E MEG-34-S | #6 | 39420 | 27594 | 5913 | 4139 |  |  | Elevator Apartments | 14 | 41890 | 1 | 6 | 65 | 66 | 1928
2033240016 | 3433 GATES PLACE Bronx, NY 10467 (40.88242464037247, -73.884212223127) | Con Edison | WEBSTER AFFILIATES, INC. | ADSVF, LLC | 300513 MIDWOOD STATION BROOKLYN, NY 11230 (40.62192951023877, -73.96551106018723) | CA298783R | 7/5/05 | ROCKMILLS MP-80 | 1 | 3.5 | 1983 | 2018 | DUAL FUEL | 26 to 30 years old | I.C.I. DEG 42 P | #6 | 39264 | 27485 | 5890 | 4123 |  |  | Walk-Up Apartments | 11 | 48500 | 1 | 5 | 50 | 50 | 1926
2028460041 | 1565 TOWNSEND AVENUE Bronx, NY 10452 (40.843589652406656, -73.9141827439327) | Con Edison | 1556 REALTY CORP. | 1565 TOWNSEND LLC | 2855 GRAND BRONX, NY 10468 (40.86785065240455, -73.89951166617763) | CA188592R | 7/5/05 | FEDERAL FST-150 (EXG) | 1 | 6.27 | 1992 | 2027 |  | 16 to 20 years old | ICI DEG-63 (P) (NEW) | #6 | 39245 | 27471 | 5887 | 4121 | Yes | 2016 | Elevator Apartments | 14 | 68400 | 1 | 6 | 61 | 61 | 1941
2031620029 | 2195 GRAND Bronx, NY 10453 (40.85760749073869, -73.90661229654593) | Con Edison | 2195 CONC ASSOC. | 2195 GRAND CONCOURSE | 503 BROADWAY YONKERS, NY 10705 (40.91668954277359, -73.89682963922633) | CA332183J | 7/6/05 | ROCKMILLS MP 100 | 1 | 4.2 | 1983 | 2018 |  | 26 to 30 years old | I.C.I. DEG 42 P | #4 | 39226 | 27458 | 5688 | 3981 | Yes | 2022 | Elevator Apartments | 14 | 67842 | 1 | 6 | 55 | 64 | 1940
2045970031 | 3215 HOLLAND AVENUE Bronx, NY 10467 (40.8715641110202, -73.86525060205697) | Con Edison | HAROS,NICHOLAS | NY-BRONX I, LLC | 337 FLUSHING NY 11358 (40.760350968822195, -73.79632645819947) | CA101572P | #N/A | FITZGIBBONS H-144 | 1 | 3.5 | 1972 | 2010 |  | 36 - 40 year old | GILBARCO ACPA P-1 | #6 | 38927 | 27249 | 5839 | 4087 |  |  | Elevator Apartments | 12 | 39240 | 1 | 6 | 51 | 51 | 1929
2043400001 | 2260 BRONX PARK Bronx, NY 10467 (40.858956263596745, -73.87082979279548) | Con Edison | 2260 PARKVIEW OWNERS CORP | 2260 PARKVIEW OWNERS | 444 BRONX NY 10471 (40.90199442310421, -73.9036265005625) | CA261682Z | 7/5/05 | ROCKMILLS MP-100 | 1 | 4.2 | 1982 | 2017 |  | 26 to 30 years old | IND COMB INC MMG-42(P) | #4 | 38836 | 27185 | 5631 | 3942 | Yes | 2020 | Elevator Apartments | 13 | 53424 | 1 | 6 | 49 | 49 | 1938
2024780024 | 1112 GERARD AVENUE Bronx, NY 10452 (40.83309286826416, -73.92161980173078) | Con Edison | 6 FL MANAGEMENT INC. SPECIAL | EBONY HOLDING CORP. | 185 SHERMAN AVENUE MANHATTAN, NY 10034 (40.8650215897717, -73.92200661192761) | CA061984H | 7/6/05 | ROCKMILLS MP-100 | 1 | 4.2 | 1984 | 2019 |  | 26 to 30 years old | INDUST COMB INC MM-42(P) | #4 | 38836 | 27185 | 5631 | 3942 | Yes | 2018 | Condominiums | 16 | 55000 | 1 | 5 | 60 | 60 | 1925
2032340006 | 2254 CEDAR AVENUE Bronx, NY 10468 (40.86139574892801, -73.91220603265023) | Con Edison | PINNACLE BRONX WEST LLC | HAMPDEN REALTY LLC | 1920 MANHATTAN NY 10116 (40.8110019996426, -73.95309800037239) | CA123586N | 7/5/05 | BEST 5B90 | 1 | 3.7 | 1986 | 2021 |  | 21 to 26 years old | ICI MM 42P | #4 | 38836 | 27185 | 5631 | 3942 | Yes | 2014 | Walk-Up Apartments | 14 | 58368 | 1 | 6 | 62 | 67 | 1927
2024530053 | 225 168 STREET Bronx, NY 10456 (40.83541494595057, -73.915307961728) | Con Edison | ABOVE CAPTIONED REALTY | ABOVE CAPTIONED RLTYC | 6179 BRONX NY 10451 (40.82069640711353, -73.92384136798472) | CA270895R | 7/6/05 | ROCKMILLS MP125SL | 1 | 4.96 | 1995 | 2030 | DUAL FUEL | 11 to 15 years old | INDUSTRIAL COMBUSTION DEG-54P | #6 | 38763 | 27134 | 5814 | 4070 | Yes | 2013 | Elevator Apartments | 16 | 72631 | 1 | 6 | 80 | 80 | 1926
2033200013 | 28 BEDFORD PARK BOULEVARD Bronx, NY 10468 (40.87276544277913, -73.88869229977269) | Con Edison | VILLFORD REALTY CORP. | VILLFORD REALTY CORP |  | CA194694Z | 7/4/05 | FEDERAL FST-125 | 1 | 4.96 | 1994 | 2029 |  | 16 to 20 years old | IND. COMB. DEG-54(P) | #6 | 38763 | 27134 | 5814 | 4070 | Yes | 2020 | Walk-Up Apartments | 11 | 81700 | 1 | 5 | 69 | 78 | 1926
2040870025 | 1575 WILLIAMSBRIDGE ROAD Bronx, NY 10461 (40.84637442596942, -73.84837269742937) | Con Edison | CHARLES PADPIRKA | KLEN REALTY LLC | 740058 REGO PARK NY 11374 (40.72646491702238, -73.86148084756303) | CA141088J | 7/5/05 | FEDERAL FST 150 (NEW) | 1 | 6.3 | 1988 | 2023 |  | 21 to 26 years old | ICI DEG 84S (EXG) | #4 | 38500 | 26950 | 5582 | 3908 | Yes | 2017 | Loft Buildings | 13 | 81500 | 1 | 6 | 76 | 76 | 1962
2033090100 | 3044 VALENTINE AVENUE Bronx, NY 10458 (40.87363900160603, -73.88499941848164) | Con Edison | PALUSHAJ,LEKA | J REALTY CORPORATION | 2905 GRAND BRONX, NY 10468 (40.86785065240455, -73.89951166617763) | CA305683M | 7/5/05 | ROCKMILLS MP-60 | 1 | 3.5 | 1983 | 2018 | DUAL FUEL | 26 to 30 years old | I.C.I. AMG4 3/4 | #4 | 38347 | 26843 | 5560 | 3892 |  |  | Elevator Apartments | 11 | 47859 | 1 | 6 | 40 | 43 | 1929
2024820001 | 109 153 STREET Bronx, NY 10451 (40.82403857972718, -73.9280931045114) | Con Edison | 153RD REALTY ASSOC.LLC | 153 REALTY ASSCOATIES | 39 NEW ROCHELLE, NY 10804 (40.94937293161553, -73.78604718652838) | CA184097L | 7/5/05 | ROCKMILLS MP-100 | 1 | 4.06 | 1997 | 2032 | DUAL FUEL | 11 to 15 years old | (NEW)INDUSTRIAL COMB. MMG-42 P | #4 | 38325 | 26828 | 5557 | 3890 | Yes | 2022 | Hotels | 17 | 66678 | 1 | 6 | 60 | 63 | 1931
2028790050 | 181 TREMONT AVENUE Bronx, NY 10453 (40.84993090189169, -73.90632318569942) | Con Edison | F M WEISS REALTY CORP. | 181 W TREMONT ASSOCIA | 198 WESTCHESTER SQ STA BRONX, NY 10461 (40.84054431315492, -73.84125020140367) | CA370685R | 7/5/05 | ROCKMILLS MP60 | 1 | 2.1 | 1985 | 2020 |  | 21 to 26 years old | I.C.I. MMG-30 | #4 | 38325 | 26828 | 5557 | 3890 |  |  | Elevator Apartments | 14 | 37500 | 1 | 5 | 38 | 38 | 1925
2022980101 | 230 ALEXANDER AVENUE Bronx, NY 10454 (40.80974479715418, -73.92530673171004) | Con Edison | CHURCH OF SAINT JEROME | S BRONX CHURCHES SPON | 201 SEMINARY AVENUE YONKERS, NY 10704 (40.930846562266524, -73.86234006141385) | CA261698N | 7/6/05 | FEDERAL FST-125 | 1 | 5.3 | 1998 | 2033 | DUAL FUEL | 11 to 15 years old | INDUSTRIAL COMB. MMG-54 P | #4 | 38115 | 26681 | 5527 | 3869 |  |  | Walk-Up Apartments | 17 | 23940 | 4 | 4 | 0 | 1 | 1900
2037770010 | 1210 STRATFORD AVENUE Bronx, NY 10472 (40.829563426697135, -73.87555841042439) | Con Edison | 1210 STRATFORD ACENUE LLC | MARQUIS REALTY | 4502 18TH AVE BROOKLYN, NY 11204 (40.63027754148312, -73.97820870493085) | CA056885X | 7/7/05 | FEDERAL FST 90 | 1 | 3.42 | 1985 | 2020 |  | 21 to 26 years old | ICI-DEG 42 YP | #6 | 38000 | 26600 | 5700 | 3990 | Yes | 2017 | Warehouses | 18 | 52536 | 1 | 6 | 53 | 53 | 1928
2028800017 | 1520 SEDGWICK AVENUE Bronx, NY 10453 (40.84659314811902, -73.92499989051277) | Con Edison | 1520 SEDGWICK ASSOCIATES | 1520 SEDGWICK NY LLC | 660 183RD ST BRONX, NY 10458 (40.85246405610748, -73.8872311072688) | CA254590X | 7/5/05 | FEDERAL FLR 1822 | 1 | 6.3 | 1990 | 2025 |  | 16 to 20 years old | ST JOHNSON FD 68CAHM-150 | #6 | 38000 | 26600 | 5700 | 3990 | Yes | 2020 | Elevator Apartments | 16 | 119919 | 1 | 18 | 101 | 101 | 1969
2032480173 | 2715 WEBB AVENUE Bronx, NY 10468 (40.869645682441266, -73.90202745286386) | Con Edison | 2716 RELTY CO. LLC. | AP-AMSTERDAM 2715 WEB | 825 233 STREET BRONX, NY 10466 (40.89221310483329, -73.85355883486339) | CA265882L | 7/5/05 | ROCKMILLS MP 90 | 1 | 3.6 | 1982 | 2017 |  | 26 to 30 years old | ICI DEG 42P | #6 | 38000 | 26600 | 5700 | 3990 | Yes | 2018 | Elevator Apartments | 14 | 50274 | 1 | 5 | 53 | 53 | 1923
2033010092 | 2773 BRIGGS AVENUE Bronx, NY 10458 (40.86771617051492, -73.89051060243496) | Con Edison | 2733 BRIGGS AVENUE LLC | 2773-2779 BRIGGS AVEN | 111 BROOK ST SCARSDALE, NY 10458 (40.977925558804145, -73.80659198988673) | CA187787M | 7/6/05 | FEDERAL FST 80 | 1 | 3.28 | 1987 | 2022 |  | 21 to 26 years old | ICI MEG 34 P | #6 | 38000 | 26600 | 5700 | 3990 |  |  | Walk-Up Apartments | 15 | 35445 | 2 | 5 | 42 | 42 | 1915
2032630292 | 3871 SEDGWICK AVENUE Bronx, NY 10463 (40.8830203617613, -73.89428950140436) | Con Edison | 3871 VILLAGE COURT ASSOC. | 3871 COURT VILLAGE AS | 3871 SEDGWICK AVENUE BRONX, NY 10463 (40.8830203617613, -73.89428950140436) | CA297986M | 7/5/05 | ROCKMILLS MP125 | 1 | 4.95 | 1986 | 2021 |  | 21 to 26 years old | ICI DEG54P | #6 | 38000 | 26600 | 5700 | 3990 | Yes | 2013 | Walk-Up Apartments | 11 | 88056 | 1 | 6 | 70 | 74 | 1926
2026130026 | 1133 BOSTON ROAD Bronx, NY 10456 (40.82798864918708, -73.90414820507522) | Con Edison | BOSMOR REALTY | 1133 BOSTON ROAD LLC | 491 BROOKLYN NY 11204 (40.619055848049015, -73.98479859887618) | CA277885P | 7/4/05 | ROCKMILLS MP90 | 1 | 3.6 | 1985 | 2020 |  | 21 to 26 years old | ICI DEG 42P | #6 | 38000 | 26600 | 5700 | 3990 |  |  | Elevator Apartments | 16 | 39655 | 1 | 5 | 50 | 54 | 1923
2033050001 | 2851 VALENTINE AVENUE Bronx, NY 10458 (40.86958795286466, -73.88987797626623) | Con Edison | CHESTNUT HOLDING LLC. | VALENTINE 2851 LLC | 5676 RIVERDALE AVENUE BRONX, NY 10491 (40.90603192863733, -73.90429477417916) | CA212685N | 7/4/05 | FEDERAL FST 100 | 1 | 4.2 | 1985 | 2020 |  | 21 to 26 years old | ICI MEG42P | #4 | 38000 | 26600 | 5510 | 3857 | Yes | 2015 | Elevator Apartments | 15 | 53000 | 1 | 6 | 53 | 59 | 1922
2048330051 | 4140 CARPENTER AVENUE Bronx, NY 10466 (40.89275519784761, -73.86108103180469) | Con Edison | EMERALD REAL ESTATE MGMT | CARPENTER 38 CORP | 623 226 STREET BRONX, NY 10466 (40.88940930629768, -73.86276249362885) | CA391686L | 7/7/05 | ROCKMILLS MP-100 | 1 | 4.2 | 1986 | 2021 |  | 21 to 26 years old | I.C.I MMG-42 P | #4 | 38000 | 26600 | 5510 | 3857 | Yes | 2013 | Elevator Apartments | 12 | 53274 | 1 | 5 | 52 | 52 | 1929
2027320026 | 858 SOUTHERN BOULEVARD Bronx, NY 10459 (40.818058361146555, -73.89438760793274) | Con Edison | FOX RIVER PROPERTIES,INC. | 858-862 ASSOCIATES, L | 885 BRUCKNER BOULEVARD BRONX, NY 10459 (40.81754981637812, -73.89369893187923) | CA113483L | 7/5/05 | FEDERAL FST-100 | 1 | 4.5 | 1983 | 2018 |  | 26 to 30 years old | I C I #MEG 42 (P) | #4 | 38000 | 26600 | 5510 | 3857 |  |  | Elevator Apartments | 17 | 42270 | 1 | 6 | 54 | 58 | 1925
2046420006 | 3520 OLINVILLE AVENUE Bronx, NY 10467 (40.878398295540634, -73.86796517860958) | Con Edison | KING DAVID PROPERTY LLC | IS SIGOURNEY REALTY, | 305 204 STREET BRONX, NY 10467 (40.87298098897108, -73.87851548968159) | CA310784H | 7/6/05 | ROCKMILLS 150 | 1 | 6.3 | 1984 | 2019 |  | 26 to 30 years old | ICI DEG 63P | #6 | 38000 | 26600 | 5700 | 3990 | Yes | 2022 | Loft Buildings | 12 | 80350 | 1 | 7 | 87 | 87 | 1963
2048310058 | 635 228 STREET Bronx, NY 10466 (40.890707778513466, -73.86165873989782) | Con Edison | KLONDIKE REALTY,LLC | KLONDIKE MANAGEMENT I | 3200 CRUGGER AVE BRONX, NY 10467 (40.871464594371155, -73.86611756820807) | CA019486X | 7/5/05 | FEDERAL FST 100 | 1 | 4.2 | 1986 | 2021 |  | 21 to 26 years old | I.C.I DEG 42 P | #6 | 38000 | 26600 | 5700 | 3990 |  |  | Office Buildings | 12 | 47352 | 1 | 6 | 49 | 50 | 1931
2040070005 | 1181 TREMONT AVENUE Bronx, NY 10460 (40.83986266805982, -73.87442495825425) | Con Edison | LOUIS R. SACHS PROP. ASSOC. | 1981 REALTY CORP. | 275 201 STREET BRONX, NY 10458 (40.87194311162985, -73.88441249799872) | CA225981K | 7/7/05 | ROCKMILLS MP 100 | 1 | 4.2 | 1981 | 2016 |  | 26 to 30 years old | ICI DEG 42P | #6 | 38000 | 26600 | 5700 | 3990 |  |  | Walk-Up Apartments | 15 | 37707 | 2 | 5 | 53 | 54 | 1927
2048280031 | 4016 CARPENTER AVENUE Bronx, NY 10466 (40.88997885656489, -73.8626027936616) | Con Edison | PAUM SALES CORP. | 4014-16 CORP. | 623 226th ST NEW YORK, NY 10466 (40.88940930629768, -73.86276249362885) | CA356186L | 7/5/05 | ROCKMILLS MP-100 | 1 | 4.2 | 1986 | 2021 |  | 21 to 26 years old | I.C.I. MMG-42P | #4 | 38000 | 26600 | 5510 | 3857 |  |  | Loft Buildings | 12 | 42740 | 1 | 5 | 51 | 51 | 1928
2033310020 | 3060 62 DECATUR AVENUE Bronx, NY 10467 (40.8770479121315, -73.87153250082423) | Con Edison | SCHONFIELD REALTY COMPANIES | 62 REALTY LLC | 926 BRONX NY 10470 (40.90012797192844, -73.8712277502604) | CA296390R | 7/7/05 | ROCKMILLS # MP 90 | 1 | 3.72 | 1990 | 2025 |  | 16 to 20 years old | I.C.I. # MMG 42 | #4 | 38000 | 26600 | 5510 | 3857 | Yes | 2021 | Loft Buildings | 11 | 52800 | 1 | 5 | 51 | 51 | 1926
2046560034 | 684 222 STREET Bronx, NY 10467 (40.88585168583654, -73.8622540728415) | Con Edison | TRABOINI ASSOCIATES. | 684 EAST 222ND REALTY | 993 MORRIS PARK AVENUE BRONX, NY 10462 (40.84802524608402, -73.85650673897491) | CA251884H | 7/5/05 | ROCKMILLS MP90 | 1 | 3.6 | 1984 | 2019 |  | 26 to 30 years old | ICI DEG42P | #6 | 38000 | 26600 | 5700 | 3990 |  |  | Walk-Up Apartments | 12 | 46080 | 1 | 6 | 49 | 49 | 1931
2024740010 | 828 GERARD AVENUE Bronx, NY 10451 (40.82624354645569, -73.92564501225654) | Con Edison | VARMA CO-OP HOMES INC. | MAK, SUZY SUIJUN | 828 GERARD AVENUE BRONX, NY 10451 (40.82624354645569, -73.92564501225654) | CA450485M | 7/5/05 | FEDERAL FST-125 | 1 | 5.2 | 1985 | 2020 |  | 21 to 26 years old | IND. COMB. DEG-54-P | #6 | 38000 | 26600 | 5700 | 3990 |  |  | Elevator Apartments | 17 | 42660 | 1 | 6 | 54 | 54 | 1924
2032110035 | 2230 DR M L KING JR BOULEVARD Bronx, NY 10453 (40.852786838341956, -73.91342678431863) | Con Edison | NALEA REALTY CORP | 2230 UNIVERSITY AVENU |  | CA141670P | 7/7/05 | SPENCER 5M85 | 2 | 4.2 | 1970 | 2010 |  | 36 - 40 year old | TODD B | #4 | 37960 | 26572 | 5504 | 3853 | Yes | 2021 | Elevator Apartments | 14 | 75085 | 1 | 6 | 84 | 84 | 1951
2042220028 | 1540 PELHAM PARKWAY Bronx, NY 10461 (40.856821707344025, -73.84179706782899) | Con Edison | THE PARKWAY TERRACE, C/O PUTTER | THE NEW PARKWAY TERRA | 1135 PELHAM PKWAY BRONX, NY 10469 (40.86818180274804, -73.84656868779467) | CA171073Y | 7/7/05 | ROCKMILLS MP100 | 1 | 3.6 | 1973 | 2010 |  | 36 - 40 year old | HEV-E-OIL DE42 | #6 | 37960 | 26572 | 5694 | 3986 | Yes | 2022 | Elevator Apartments | 13 | 91705 | 1 | 6 | 61 | 61 | 1953
2028440083 | 1478 WALTON AVENUE Bronx, NY 10452 (40.84117476830185, -73.91474375846978) | Con Edison | WALTON AVE ASSOCIATES | WALTON AVE ASSOCIATES | 1476 WALTON AVE BRONX, NY 10452 (40.841136727003224, -73.91477088050677) | CA348783J | 7/6/05 | ROCKMILLS MP-150 | 1 | 6.27 | 1983 | 2018 |  | 26 to 30 years old | IND. COMB DE-63-P | #6 | 37800 | 26460 | 5670 | 3969 | Yes | 2014 | Office Buildings | 14 | 79536 | 1 | 6 | 79 | 79 | 1928
2028440075 | 1454 WALTON AVENUE Bronx, NY 10452 (40.84071827244847, -73.915069223106) | Con Edison | WALTON AVENUE ASSOCIATES | WALTON AVE ASSOCIATES | 1476 WALTON AVE BRONX, NY 10452 (40.841136727003224, -73.91477088050677) | CA348583P | 7/6/05 | ROCKMILLS MP 150 | 1 | 6.3 | 1983 | 2018 |  | 26 to 30 years old | ICI DE 63P | #6 | 37800 | 26460 | 5670 | 3969 | Yes | 2014 | Hotels | 14 | 81090 | 1 | 6 | 79 | 79 | 1928
2028040001 | 1872 MONROE AVENUE Bronx, NY 10457 (40.84845789110767, -73.9059819620658) | Con Edison | NEW OWNER | 1872 MONROE AVE ASSOC |  | CA004795H | 7/5/05 | FEDERAL FST-90 | 1 | 3.72 | 1995 | 2030 | DUAL FUEL | 11 to 15 years old | HEVE MMG-42 (P) | #4 | 37778 | 26444 | 5478 | 3834 |  |  | Elevator Apartments | 14 | 41500 | 1 | 5 | 44 | 46 | 1924
2032600064 | 3011 HEATH AVENUE Bronx, NY 10463 (40.876138201814484, -73.9030146258556) | Con Edison | NICHOLAS HAR0S | GORE CREEK, LLC |  | CA407990J | 7/7/05 | FEDERAL FST 90 | 1 | 3.57 | 1990 | 2025 |  | 16 to 20 years old | HEVE MEG 42P | #6 | 37778 | 26444 | 5667 | 3967 |  |  | Elevator Apartments | 14 | 44850 | 2 | 5 | 53 | 54 | 1916
2032500005 | 2830 SEDGWICK AVENUE Bronx, NY 10468 (40.87311400491566, -73.90190956169488) | Con Edison | HALPERN & PINTEL INC. | 2830 LLC | 5600A BROADWAY TARRYTOWN, NY 10463 (40.87943056565291, -73.90428356958549) | CA170395M | 7/5/05 | FEDERAL FST-125 | 1 | 4.82 | 1995 | 2030 | DUAL FUEL | 11 to 15 years old | INDUSTRIAL COMB. DEG-54 (P) | #6 | 37670 | 26369 | 5650 | 3955 | Yes | 2020 | Walk-Up Apartments | 14 | 54000 | 1 | 6 | 57 | 57 | 1928
2028280005 | 1920 WALTON AVENUE Bronx, NY 10453 (40.85042210053685, -73.90894347595813) | Con Edison | 1920 WALTON LLC | 1920 WALTON LLC |  | CB434103M | 7/6/05 | FEDERAL FST-125 (NEW) | 1 | 4.1 | 2003 | 2038 | DUAL FUEL | 5 to 10 years old | ICI DEG-54P (NEW) | #6 | 37668 | 26368 | 5650 | 3955 | Yes | 2018 | Elevator Apartments | 14 | 78095 | 1 | 6 | 84 | 84 | 1926
2028100001 | 1930 GRAND Bronx, NY 10457 (40.84579837129786, -73.89832418681175) | Con Edison | 1930 GRAND CONCOURSE LLC | 1930 GRAND CONCOURSE | 243 PARKVILLE STATION BROOKLYN, NY 11204 (40.6316030672718, -73.97001046325005) | CA147398M | 7/6/05 | FEDERAL FST-125 | 1 | 4.82 | 1998 | 2033 | DUAL FUEL | 11 to 15 years old | INDUSTRIAL COMB. DEG-54 P | #6 | 37668 | 26368 | 5650 | 3955 | Yes | 2020 | Elevator Apartments | 14 | 56000 | 1 | 5 | 62 | 66 | 1922
2031900056 | 2501 MORRIS AVENUE Bronx, NY 10468 (40.86336248923612, -73.89918171721649) | Con Edison | 25 REALTY ASSOCIATES LLC | 25 REALTY CO | 3153 PERRY AVENUE BRONX, NY 10467 (40.87383551851227, -73.87786931234272) | CB502705M | 7/4/05 | (REPLACEMENT) FEDERAL FST-125 | 1 | 4.1 | 2005 | 2040 | DUAL FUEL | 5 to 10 years old | (REPLACEMENT) INDUST.COMBUST. DEG-54P | #6 | 37668 | 26368 | 5650 | 3955 | Yes | 2020 | Elevator Apartments | 14 | 69800 | 1 | 6 | 63 | 63 | 1960
2033440014 | 3530 BAINBRIDGE AVENUE Bronx, NY 10467 (40.88141468023731, -73.87834322911634) | Con Edison | 305 REALTY CO. | 305 REALTY CO | 3153 PERRY AVENUE BRONX, NY 10467 (40.87383551851227, -73.87786931234272) | CB172007N | 7/6/05 | FEDERAL FST - 125 (NEW) | 1 | 4.1 | 2007 | 2042 | DUAL FUEL | Fewer than 5 years old | ICI DEG - 54P (NEW) | #6 | 37668 | 26368 | 5650 | 3955 | Yes | 2014 | Elevator Apartments | 11 | 61000 | 1 | 6 | 62 | 62 | 1959
2032580013 | 3311 GILES PLACE Bronx, NY 10463 (40.87871705231805, -73.89860551041906) | Con Edison | 3311 GILES OWNERS CORP. | 3311 GILES PL OWNRS | 310 CENTUCK N Y 10710 (40.96800743479531, -73.84691481076987) | CB177201Z | 7/6/05 | FEDERAL FST-125 | 1 | 5.25 | 2001 | 2036 | DUAL FUEL | 5 to 10 years old | INDUSTRIAL COMB. MMG 54 | #6 | 37668 | 26368 | 5650 | 3955 | Yes | 2018 | Elevator Apartments | 11 | 98000 | 1 | 7 | 100 | 100 | 1962 |  | YES
2040070001 | 437 MORRIS PARK AVENUE Bronx, NY 10460 (40.840147613567915, -73.87337511192979) | Con Edison | 437 MORRIS PARK LLC | 437 MORRIS PARK LLC | 426 MIDWOOD STATION BROOKLYN, NY 11230 (40.66031622812219, -73.94680132235256) | CA161499M | 7/4/05 | FEDERAL FST - 125 | 1 | 4.82 | 1999 | 2034 | DUAL FUEL | 11 to 15 years old | INDUSTRIAL COMBUSTION DEG-54P | #6 | 37668 | 26368 | 5650 | 3955 | Yes | 2017 | Loft Buildings | 15 | 67018 | 1 | 6 | 68 | 75 | 1927
2058141202 | 6125 BROADWAY Bronx, NY 10471 (40.89158634669688, -73.89746987767829) | Con Edison | 6125 BROADWAY CORP. | NORA MOYNIHAN | 6125 BROADWAY NEW YORK, NY 10471 (40.89158634669688, -73.89746987767829) | CA040687Z | 7/6/05 | ROCKMILLS MP-50 | 1 | 2.03 | 1987 | 2022 |  | 21 to 26 years old | ICI MM 22 | #4 | 37668 | 26368 | 5462 | 3823 |  |  | Elevator Apartments | 11 | 21375 | 1 | 6 | 30 | 30 | 1918
2046280001 | 679 MAGENTA STREET Bronx, NY 10467 (40.87531379636863, -73.86778489911116) | Con Edison | 679 MAGNETS REALTY | 679 MAGENTA LLC | 190418 BROOKLYN NY 11219 (40.63277295540763, -73.99667681118586) | CA183498H | 7/6/05 | FEDERAL FST-125 | 1 | 4.82 | 1998 | 2033 | DUAL FUEL | 11 to 15 years old | I.C. DEG-54 P | #6 | 37668 | 26368 | 5650 | 3955 | Yes | 2018 | Elevator Apartments | 12 | 61800 | 2 | 5 | 74 | 74 | 1926
2024390055 | 1269 COLLEGE AVENUE Bronx, NY 10456 (40.83450397919903, -73.91240371846422) | Con Edison | 730 EAST 228 LLC | 730 EAST 228TH STREET | 1412 AVENUE BROOKLYN, NY 11230 (40.62192951023877, -73.96551106018723) | CB184807L | 7/6/05 | EASTMOND ESP - 125 (NEW) | 1 | 4.1 | 2007 | 2042 | DUAL FUEL | Fewer than 5 years old | ICI MEG - 54P (NEW) | #6 | 37668 | 26368 | 5650 | 3955 |  |  | Elevator Apartments | 16 | 14965 | 1 | 5 | 20 | 20 | 1915
2058141155 | 210 251 STREET Bronx, NY 10471 (40.89576216705377, -73.89687732242095) | Con Edison | A.V. POLO RUN ASSOCIATES LTD | 210 W 251 LLC | 574 CEDARHURST NY 11516-0574 (40.63035943500745, -73.72995581741695) | CB103800R | 7/4/05 | FEDERAL FST-125 | 1 | 5.32 | 2000 | 2035 | DUAL FUEL | 5 to 10 years old | ICI DEG-54 P | #6 | 37668 | 26368 | 5650 | 3955 | Yes | 2014 | Elevator Apartments | 11 | 75000 | 1 | 6 | 70 | 70 | 1960
2037760062 | 1235 STRATFORD AVENUE Bronx, NY 10472 (40.82923461347805, -73.87555588748575) | Con Edison | ANN-GUR REALTY CORP. | ANN GUR REALTY CORP | 825 233 STREET BRONX, NY 10466 (40.89221310483329, -73.85355883486339) | CB083908X | 7/4/05 | EASTMOND ESP - 125 (NEW) | 1 | 4.1 | 2008 | 2043 | DUAL FUEL | Fewer than 5 years old | ICI MEG - 54- (NEW) | #6 | 37668 | 26368 | 5650 | 3955 |  |  | Walk-Up Apartments | 18 | 31400 | 1 | 4 | 38 | 38 | 1928
2033070012 | 254 202 STREET Bronx, NY 10458 (40.872848543110706, -73.88509747477913) | Con Edison | BEDFORD REALTY LLC | BEDFORD REALTY LLC | 574 CEDARHURST NY 11516 (40.63035943500745, -73.72995581741695) | CB490603Y | 7/6/05 | FEDERAL FST 125 (NEW) | 1 | 4.18 | 2003 | 2038 | DUAL FUEL | 5 to 10 years old | ICI DEG 54 (NEW) | #6 | 37668 | 26368 | 5650 | 3955 | Yes | 2017 | Elevator Apartments | 11 | 63805 | 1 | 6 | 50 | 50 | 1961
2037430050 | 1167 STRATFORD AVENUE Bronx, NY 10472 (40.82831492006568, -73.87533756039583) | Con Edison | CENTURY STAR FUEL CORP. | STRATFORD EQUITIES LL | 3200 CRUGER AVE BRONX, NY 10467 (40.871464594371155, -73.86611756820807) | CA229898H | 7/6/05 | ROCKMILLS MP-125 | 1 | 4.82 | 1998 | 2033 | DUAL FUEL | 11 to 15 years old | INDUSTRIAL COMB. DEG-54 P | #6 | 37668 | 26368 | 5650 | 3955 | Yes | 2013 | Elevator Apartments | 18 | 63250 | 1 | 5 | 69 | 69 | 1928
2026150008 | 1250 FRANKLIN AVENUE Bronx, NY 10456 (40.83090060283848, -73.90279720492119) | Con Edison | COLONIAL MANAGEMENT LLC | 1250 FRANKLIN AVENUE | 625 BROOKLYN NY 11230-0625 (40.62192951023877, -73.96551106018723) | CB162907M | 7/7/05 | FEDERAL FST - 125 (NEW) | 1 | 4.1 | 2007 | 2042 | DUAL FUEL | Fewer than 5 years old | ICI DEG - 54P (NEW) | #6 | 37668 | 26368 | 5650 | 3955 | Yes | 2015 | Elevator Apartments | 16 | 59814 | 1 | 6 | 56 | 56 | 1928
2026120058 | 1229 FRANKLIN AVENUE Bronx, NY 10456 (40.83051205520179, -73.90338176338274) | Con Edison | COLONIAL MGMT. LLC | 1229 FRANKLIN AVENUE | 625 BROOKLYN NY 11230-0625 (40.62192951023877, -73.96551106018723) | CB172307H | 7/6/05 | FEDERAL FST - 125 (NEW) | 1 | 4.1 | 2007 | 2042 | DUAL FUEL | Fewer than 5 years old | ICI DEG - 54P (NEW) | #6 | 37668 | 26368 | 5650 | 3955 | Yes | 2022 | Walk-Up Apartments | 16 | 68722 | 1 | 6 | 56 | 62 | 1928
2047090001 | 3461 WILSON AVENUE Bronx, NY 10469 (40.87585868454244, -73.85100026682892) | Con Edison | GLICK JERRY | WILSON ESTATES LLC | 190408 BROOKLYN N Y 11219 (40.63277295540763, -73.99667681118586) | CB013702L | 7/6/05 | FEDERAL FST-125 | 1 | 5.25 | 2002 | 2037 | DUAL FUEL | 5 to 10 years old | INDUSTRIAL COMB. DEG-54 P | #6 | 37668 | 26368 | 5650 | 3955 | Yes | 2019 | Condominiums | 12 | 80596 | 1 | 3 | 75 | 75 | 1942
2033240034 | 31 MOSHOLU PARKWAY Bronx, NY 10467 (40.87969229124263, -73.88335176870298) | Con Edison | MOSHOLU ASSOCIATES LLC | MOSULU ASSOCIATES LLC | 040211 BROOKLYN NY 11204 (40.619055848049015, -73.98479859887618) | CA120899K | 7/5/05 | FEDERAL FST-125 | 1 | 4.82 | 1999 | 2034 | DUAL FUEL | 11 to 15 years old | INDUSTRIAL COMBUSTION DEG-54-P | #6 | 37668 | 26368 | 5650 | 3955 | Yes | 2014 | Elevator Apartments | 11 | 73566 | 1 | 6 | 66 | 66 | 1927
2024580016 | 730 GRAND Bronx, NY 10451 (40.820358710462536, -73.926258362403) | Con Edison | PRINCE MANAGEMENT | 730 GC REALTY CORP | 1651 CONEY ISLAND AVE BROOKLYN, NY 11230 (40.617134059024586, -73.96362996399334) | CA363594X | 7/5/05 | ROCKMILLS MP-125 | 1 | 4.82 | 1994 | 2029 |  | 16 to 20 years old | INDUSTRIAL COMB. DEG-54 (P) | #6 | 37668 | 26368 | 5650 | 3955 | Yes | 2018 | Elevator Apartments | 17 | 69120 | 1 | 6 | 58 | 58 | 1939
2024580025 | 740 GRAND Bronx, NY 10451 (40.820358710462536, -73.926258362403) | Con Edison | SEVEN G.C.CORP%RESIDENTIAL MGT | SEVENS GC CORP | 1651 CONEY ISLAND AVE BROOKLYN, NY 11230 (40.617134059024586, -73.96362996399334) | CA076797Y | 7/4/05 | ROCKMILLS MP 125 | 1 | 4.82 | 1997 | 2032 | DUAL FUEL | 11 to 15 years old | INDUSTRIAL COMB. DEG-54(P) | #6 | 37668 | 26368 | 5650 | 3955 | Yes | 2018 | Office Buildings | 17 | 69120 | 1 | 6 | 60 | 60 | 1939
2055190091 | 280 LONGSTREET AVENUE Bronx, NY 10465 (40.82132068381256, -73.80728245051873) | Con Edison | SHEVA REALTY LLC%S & M REALTY CO | MARGULIES, MARIE SARA | 138 08 78 DRIVE N Y 11367 (40.730323085042414, -73.82610630716033) | CB055602J | 7/6/05 | FEDERAL FLW-1518 | 1 | 5.54 | 2002 | 2037 | DUAL FUEL | 5 to 10 years old | INDUSTRIAL COMB. DEG-54 P | #6 | 37668 | 26368 | 5650 | 3955 | Yes | 2019 | Elevator Apartments | 13 | 63749 | 1 | 7 | 63 | 63 | 1965
2028470051 | 1629 WALTON AVENUE Bronx, NY 10452 (40.84429023049184, -73.91262988752584) | Con Edison | WALLCO LLC | 1629 WA O, | 1476 WALTON AVENUE BRONX, NY 10452 (40.841136727003224, -73.91477088050677) | CB408305R | 7/4/05 | (EXISTING) FEDERAL FST-125 | 1 | 4.1 | 2005 | 2040 | DUAL FUEL | 5 to 10 years old | (NEW) ICI DEG-54P | #6 | 37668 | 26368 | 5650 | 3955 | Yes | 2017 | Elevator Apartments | 14 | 65692 | 1 | 5 | 65 | 74 | 1926
2033350050 | 225 MOSHOLU PARKWAY Bronx, NY 10467 (40.87429583512992, -73.88145263377695) | Con Edison | WISS REALTY LLC | 225 EAST MOSHOLU LLC | 198 WESTCHESTER Sq Sta BRONX, NY 10461 (40.84054431315492, -73.84125020140367) | CA194696M | 7/7/05 | ROCKMILLS MP-125 | 1 | 4.82 | 1996 | 2031 | DUAL FUEL | 11 to 15 years old | I.C.I. DEG-54 ) (P) | #6 | 37668 | 26368 | 5650 | 3955 | Yes | 2015 | Elevator Apartments | 11 | 87930 | 1 | 6 | 73 | 73 | 1927
2031560044 | 2060 ANTHONY AVENUE Bronx, NY 10457 (40.852491978890185, -73.90216454380214) | Con Edison | WOLFREED ASSOCIATES | REGINA PROPERTIES LLC | 145 HUGUENOT STREET NEW ROCHELLE, NY 10801 (40.91319235913511, -73.77945045104241) | CA307992P | 7/6/05 | ROCKMILLS MP-125 (EXG) | 1 | 4.82 | 1992 | 2027 |  | 16 to 20 years old | ICI MEG-54 (P) (NEW) | #6 | 37668 | 26368 | 5650 | 3955 | Yes | 2016 | Elevator Apartments | 14 | 64963 | 1 | 6 | 66 | 66 | 1942
2032190232 | 173 175 FATHER ZEISER PLACE Bronx, NY 10468 (40.869693003729196, -73.89892699248668) | Con Edison | ZEISER RLTY. LLC % EXCLUSIVE RTY. CO | SEIDEN REALTY ASSOCIA | 126 FORDHAM ROAD BRONX, NY 10468 (40.862316510499234, -73.89822504308013) | CB141306M | 7/5/05 | FEDERAL FST - 125 (NEW) | 1 | 4.1 | 2006 | 2041 | DUAL FUEL | Fewer than 5 years old | ICI DEG - 54P (NEW) | #6 | 37668 | 26368 | 5650 | 3955 | Yes | 2019 | Elevator Apartments | 14 | 130130 | 2 | 5 | 152 | 152 | 1924
2028330014 | 152 156 EAST 171 STREET Bronx, NY 10452 (40.83772426336412, -73.9233322114124) | Con Edison | 152-156 E. 171ST STREET REALTY, LLC | 152-156 EAST 171 STRE | 161 75th STREET NEW YORK, NY 10002 (40.63237830756675, -74.03152461464306) | CB092306R | 7/5/05 | FEDERAL FST-125 (NEW) | 1 | 4.1 | 2006 | 2041 | DUAL FUEL | Fewer than 5 years old | ICI DEG-54P (NEW) | #6 | 37665 | 26366 | 5650 | 3955 | Yes | 2013 | Walk-Up Apartments | 14 | 65065 | 1 | 5 | 76 | 79 | 1924
2024780012 | 1082 GERARD AVENUE Bronx, NY 10452 (40.832434109994146, -73.92200967907426) | Con Edison | LANGSAM PROP SERVICES CORP. | NEWSTART PROPERTIES,I | 1601 BRONXDALE AVENUE BRONX, NY 10462 (40.84351657306597, -73.85691921749257) | CA143792M | 7/5/05 | FEDERAL FST-125 | 1 | 5.25 | 1992 | 2027 |  | 16 to 20 years old | I.C.I. MM-54(P) | #4 | 37577 | 26304 | 5449 | 3814 |  |  | Walk-Up Apartments | 16 | 49915 | 1 | 5 | 60 | 60 | 1925
2033160057 | 2675 CRESTON AVENUE Bronx, NY 10468 (40.86715385291025, -73.89510203916589) | Con Edison | 2675 CRESTON CO/WASSERMAN ALAN | 2675 CRESTON AVENUE L | 25 45TH STREET NEW YORK, NY 10026 (40.65178506133922, -74.01376619540055) | CA045087H | 7/6/05 | BEST 5 B-80 | 1 | 3.4 | 1987 | 2022 |  | 21 to 26 years old | INDUSTRIAL COMBUSTION MMG-34 (P) | #4 | 37559 | 26291 | 5446 | 3812 | Yes | 2016 | Office Buildings | 15 | 65250 | 1 | 6 | 49 | 49 | 1937
2025050046 | 1130 ANDERSON AVENUE Bronx, NY 10452 (40.835399393333304, -73.92474226913575) | Con Edison | HEVA REALTY ASSOC. | 1130 SHEVA REALTY ASS | 1601 BRONXDALE AVENUE BRONX, NY 10462 (40.84351657306597, -73.85691921749257) | CA272388L | 7/7/05 | BEST 4B 80 | 1 | 3.4 | 1988 | 2023 |  | 21 to 26 years old | INDUSTRIAL COMBUSTION MMG-34 (P) | #4 | 37559 | 26291 | 5446 | 3812 |  |  | Elevator Apartments | 16 | 40800 | 1 | 6 | 42 | 42 | 1928
2041730029 | 1610 MAHAN AVENUE Bronx, NY 10461 (40.84493269760481, -73.82766634471822) | Con Edison | MAHAN AVE ASSOC.%R.A. COHEN & ASSOC | MAHAN AVENUE ASSOCIAT | 60 42 STREET N Y 10017 (40.752389024438436, -73.97834485969402) | CB257201R | 7/6/05 | FEDERAL FST-80 | 1 | 3.36 | 2001 | 2036 | DUAL FUEL | 5 to 10 years old | INDUSTRIAL COMB. MMG-34 P | #4 | 37559 | 26291 | 5446 | 3812 | Yes | 2013 | Elevator Apartments | 13 | 51000 | 1 | 6 | 54 | 57 | 1928
2032340011 | 2269 HAMPDEN PLACE Bronx, NY 10468 (40.861379316407834, -73.91106968699076) | Con Edison | PRIME REALTY SERVICES LLC. | HAMPDEN REALTY LLC | 1920 NEW YORK, NY 10116 (40.8110019996426, -73.95309800037239) | CA310886Z | 7/5/05 | BEST 5B-80 | 1 | 3.4 | 1986 | 2021 |  | 21 to 26 years old | INDUSTRIAL COMBUSTION MMG-34 (P) | #4 | 37559 | 26291 | 5446 | 3812 | Yes | 2014 | Store Buildings | 14 | 53684 | 1 | 6 | 51 | 56 | 1926
2024220030 | 943 TELLER AVENUE Bronx, NY 10451 (40.82615911625451, -73.91557814166602) | Con Edison | 943-947 TELLER AVE HDFC | HDFC TERRER AVE CORP | 947 TELLER AVE BRONX, NY 10451 (40.8264169518803, -73.91543443000573) | CA039482R | 7/7/05 | FEDERAL FST 80 | 1 | 3.43 | 1982 | 2017 |  | 26 to 30 years old | IND. COMB. MM-34 P | #4 | 37558 | 26291 | 5446 | 3812 |  |  | Elevator Apartments | 17 | 33055 | 1 | 5 | 37 | 37 | 1920
2037390047 | 1171 ELDER AVENUE Bronx, NY 10472 (40.82781597564693, -73.87903112949095) | Con Edison | A/A/F VARIOUS LEGG ENTITIES | BRADY ROONEY GROUP,IN | 3154 ALBANY CRESCENT BRONX, NY 10463 (40.87958311461891, -73.90191629101832) | CA529085P | 7/5/05 | FEDERAL FST-80 | 1 | 3.4 | 1985 | 2020 |  | 21 to 26 years old | INDUSTRIAL COMB. MM-34 (P) | #4 | 37558 | 26291 | 5446 | 3812 |  |  | Elevator Apartments | 18 | 36500 | 1 | 5 | 48 | 48 | 1928
2037430005 | 1104 MANOR AVENUE Bronx, NY 10472 (40.82652494569439, -73.87580121426808) | Con Edison | PRIME REALTY SERVICES, LLC. | 1104 MANOR AVE LLC | 1920 MANHATTAN NY 10116 (40.8110019996426, -73.95309800037239) | CA310786L | 7/6/05 | FEDERAL FST-80 | 1 | 3.43 | 1986 | 2021 |  | 21 to 26 years old | IND. COMB. MM-34-P | #4 | 37558 | 26291 | 5446 | 3812 | Yes | 2013 | Elevator Apartments | 18 | 50000 | 1 | 6 | 45 | 51 | 1929
2058261685 | 255 FIELDSTON TERRACE Bronx, NY 10471 (40.896406389468666, -73.89903997596986) | Con Edison | FIELDSTON BUYERS ASSOC.. | 255 FIELDSTON BUYERS | 307 CEDARHURST NY 11516 (40.62565828726382, -73.72701012891164) | CA452388J | 7/5/05 | FEDERAL FST 175 | 1 | 6.4 | 1988 | 2023 |  | 21 to 26 years old | ICI DEG 84S | #6 | 37500 | 26250 | 5625 | 3937 | Yes | 2016 | Elevator Apartments | 11 | 85523 | 1 | 6 | 76 | 76 | 1965 |  | YES
2038120055 | 2155 GLEASON AVENUE Bronx, NY 10462 (40.83179161696739, -73.8522967650838) | Con Edison | WEISS,E. ROBERT | 2155 GLEASON ASSOCIAT | 198 WESTCHESTER SQ STA BRONX, NY 10462 (40.84225833665295, -73.85799663293824) | CA271382X | 7/5/05 | ROCKMILLS MP4-89 | 1 | 3.5 | 1982 | 2017 |  | 26 to 30 years old | I.C.I. MMG-42P | #4 | 37500 | 26250 | 5438 | 3806 |  |  | Walk-Up Apartments | 18 | 44550 | 1 | 5 | 52 | 52 | 1927
2048550051 | 4138 BARNES AVENUE Bronx, NY 10466 (40.89090640046354, -73.85533844893146) | Con Edison | GREGINCY REALTY CORP. | BARNES AVENUE PROPERT | 1969 JAF STATION NY 10116 (40.8110019996426, -73.95309800037239) | CA051579P | 7/6/05 | FEDERAL BOILER FST 125 | 1 | 5.2 | 1979 | 2014 |  | 31 to 35 years old | INDUSTRIAL COMBUSTION MEG54P | #4 | 37240 | 26068 | 5400 | 3780 | Yes | 2015 | Walk-Up Apartments | 12 | 53432 | 1 | 6 | 51 | 51 | 1927
2040500019 | 1826 WHITE PLAINS ROAD Bronx, NY 10462 (40.84586666140469, -73.866316786083) | Con Edison | NICHOLAS CHIMINTI MGMT.CORP. | KARDIA 192 REALTY COR | 1510 ST PETER'S AVENUE BRONX, NY 10461 (40.83992979578118, -73.84660528977619) | CA271982J | 7/6/05 | FEDERAL FST-90 | 1 | 3.6 | 1982 | 2017 |  | 26 to 30 years old | INDUSTRIAL COMBUSTION MEG 42P | #4 | 37230 | 26061 | 5398 | 3779 |  |  | Educational Structures | 15 | 30300 | 1 | 5 | 51 | 51 | 1928
2048300034 | 4040 CARPENTER AVENUE Bronx, NY 10466 (40.890647982252354, -73.86223660136332) | Con Edison | 4040 CARPENTER AVE ASSOC | 104 REALTY LLC | 361 BROOKLYN NY 11219 (40.63277295540763, -73.99667681118586) | CA072387N | 7/5/05 | ROCKMILLS MP-90 | 1 | 3.6 | 1987 | 2022 |  | 21 to 26 years old | INDUSTRIAL COMBUSTION DEG-42 P | #6 | 37230 | 26061 | 5584 | 3909 |  |  | Elevator Apartments | 12 | 46145 | 1 | 5 | 50 | 50 | 1922
2033260155 | 35 208 STREET Bronx, NY 10467 (40.88015125392668, -73.88258001072813) | Con Edison | LOUIS R. SACHS MGMT | BROADWAY & ELLWOOD RE | 145 HUGUENOT ST NEW ROCHELLE, NY 10801 (40.91319235913511, -73.77945045104241) | CA002883Z | 7/5/05 | ROCKMILLS MP90 | 1 | 3.6 | 1983 | 2018 |  | 26 to 30 years old | ICI DEG42P | #6 | 37230 | 26061 | 5584 | 3909 | Yes | 2016 | Elevator Apartments | 11 | 58000 | 1 | 6 | 54 | 55 | 1925
2032880001 | 2725 MARION AVENUE Bronx, NY 10458 (40.865844145722924, -73.88923640828939) | Con Edison | ZEKAI LLC. | ZEKAI LLC | 287 GUN HILL ROAD BRONX, NY 10467 (40.879328270755515, -73.87478277089397) | CA278291M | 7/5/05 | ROCKMILLS MP-90 | 1 | 3.8 | 1991 | 2026 |  | 16 to 20 years old | ICI DEG-42 | #6 | 37230 | 26061 | 5584 | 3909 |  |  | Elevator Apartments | 15 | 44726 | 2 | 5 | 49 | 49 | 1923
2037440039 | 1105 MORRISON AVENUE Bronx, NY 10472 (40.826797068718975, -73.8739698123324) | Con Edison | BINBERK REALTY CORP. | BERKOWITZ SOLOMON | 3211 BAINBRIDGE AVENUE BRONX, NY 10467-3973 (40.876134754979354, -73.87965821991988) | CA010980K | 7/5/05 | ROCKMILLS MP-90 | 1 | 3.5 | 1980 | 2015 |  | 26 to 30 years old | ICI DEG 42P | #6 | 37200 | 26040 | 5580 | 3906 |  |  | Elevator Apartments | 18 | 46275 | 1 | 5 | 61 | 63 | 1929
2028670060 | 1700 HARRISON AVENUE Bronx, NY 10453 (40.84881109177627, -73.9148853127267) | Con Edison | HARRISON AFFORDABLE UNITS | HARRISON AFFORDABLEUN | 1601 BRONXDALE AVENUE BRONX, NY 10462 (40.84351657306597, -73.85691921749257) | CA362492K | 7/5/05 | FEDERAL FST-125 | 1 | 5.32 | 1992 | 2027 |  | 16 to 20 years old | HEVE MMG 54 (P) | #4 | 37125 | 25988 | 5383 | 3768 | Yes | 2017 | Loft Buildings | 16 | 87156 | 1 | 6 | 71 | 71 | 1927
2031020009 | 2314 CROTONA AVENUE Bronx, NY 10458 (40.852260470357784, -73.88440916484309) | Con Edison | CROTON REALTY ASSOCIATE | CROTON REALTY ASSOCIA | 350 201 STREET BRONX, NY 10458 (40.869654874860416, -73.88273164253962) | CA083385N | 7/7/05 | ROCKMILLS MP-80 | 1 | 3.43 | 1985 | 2020 |  | 21 to 26 years old | I.C.I. DEG-42 (P) | #6 | 37000 | 25900 | 5550 | 3885 |  |  | Elevator Apartments | 15 | 41780 | 1 | 5 | 49 | 49 | 1927
2028050012 | 110 MT HOPE PLACE Bronx, NY 10453 (40.84876022662228, -73.9080197398874) | Con Edison | O.P.E. HOLDING CORP. | OPE HOLDING CORP |  | CA298883Y | 7/5/05 | ROCKMILLS MP100 | 1 | 4.2 | 1983 | 2018 |  | 26 to 30 years old | ICI DEG42P | #6 | 37000 | 25900 | 5550 | 3885 |  |  | Elevator Apartments | 14 | 46000 | 1 | 6 | 54 | 54 | 1926
2024570026 | 1225 SHERIDAN AVENUE Bronx, NY 10456 (40.8346084291726, -73.9162238236158) | Con Edison | PALAZZOLO INVESMENT GRP | PIPE DREAMS REALTY VC | 2562 BRIGGS AVE BRONX, NY 10458 (40.863915448232135, -73.89343797788628) | CA226285L | 7/5/05 | FEDERAL FST90 | 1 | 3.6 | 1985 | 2020 |  | 21 to 26 years old | ICI DEG 42P | #6 | 37000 | 25900 | 5550 | 3885 |  |  | Walk-Up Apartments | 16 | 40050 | 1 | 5 | 54 | 54 | 1922
2024570029 | 1221 SHERIDAN AVENUE Bronx, NY 10456 (40.83451066113959, -73.9163208565508) | Con Edison | PALAZZOLO INVESTMENT GROUP | PIPE DREAMS REALTY IV | 2562 BRIGGS AVE BRONX, NY 10458 (40.863915448232135, -73.89343797788628) | CA226185Y | 7/5/05 | FEDERAL FST 90 | 1 | 3.6 | 1985 | 2020 |  | 21 to 26 years old | ICI DEG 42 P | #6 | 37000 | 25900 | 5550 | 3885 |  |  | Walk-Up Apartments | 16 | 40050 | 1 | 5 | 54 | 54 | 1922
2029980018 | 1806 VYSE AVENUE Bronx, NY 10460 (40.83767697108201, -73.88540735804662) | Con Edison | WILRITE REALTY CORPORATION | WILRITE REALTY CORP | 2207 WILSON AVENUE BRONX, NY 10469 (40.8588259853538, -73.84932567465238) | CA170887Z | 7/6/05 | ROCKMILLS MP 90 | 1 | 3.58 | 1987 | 2022 |  | 21 to 26 years old | ICI DEG 42 P | #6 | 37000 | 25900 | 5550 | 3885 |  |  | Elevator Apartments | 15 | 36300 | 1 | 5 | 52 | 52 | 1931
2057250767 | 609 KAPPOCK STREET Bronx, NY 10463 (40.87904762361084, -73.91669349892328) | Con Edison | CONGRESSIONAL OWNERS INC. | CONGRESSIONAL OWNERS | 180 80 ST NEW YORK, NY 10024 (40.78367079966, -73.97751099800468) | CA357692Z | 7/6/05 | FEDERAL FST-125 | 1 | 5.25 | 1992 | 2027 |  | 16 to 20 years old | ICI MEG-54 | #6 | 36855 | 25798 | 5528 | 3870 | Yes | 2015 | Elevator Apartments | 11 | 82500 | 1 | 6 | 66 | 66 | 1962 |  | YES
2032790062 | 2860 DECATUR AVENUE Bronx, NY 10458 (40.86758830034097, -73.88486982626891) | Con Edison | 2860 DECATUR CORP. | 2860 PARTNERS LLC | 19 COURT STREET WHITE PLAINS, NY 10601 (41.032001792425945, -73.76766933245858) | CA172386J | 7/7/05 | FEDERAL FST-100 | 1 | 4.2 | 1986 | 2021 |  | 21 to 26 years old | I.C.I. MMG 42 P | #4 | 36500 | 25550 | 5292 | 3705 |  |  | Elevator Apartments | 15 | 47350 | 1 | 5 | 46 | 55 | 1922
2033280102 | 3563 BAINBRIDGE AVENUE Bronx, NY 10467 (40.88263707523268, -73.8780061323517) | Con Edison | BALAJ REALTY CO. | 3563 REALTY | 3563 BAINBRIDGE AVENUE BRONX, NY 10467 (40.88263707523268, -73.8780061323517) | CA063588P | 7/7/05 | FEDERAL FST 100 | 1 | 4.2 | 1988 | 2023 |  | 21 to 26 years old | ICI MMG 42 P | #4 | 36500 | 25550 | 5292 | 3705 | Yes | 2018 | Elevator Apartments | 11 | 50075 | 1 | 7 | 55 | 56 | 1966
2033200052 | 2927 VALENTINE AVENUE Bronx, NY 10458 (40.87095460463561, -73.88752831525312) | Con Edison | DANNY CURANOVIC/ DNC MGMT. LLC. | DNC MANAGEMENT, LLC | 2927 VALENTINE AVENUE BRONX, NY 10458 (40.87095460463561, -73.88752831525312) | CA004488H | 7/7/05 | FEDERAL FST 100 | 1 | 4.2 | 1988 | 2023 |  | 21 to 26 years old | ICI MMG 42P | #4 | 36500 | 25550 | 5292 | 3705 | Yes | 2020 | Warehouses | 11 | 59320 | 2 | 6 | 55 | 56 | 1940
2058271620 | 244 FIELDSTON TERRACE Bronx, NY 10471 (40.89625286223357, -73.89906520725022) | Con Edison | FIELDSTONE LLC | FIELDSTONE NY LLC | 1920 NY NY 10116 (40.8110019996426, -73.95309800037239) | CA117781H | 7/5/05 | FEDERAL FST-125 | 1 | 4.29 | 1981 | 2016 |  | 26 to 30 years old | ICI DEG 42P | #6 | 36500 | 25550 | 5475 | 3832 | Yes | 2017 | Loft Buildings | 11 | 63237 | 1 | 6 | 72 | 72 | 1961
2033030001 | 2954 VALENTINE AVENUE Bronx, NY 10458 (40.87142444563364, -73.88674944811437) | Con Edison | GJERGJ RUKAJ | RZP REALTY LLC | 2954 VALENTINE AVENUE BRONX, NY 10458 (40.87142444563364, -73.88674944811437) | CA106985X | 7/6/05 | FEDERAL FST-60 | 1 | 2.59 | 1985 | 2020 |  | 21 to 26 years old | IND. COMB. MMG-28 | #4 | 36500 | 25550 | 5292 | 3705 |  |  | Elevator Apartments | 11 | 27200 | 1 | 5 | 32 | 32 | 1922
2031840061 | 2415 MORRIS AVENUE Bronx, NY 10468 (40.861066050367334, -73.90023647803703) | Con Edison | H & H PROPERTIES. | H & H REAL PROPERTY L | 2395 WASHINGTON AVE BRONX, NY 10458 (40.85761477028911, -73.8912733370614) | CA152285M | 7/7/05 | FEDERAL FST-100 | 1 | 4.2 | 1985 | 2020 |  | 21 to 26 years old | ICI MMG 42 P | #4 | 36500 | 25550 | 5292 | 3705 |  |  | Elevator Apartments | 14 | 47725 | 1 | 5 | 53 | 53 | 1923
2043520010 | 2315 BARNES AVENUE Bronx, NY 10467 (40.8599241686715, -73.86374883951785) | Con Edison | SANDY REALTY CO. | 2316 WALLACE AVENUERE | 2316 WALLACE AVENUE BRONX, NY 10467 (40.859942306536134, -73.86459709406301) | CA262572M | 7/5/05 | NATIONAL CA 5495 | 1 | 3.5 | 1972 | 2010 |  | 36 - 40 year old | ICI AM6E | #6 | 36500 | 25550 | 5475 | 3832 | Yes | 2022 | Elevator Apartments | 13 | 68750 | 2 | 3 | 60 | 60 | 1951
2033500019 | 3232 HULL AVENUE Bronx, NY 10467 (40.8750514436859, -73.87570353173717) | Con Edison | SEVENTEEN ASSOCIATES INC | 3232 HULL REALTY LLC | 1 PENN PLAZA MANHATTAN, NY 10001 (40.74954249803239, -73.99162877282481) | CA266767K | 7/5/05 | FEDERAL PLW 132 | 1 | 5.18 | 1967 | 2010 |  | 41 - 45 years old | HEV-E-OIL AM6E | #6 | 36500 | 25550 | 5475 | 3832 |  |  | Office Buildings | 11 | 38945 | 1 | 5 | 47 | 47 | 1925
2030680081 | 1997 HUGHES AVENUE Bronx, NY 10457 (40.84708934015077, -73.89161524590459) | Con Edison | VICTOR KASON | 1997 REALTY , | 0010 BROOKLYN NY 11204-0010 (40.619055848049015, -73.98479859887618) | CA279183J | 7/5/05 | ROCKMILLS MP 125 | 1 | 5.25 | 1983 | 2018 |  | 26 to 30 years old | ICI MEG-63 | #6 | 36500 | 25550 | 5475 | 3832 | Yes | 2018 | Elevator Apartments | 15 | 66060 | 1 | 5 | 74 | 74 | 1925
2028140059 | 1996 ANTHONY AVENUE Bronx, NY 10457 (40.851291063585485, -73.90282691543061) | Con Edison | VUKSANAJ NIK | VUKSANAJ REALTY LLC | 271 KINGSBRIDGE ROAD BRONX, NY 10458 (40.86425698308246, -73.89426583940643) | CA428688L | 7/5/05 | ROCKMILL MP100 | 1 | 4.1 | 1988 | 2023 |  | 21 to 26 years old | I.C. DEG 42P | #4 | 36500 | 25550 | 5292 | 3705 | Yes | 2014 | Elevator Apartments | 14 | 56400 | 1 | 6 | 56 | 56 | 1941
2039870058 | 1506 OVERING STREET Bronx, NY 10461 (40.840866499600956, -73.84561344961742) | Con Edison | VERINGO CORP%REX MGMT. COR | VERINGO CORP | 4 RED OAK LANE WHITE PLAINS, NY 10604 (41.01691577885371, -73.71817006404018) | CA254982P | 7/5/05 | ROCKMILLS MP - 60 | 1 | 2.6 | 1982 | 2017 | DUAL FUEL | 26 to 30 years old | INDUSTRIAL COMBUSTION MMG-34-P | #4 | 36379 | 25466 | 5275 | 3693 |  |  | Elevator Apartments | 13 | 27150 | 1 | 5 | 31 | 31 | 1926
2028790253 | 1860 BILLINGSLEY TERRACE Bronx, NY 10453 (40.85340256588477, -73.91733751468634) | Con Edison | 1860 BILLINGSLEY TERRACE | TERRACE ARMS CORP | 111 BROOL STREET NEW YORK, NY 10583 (40.98935021663925, -73.79274208427972) | CA142682R | 7/5/05 | FEDERAL #FST-100 | 1 | 4.2 | 1982 | 2017 |  | 26 to 30 years old | INDUSTRIAL COMBUSTION #MM-42-P | #4 | 36135 | 25294 | 5240 | 3668 | Yes | 2019 | Elevator Apartments | 14 | 64614 | 1 | 6 | 59 | 59 | 1927
2024540026 | 214 163 STREET Bronx, NY 10451 (40.82782655676633, -73.9194569824469) | Con Edison | 214 EAST 163 LLC. | 214 E 163 LLC | 5676 RIVERDALE AVE BRONX, NY 10471 (40.90603192863733, -73.90429477417916) | CA223383L | 7/5/05 | FEDERAL #FST-100 | 1 | 4.2 | 1983 | 2018 |  | 26 to 30 years old | INDUSTRIAL COMBUSTION #DEG-42-P | #6 | 36135 | 25294 | 5420 | 3794 |  |  | Condominiums | 16 | 44658 | 1 | 6 | 49 | 50 | 1950
2026770070 | 830 163 STREET Bronx, NY 10459 (40.8220711354173, -73.90056035314394) | Con Edison | 830 EAST 163 STREET CORP. | 830 E 163 ST CORP | 830 163 STREET BRONX, NY 10459 (40.8220711354173, -73.90056035314394) | CB042008P | 7/6/05 | BEST BOILER #5B - 100 (NEW) | 1 | 3.3 | 2008 | 2043 | DUAL FUEL | Fewer than 5 years old | ICI DEG - 42 P (NEW) | #4 | 36135 | 25294 | 5240 | 3668 | Yes | 2017 | Elevator Apartments | 17 | 57600 | 1 | 6 | 37 | 44 | 1907
2032480166 | 2739 WEBB AVENUE Bronx, NY 10468 (40.87034311667886, -73.90153369262686) | Con Edison | BRUCE WHITERBERG%REX MGMT | 2737 WEBB LLC | 4 RED OAK LANE N Y 10604 (41.01691577885371, -73.71817006404018) | CB255500K | 7/5/05 | SPENCER 93 A 4 | 1 | 3.57 | 2000 | 2035 | DUAL FUEL | 5 to 10 years old | HEVE (ICI) DEG-42 S | #6 | 36135 | 25294 | 5420 | 3794 |  |  | Elevator Apartments | 14 | 48600 | 1 | 6 | 43 | 43 | 1924
2037170032 | 1064 MANOR AVENUE Bronx, NY 10472 (40.825624736592715, -73.8755913891048) | Con Edison | NICHOLAS HAROS | GORE CREEK 1064, LLC |  | CA173385M | 7/7/05 | FEDERAL FST-100 | 1 | 4.2 | 1985 | 2020 |  | 21 to 26 years old | IND COMB INC MM 42P | #4 | 36135 | 25294 | 5240 | 3668 |  |  | Walk-Up Apartments | 18 | 40986 | 1 | 6 | 40 | 41 | 1930
2032190082 | 2435 DEVOE TERRACE Bronx, NY 10468 (40.864328779191204, -73.906232791983) | Con Edison | ROBERT E. WEISS ETAL | 2435 DEVOE ASSOC LLC |  | CA046879K | 7/5/05 | ROCKMILLS #MP4-78 | 1 | 3.14 | 1979 | 2014 |  | 31 to 35 years old | HEV-E-OIL #ME-34(P) | #6 | 36135 | 25294 | 5420 | 3794 |  |  | Elevator Apartments | 14 | 43560 | 1 | 5 | 49 | 49 | 1922
2057030179 | 3034 KINGSBRIDGE AVENUE Bronx, NY 10463 (40.87882956024002, -73.90747839157608) | Con Edison | KINGSBRIDGE REALTY,LLC. | NINETY SECOND, LP | 1461 FRIST AVE MANHATTAN, NY 10021 (40.76920532766377, -73.959183941086) | CA136772J | 7/6/05 | ROCKMILLS MP 90 | 1 | 3.3 | 1972 | 2010 |  | 36 - 40 year old | HEV-E-OIL AM6CM | #4 | 36040 | 25228 | 5226 | 3658 | Yes | 2013 | Elevator Apartments | 11 | 54440 | 1 | 5 | 54 | 54 | 1926
2058141225 | 6063 BROADWAY Bronx, NY 10471 (40.89116985901631, -73.89766766243477) | Con Edison | 6063-65 REALTY CORP. | BRENDAN O'SULLIVAN | 146 VALENTINE STREET YONKERS, NY 10704 (40.931943701915465, -73.86693627152738) | CA103780Z | 7/6/05 | ROCKMILLS R-85 | 1 | 3.14 | 1980 | 2015 |  | 26 to 30 years old | INDUSTRIAL COMBUSTION #ME-34S | #6 | 36040 | 25228 | 5406 | 3784 |  |  | Walk-Up Apartments | 11 | 25913 | 1 | 5 | 30 | 30 | 1915
2032490006 | 2766 DR M L KING JR BOULEVARD Bronx, NY 10468 (40.869693003729196, -73.89892699248668) | Con Edison | 2766 UNIVERSITY RLTY CORP | 2764-66 REALTY LLC. | 4419 3RD AVE BRONX, NY 10457 (40.851774707424624, -73.89313516487118) | CA194883H | 7/5/05 | ROCKMILLS MP 100 | 1 | 4.2 | 1983 | 2018 |  | 26 to 30 years old | ICI DEG 42P | #4 | 36000 | 25200 | 5220 | 3654 | Yes | 2019 | Elevator Apartments | 14 | 57000 | 1 | 6 | 55 | 55 | 1943
2033540026 | 3235 PARKSIDE PLACE Bronx, NY 10467 (40.8746940923405, -73.87395426442936) | Con Edison | BALAJ REALTY CO | 3235 REALTY LLC | 3062 BAINBRIDGE AVENUE BRONX, NY 10467 (40.873348382089866, -73.87978512178402) | CA581086P | 7/6/05 | FEDERAL FST 125 | 1 | 5.25 | 1986 | 2021 |  | 21 to 26 years old | ICI MMG 54 P | #4 | 36000 | 25200 | 5220 | 3654 | Yes | 2014 | Elevator Apartments | 11 | 63340 | 1 | 6 | 70 | 70 | 1940
2031150013 | 2434 PROSPECT AVENUE Bronx, NY 10458 (40.85417287941841, -73.88243091870248) | Con Edison | BERMEO,VICTOR | E B V B REALTY CORP | 208 BRONX NY 10462 (40.84225833665295, -73.85799663293824) | CA058484Y | 7/7/05 | FEDERAL #FST-90 | 1 | 3.7 | 1984 | 2019 |  | 26 to 30 years old | INDUST COMBUS #DE-42-P | #4 | 36000 | 25200 | 5220 | 3654 |  |  | Walk-Up Apartments | 15 | 32850 | 1 | 5 | 50 | 50 | 1925
2031700021 | 2200 MORRIS AVENUE Bronx, NY 10453 (40.85626236430618, -73.90304525429963) | Con Edison | W.D.C. HOLDING LLC (MORRIS) | 2200 MORRIS REALTY CO | 314 MC DONALD AVE BROOKLYN, NY 11218 (40.64645924920414, -73.9801659240397) | CA296687H | 7/6/05 | FEDERAL FST 125 | 1 | 5.3 | 1987 | 2022 |  | 21 to 26 years old | ICI DEG 54 P | #6 | 36000 | 25200 | 5400 | 3780 | Yes | 2020 | Elevator Apartments | 14 | 76158 | 1 | 6 | 72 | 72 | 1937
2033320034 | 330 204 STREET Bronx, NY 10467 (40.87241871511365, -73.87808251592195) | Con Edison | F.M.WEISS REALTY | 330 EAST 204 ASSOCIAT | 198 BRONX NY 10461 (40.846960590359004, -73.840632836736) | CA232687P | 7/6/05 | BEST BOILER 4A-45 | 1 | 1.72 | 1987 | 2022 |  | 21 to 26 years old | ICI MMG 22 | #4 | 35916 | 25141 | 5208 | 3645 |  |  | Elevator Apartments | 11 | 16250 | 1 | 2 | 0 | 10 | 1925
2026150065 | 615 168 STREET Bronx, NY 10456 (40.83027636065619, -73.90325805203828) | Con Edison | DOUGERT MGMT CORP. | 615 EAST 168 ST CORP | 2811 ZULETTE AVENUE BRONX, NY 10461 (40.84206676900901, -73.83657671433792) | CA009493P | 7/6/05 | FEDERAL FST-100 | 1 | 4.2 | 1993 | 2028 |  | 16 to 20 years old | IND. COMB. DEG-42-P | #6 | 35807 | 25065 | 5371 | 3760 | Yes | 2015 | Walk-Up Apartments | 16 | 52150 | 1 | 5 | 60 | 60 | 1928
2039760049 | 2465 TRATMAN AVENUE Bronx, NY 10461 (40.83861126307137, -73.84621997166559) | Con Edison | SCHUR MGMT.INC. | 2465 TRATMAN REALTY, | 9 YONKERS NY 10704 (40.91191394192638, -73.85467822516753) | CA141691Y | 7/4/05 | FEDERAL FST-100 | 1 | 4.2 | 1991 | 2026 |  | 16 to 20 years old | INDUSTRIAL COMB. DEG-42-P | #6 | 35807 | 25065 | 5371 | 3760 |  |  | Loft Buildings | 13 | 46503 | 1 | 6 | 56 | 56 | 1963
2031980005 | 2304 GRAND AVENUE Bronx, NY 10468 (40.8602639693748, -73.9049196210161) | Con Edison | TRYAX REALTY MGMT | 2304 GRANDCO, L.L.C. | 222116 GREAT NECK NY 11022 (40.78753800037845, -73.72455600025916) | CA082292J | 7/5/05 | FEDERAL FST-100 | 1 | 4.07 | 1992 | 2027 |  | 16 to 20 years old | IND.COMB. DEG-42 (P) | #6 | 35807 | 25065 | 5371 | 3760 |  |  | Elevator Apartments | 14 | 47500 | 1 | 5 | 52 | 52 | 1924
2037940034 | 1988 NEWBOLD AVENUE Bronx, NY 10472 (40.83234702400107, -73.85883238059633) | Con Edison | 1020 ASSOCIATES | 1020 ASSOCIATES .A | 1601 BRONXDALE AVENUE BRONX, NY 10462 (40.84351657306597, -73.85691921749257) | CA021285M | 7/7/05 | ROCKMILLS MP-90 | 1 | 3.4 | 1985 | 2020 |  | 21 to 26 years old | IND COMB INC DEG-42(P) | #6 | 35770 | 25039 | 5366 | 3756 | Yes | 2014 | Elevator Apartments | 18 | 66342 | 1 | 6 | 52 | 55 | 1929
2024640001 | 1215 GRAND Bronx, NY 10452 (40.83501611397738, -73.9181069665929) | Con Edison | 1215 REALTY LLC | 1215 REALTY, LLC | 243 PARKVILLE STATION BROOKLYN, NY 11204 (40.6316030672718, -73.97001046325005) | CB080207Z | 7/5/05 | BEST 5B - 80 (NEW) | 1 | 2.6 | 2007 | 2042 | DUAL FUEL | Fewer than 5 years old | ICI DEG - 42Y (P) | #6 | 35770 | 25039 | 5366 | 3756 |  |  | Elevator Apartments | 16 | 44550 | 1 | 5 | 45 | 48 | 1919
2028410055 | 124 ELLIOT PLACE Bronx, NY 10452 (40.83860876029827, -73.91562327174871) | Con Edison | 330 HULL REALTY CORP. | ELLIOT PLACE ASSOCIAT | 400010 BKLYN NY 11204 (40.619055848049015, -73.98479859887618) | CA053184J | 7/6/05 | ROCKMILLS MP-90 | 1 | 3.4 | 1984 | 2019 |  | 26 to 30 years old | INDUSTRIAL COMB INC MM-42(P) | #4 | 35770 | 25039 | 5187 | 3631 |  |  | Elevator Apartments | 14 | 35185 | 1 | 5 | 51 | 51 | 1924
2032370097 | 160 KINGSBRIDGE ROAD Bronx, NY 10463 (40.87026634542542, -73.90444024198291) | Con Edison | ATLANTIS MANAGEMEL | GORE CREEK, LLC |  | CA397188X | 7/5/05 | FEDERAL FST80 | 1 | 3.3 | 1988 | 2023 |  | 21 to 26 years old | ICI MEG34P | #4 | 35770 | 25039 | 5187 | 3631 |  |  | Elevator Apartments | 14 | 39600 | 1 | 6 | 36 | 36 | 1927
2048310048 | 655 228 STREET Bronx, NY 10466 (40.890503044599186, -73.86102908653886) | Con Edison | E.228TH STREET REALTY CO. LLC | SHACHNOW, RUTH M |  | CA020985Z | 7/7/05 | ROCKMILLS MP-90 | 1 | 3 | 1985 | 2020 |  | 21 to 26 years old | IND COMB INC | #6 | 35770 | 25039 | 5366 | 3756 |  |  | Elevator Apartments | 12 | 47412 | 1 | 6 | 49 | 49 | 1939
2033180030 | 2816 JEROME AVENUE Bronx, NY 10468 (40.870880447058966, -73.89404653896172) | Con Edison | F.S.L. REALTY CORP. | FSL REALTY CO., | 1601 BRONXDALE AVENUE BRONX, NY 10462 (40.84351657306597, -73.85691921749257) | CA043179X | 7/4/05 | ROCKMILLS MP 90 | 1 | 3.4 | 1979 | 2014 |  | 31 to 35 years old | INDUSTRIAL COMB DE42P | #6 | 35770 | 25039 | 5366 | 3756 |  |  | Elevator Apartments | 15 | 44006 | 1 | 6 | 42 | 42 | 1931
2037670039 | 1250 LELAND AVENUE Bronx, NY 10472 (40.83151979358045, -73.86337457795221) | Con Edison | LELAND AVENUE,ENF 7/27/93 | 1250-1260 REALTY CO. | 703 180 STREET MANHATTAN, NY 10033 (40.849579568714866, -73.93648422391483) | CA620986J | 7/6/05 | FEDERAL FST 80 | 1 | 3.3 | 1986 | 2021 |  | 21 to 26 years old | ICI DE 42 Y (P) | #6 | 35770 | 25039 | 5366 | 3756 |  |  | Elevator Apartments | 18 | 43200 | 1 | 4 | 43 | 43 | 1928
2033280064 | 3504 ROCHAMBEAU AVENUE Bronx, NY 10467 (40.88165414845396, -73.87925206788141) | Con Edison | MOSHOLU PRESERVATION CORP. | MOSHOLU PRES. CORP. | 1601 BRONXDALE AVENUE BRONX, NY 10462 (40.84351657306597, -73.85691921749257) | CA201381K | 7/7/05 | ROCKMILLS MP-100 | 1 | 4.2 | 1981 | 2016 |  | 26 to 30 years old | IND COMB INC CAT #DEG-42 | #6 | 35770 | 25039 | 5366 | 3756 | Yes | 2018 | Elevator Apartments | 11 | 60300 | 1 | 6 | 60 | 65 | 1926
2027940015 | 1663 EASTBURN AVENUE Bronx, NY 10457 (40.84363444386496, -73.90860313487602) | Con Edison | OWNER/SUPERINTENDENT | OCG IV, LLC | 2562 BRIGGS AVE BRONX, NY 10458 (40.863915448232135, -73.89343797788628) | CA138479J | 7/5/05 | ROCKMILLS MP 90 | 1 | 3.4 | 1979 | 2014 | DUAL FUEL | 31 to 35 years old | I.C.I. MEG 34P | #4 | 35770 | 25039 | 5187 | 3631 |  |  | Elevator Apartments | 14 | 43000 | 1 | 6 | 43 | 43 | 1928
2039340018 | 1320 ODELL STREET Bronx, NY 10462 (40.8347106710354, -73.8539137545436) | Con Edison | ROBERT E WEISS | 1320 ODELL ASSOC LLC | 198 WESTERCHESTER Sq Sta BRONX, NY 10461 (40.846960590359004, -73.840632836736) | CA014876Z | 7/5/05 | ROCKMILLS MP4-89 | 1 | 3.4 | 1976 | 2011 |  | 31 to 35 years old | HEV-E-OIL AM5CM | #4 | 35770 | 25039 | 5187 | 3631 |  |  | Elevator Apartments | 18 | 45000 | 1 | 5 | 53 | 53 | 1928
2031810045 | 2175 MORRIS AVENUE Bronx, NY 10453 (40.855743393291775, -73.90347683208834) | Con Edison | WAVECREST MANAGEMENT TEAM LTD. | 2175 MORRIS RLTY CORP | 87 14 116TH ST RICHMOND HILL, NY 11418 (40.69637041236467, -73.84031024991805) | CA396388X | 7/5/05 | FEDERAL FST 80 | 1 | 3.3 | 1988 | 2023 |  | 21 to 26 years old | ICI MEG 34 P | #4 | 35770 | 25039 | 5187 | 3631 |  |  | Loft Buildings | 14 | 36600 | 1 | 5 | 45 | 45 | 1927
2033040080 | 219 196 STREET Bronx, NY 10458 (40.86754647312934, -73.8920681550735) | Con Edison | GARY RESMICK | 219 E. 196TH ST. LLC | 503 BROADWAY YONKERS, NY 10705 (40.91668954277359, -73.89682963922633) | CA117681K | 7/7/05 | FEDERAL FST 90 | 1 | 3.4 | 1981 | 2016 |  | 26 to 30 years old | ICI DEG42P | #6 | 35700 | 24990 | 5355 | 3748 | Yes | 2014 | Elevator Apartments | 15 | 55000 | 1 | 5 | 54 | 54 | 1923
2027200030 | 725 SOUTHERN BOULEVARD Bronx, NY 10455 (40.814218094207995, -73.89842750584788) | Con Edison | CENTURY FUEL | THMB 725 SOUTHERN LLC | 304 WHITHIER ST BRONX, NY 10474 (40.807388129057856, -73.88170356373456) | CA135979M | 7/7/05 | SPENCER BURNHAM#3-100-50 | 1 | 3.4 | 1979 | 2014 |  | 31 to 35 years old | ICI#MEG 42(P) | #4 | 35600 | 24920 | 5162 | 3613 | Yes | 2020 | Elevator Apartments | 17 | 51000 | 1 | 6 | 58 | 58 | 1925
2031840012 | 2400 WALTON AVENUE Bronx, NY 10468 (40.86072206709378, -73.90131498330605) | Con Edison | 2400 MANAGEMENT | 2400 WALTON CO LLC | 1412 AVENUE BROOKLYN, NY 11230 (40.62192951023877, -73.96551106018723) | CA054281X | 7/6/05 | ROCKMILLS MP70 | 1 | 2.8 | 1981 | 2016 |  | 26 to 30 years old | ICI DEG 42YP | #6 | 35040 | 24528 | 5256 | 3679 |  |  | Walk-Up Apartments | 14 | 41694 | 1 | 5 | 47 | 47 | 1922
2033350128 | 3171 ROCHAMBEAU AVENUE Bronx, NY 10467 (40.87533857942849, -73.88053271253821) | Con Edison | UNIVERSAL MGMT AGENCY | 3171 ROCHAMBEAU AVE L | 36 08 30 AVENUE ASTORIA, NY 11103 (40.76286893025696, -73.91327185810974) | CA157293P | 7/6/05 | ROCKMILLS MP-80 | 1 | 3.95 | 1993 | 2028 |  | 16 to 20 years old | ICI DEG-42 YP | #6 | 35040 | 24528 | 5256 | 3679 | Yes | 2015 | Elevator Apartments | 11 | 50410 | 1 | 5 | 47 | 47 | 1926
2041780026 | 3505 BRUCKNER BOULEVARD Bronx, NY 10461 (40.847009999033226, -73.82698355156457) | Con Edison | WEISS REALTY LLC. | 3505 BRUCKNER ASSOC L | 198 WESTCHESTER SQ STA BRONX, NY 10461 (40.84054431315492, -73.84125020140367) | CA137591P | 7/4/05 | ROCKMILLS MP 80 (EXG) | 1 | 3.28 | 1991 | 2026 |  | 16 to 20 years old | ICI MEG 34 P (NEW) | #6 | 35040 | 24528 | 5256 | 3679 |  |  | Elevator Apartments | 13 | 36795 | 1 | 5 | 48 | 48 | 1928
2033010004 | 235 196 STREET Bronx, NY 10458 (40.867335594703384, -73.89161019591596) | Con Edison | MS 235 EAST LLC | MS 235 EAST LLC | 625 BROOKLYN NY 11230 (40.62192951023877, -73.96551106018723) | CA044278X | 7/4/05 | ROCKMILLS MP-90 | 1 | 3.7 | 1978 | 2013 |  | 31 to 35 years old | IND. COMB. AM 6 CM | #4 | 35000 | 24500 | 5075 | 3552 |  |  | Elevator Apartments | 15 | 38500 | 1 | 5 | 40 | 40 | 1922
2039060091 | 1125 WYATT STREET Bronx, NY 10460 (40.83922090365594, -73.87695289240081) | Con Edison | 1125 WYATT LTD PARTERSHIP | 1125 WYATT ST. LLC | 507 186th Street NEW YORK, NY 10033 (40.85143591538309, -73.92924152824264) | CA203087Z | 7/6/05 | ROCKMILLS MP 80 | 1 | 3.43 | 1987 | 2022 |  | 21 to 26 years old | ICI DEG 42 P | #6 | 35000 | 24500 | 5250 | 3675 |  |  | Walk-Up Apartments | 15 | 42650 | 1 | 6 | 43 | 43 | 1938
2027200001 | 1015 LEGGETT AVENUE Bronx, NY 10455 (40.81389757023779, -73.89949986120963) | Con Edison | 1272 HOLDING LTD. | 1272 HOLDING LTD | 900016 FAR ROCKAWAY, NY 11690 (40.60307899979608, -73.75071599974353) | CA482687R | 7/7/05 | FEDERAL FST 80 | 1 | 2.77 | 1987 | 2022 |  | 21 to 26 years old | ICI MMG 34 P | #4 | 35000 | 24500 | 5075 | 3552 |  |  | Walk-Up Apartments | 17 | 42670 | 1 | 6 | 50 | 51 | 1931
2039200001 | 1534 BEACH AVENUE Bronx, NY 10460 (40.83846554109129, -73.8672872864085) | Con Edison | 1534 BEACH AVENUE CORPORATION | 1534 BEACH AVENUE REA | 513 BRONX NY 10473 (40.81773147093071, -73.86053700008245) | CA147380Y | 7/6/05 | ROCKMILLS MP70 | 1 | 2.8 | 1980 | 2015 |  | 26 to 30 years old | ICI AMG 4 3/4 | #4 | 35000 | 24500 | 5075 | 3552 |  |  | Loft Buildings | 18 | 26577 | 1 | 5 | 35 | 35 | 1928
2031640041 | 156 184 STREET Bronx, NY 10468 (40.85951341680591, -73.8995121406514) | Con Edison | 156 E. 184 ST. HOLDING LLC. | 156 E. 184TH STREETHO | 61 BROOKLYN NY 11204 (40.619055848049015, -73.98479859887618) | CA330986Y | 7/6/05 | FEDERAL FST 90 | 1 | 3.7 | 1986 | 2021 |  | 21 to 26 years old | I.C.I MMG 42 | #4 | 35000 | 24500 | 5075 | 3552 |  |  | Elevator Apartments | 14 | 41650 | 1 | 6 | 49 | 49 | 1920
2031600014 | 2076 CRESTON AVENUE Bronx, NY 10453 (40.85378713463647, -73.90379901363382) | Con Edison | 1700 DEVELOPMENT CO INC #3 | NORTH RIM, LLC | 590 56th STREET WEST NEW YORK, NJ 10458 (40.787844854691286, -74.02144002268648) | CA212185R | 7/4/05 | ROCKMILLS MP80 | 1 | 3.4 | 1985 | 2020 |  | 21 to 26 years old | ICI-DEG42 | #6 | 35000 | 24500 | 5250 | 3675 |  |  | Elevator Apartments | 14 | 37960 | 1 | 5 | 41 | 41 | 1922
2042870050 | 2105 CRUGER AVENUE Bronx, NY 10462 (40.85347907061547, -73.86676054664419) | Con Edison | 2105 CRYGER ASSOC. | 2105 CRUGER AVENUE RE | 25 45THSTE NEW YORK, NY 10026 (40.80305812163505, -73.95334277604826) | CA326984Z | 7/6/05 | ROCKMILLS MP 80 | 1 | 3.4 | 1984 | 2019 |  | 26 to 30 years old | I.C.I. DEG 42-P | #6 | 35000 | 24500 | 5250 | 3675 |  |  | Condominiums | 13 | 46212 | 1 | 6 | 49 | 49 | 1939
2031040045 | 2431 PROSPECT AVENUE Bronx, NY 10458 (40.8541334562541, -73.88252676726981) | Con Edison | 2431 REALTY INC | 2435 REALTY CORP | 2419 CROTONA AVENUE BRONX, NY 10458-6401 (40.85446267480376, -73.88339526379936) | CA016188Y | 7/7/05 | ROCKMILLS MP 80 | 1 | 3.43 | 1988 | 2023 |  | 21 to 26 years old | ICI - DEG 42P | #4 | 35000 | 24500 | 5075 | 3552 |  |  | Elevator Apartments | 15 | 34000 | 1 | 5 | 49 | 49 | 1926
2041700001 | 3015 ROBERTS AVENUE Bronx, NY 10461 (40.845493113395115, -73.83072286426798) | Con Edison | 3015 ROBERTS ASSOC.LLC. | 3015 ROBERTS ASSOCIA | 1847 PARAMUS NJ 07653-1847 (40.94836000001402, -74.0684009999062) | CA291485R | 7/4/05 | ROCKMILLS MP90 | 1 | 3.6 | 1985 | 2020 |  | 21 to 26 years old | I C I -DEG42P | #6 | 35000 | 24500 | 5250 | 3675 | Yes | 2020 | Office Buildings | 13 | 54000 | 1 | 6 | 49 | 49 | 1928
2033100040 | 3065 GRAND Bronx, NY 10468 (40.869693003729196, -73.89892699248668) | Con Edison | 3065 CONCOURSE ASSOC LLC, C/O ALAN WASSERMAN | 3065 GRAND CONCOURSE | 25 45TH ST NEW YORK, NY 10025 (40.65178506133922, -74.01376619540055) | CA056385J | 7/7/05 | ROCKMILLS MP90 | 1 | 3.6 | 1985 | 2020 |  | 21 to 26 years old | ICI - DEG42P | #6 | 35000 | 24500 | 5250 | 3675 | Yes | 2020 | Elevator Apartments | 11 | 63836 | 1 | 6 | 46 | 48 | 1927
2033450011 | 3136 PERRY AVENUE Bronx, NY 10467 (40.87340409669281, -73.87821339406585) | Con Edison | 3136 LLC | 3136 PERRY LLC | 5600A BROADWAY BRONX, NY 10463-5500 (40.87943056565291, -73.90428356958549) | CA340190H | 7/7/05 | ROCKMILLS MP90 | 1 | 3.72 | 1990 | 2025 |  | 16 to 20 years old | ICI MMG42 | #4 | 35000 | 24500 | 5075 | 3552 | Yes | 2015 | Elevator Apartments | 11 | 50000 | 1 | 6 | 48 | 48 | 1928
2033440086 | 3520 TRYON AVENUE Bronx, NY 10467 (40.880634043032224, -73.8766252562407) | Con Edison | 3520 TRYON OWNERS CO | 3520 TRYON AVE ETC | 310 CENTRAL STATION YONKERS, NY 10710 (40.96800743479531, -73.84691481076987) | CA300287H | 7/6/05 | ROCKMILLS MP-100 | 1 | 4.2 | 1987 | 2022 |  | 21 to 26 years old | ICI MMG-42 P | #4 | 35000 | 24500 | 5075 | 3552 | Yes | 2014 | Hospitals & Health | 11 | 53700 | 1 | 6 | 64 | 64 | 1962 |  | YES
2048250073 | 666 224 STREET Bronx, NY 10466 (40.887449117598116, -73.86205588176294) | Con Edison | 666 HOLDING LLC. | 666 HOLDING LLC | 191024 BROOKLYN NY 11219 (40.63277295540763, -73.99667681118586) | CA175584Y | 7/6/05 | ROCKMILLS MP 80 | 1 | 3.4 | 1984 | 2019 |  | 26 to 30 years old | ICI DEG 42 P | #6 | 35000 | 24500 | 5250 | 3675 |  |  | Loft Buildings | 12 | 36841 | 1 | 5 | 46 | 46 | 1929
2045480001 | 769 ARNOW AVENUE Bronx, NY 10467 (40.867870565535696, -73.86458022004274) | Con Edison | 769 ARNAV ASSOCATES LLC. | 769 ARNOW AVE | 825 233 STREET BRONX, NY 10466 (40.89221310483329, -73.85355883486339) | CA360585K | 7/4/05 | ROCKMILLS MP 90 | 1 | 3.7 | 1985 | 2020 |  | 21 to 26 years old | ICI MMG 42 P | #4 | 35000 | 24500 | 5075 | 3552 |  |  | Elevator Apartments | 13 | 45018 | 1 | 6 | 49 | 49 | 1928
2031190052 | 2144 CROTONA PARKWAY Bronx, NY 10460 (40.84713585039986, -73.88300737552176) | Con Edison | ALEMJENA LLC | ALEMJENA LLC | 2419 CROTONA AVE BRONX, NY 10458 (40.85446267480376, -73.88339526379936) | CA232987R | 7/6/05 | ROCKMILLS MP 80 | 1 | 3.43 | 1987 | 2022 |  | 21 to 26 years old | ICI DEG 42 P | #6 | 35000 | 24500 | 5250 | 3675 |  |  | Walk-Up Apartments | 15 | 33200 | 1 | 6 | 44 | 44 | 1931
2032700113 | 140 238 STREET Bronx, NY 10463 (40.884012753955844, -73.89801491760056) | Con Edison | AMIT ASSOCIATES | HEITNER WILLIAM E | 223 WHALEN STREET BRONX, NY 10471 (40.908262267791805, -73.89746739859918) | CA217886M | 7/5/05 | ROCKMILLS R 103 | 1 | 3.8 | 1986 | 2021 |  | 21 to 26 years old | S.T. JOHNSON FD 68 CAHM-75 | #6 | 35000 | 24500 | 5250 | 3675 |  |  | Elevator Apartments | 11 | 42525 | 1 | 5 | 45 | 45 | 1921
2031960001 | 2200 GRAND AVENUE Bronx, NY 10453 (40.85771171190915, -73.90647097296197) | Con Edison | ANTHONY GAZIVODA 22OO GRAND LLC. | 2200 GRAND LLC | 3200 CRVGER AVE BRONX, NY 10467 (40.8770479121315, -73.87153250082423) | CA223482R | 7/4/05 | ROCKMILLS MP 90 | 1 | 3.6 | 1982 | 2017 |  | 26 to 30 years old | I.C.I. DEG42 (P) | #6 | 35000 | 24500 | 5250 | 3675 |  |  | Walk-Up Apartments | 14 | 45387 | 1 | 6 | 49 | 49 | 1932
2027820104 | 364 170 STREET Bronx, NY 10456 (40.83718386047549, -73.90984708336906) | Con Edison | BAAL REALTY | BAAL REALTY, . | 328 PARKVILLE STATION BROOKLYN, NY 11204 (40.632589098463704, -73.96811331509966) | CA191483P | 7/5/05 | FEDERAL FST 90 | 1 | 3.7 | 1983 | 2018 |  | 26 to 30 years old | ICI MMG42P | #4 | 35000 | 24500 | 5075 | 3552 |  |  | Walk-Up Apartments | 16 | 49000 | 1 | 6 | 56 | 56 | 1925
2033010023 | 2794 VALENTINE AVENUE Bronx, NY 10458 (40.8677799907029, -73.89144090115387) | Con Edison | BB & BB MGMT | GESHER REALTY CORP | 1624 WEBSTER AVENUE BRONX, NY 10457 (40.84184033491622, -73.90412994919767) | CA209986J | 7/5/05 | ROCKMILLS MP-80 | 1 | 3.4 | 1986 | 2021 |  | 21 to 26 years old | ICIDEG 42P | #6 | 35000 | 24500 | 5250 | 3675 |  |  | Condominiums | 15 | 41853 | 1 | 5 | 47 | 47 | 1923
2025320026 | 190 170 STREET Bronx, NY 10452 (40.83936267725123, -73.9154941859212) | Con Edison | BLS ASSOCIATES | 190 W 170 LLC | 190 170TH STREET BRONX, NY 10458 (40.83936267725123, -73.9154941859212) | CA267088N | 7/4/05 | FEDERAL FST-125 | 1 | 5.25 | 1988 | 2023 |  | 21 to 26 years old | ICI ME-54P | #6 | 35000 | 24500 | 5250 | 3675 | Yes | 2022 | Elevator Apartments | 16 | 72646 | 1 | 6 | 67 | 67 | 1929
2028510029 | 1857 WALTON AVENUE Bronx, NY 10453 (40.84884227991752, -73.90958283023295) | Con Edison | CAISI MGMT | 1857 WALTON REALTY | 314 MC DONALD AVE BROOKLYN, NY 11218 (40.64645924920414, -73.9801659240397) | CA397587N | 7/7/05 | ROCKMILLS MP 80 | 1 | 3.43 | 1987 | 2022 |  | 21 to 26 years old | ICI DEG 42 P | #6 | 35000 | 24500 | 5250 | 3675 |  |  | Miscellaneous | 14 | 34005 | 1 | 5 | 44 | 45 | 1922
2031680003 | 2588 CRESTON AVENUE Bronx, NY 10468 (40.86496274104977, -73.89659212258779) | Con Edison | CRESTON ASSOC LLC | CRESTON ASSOCIATES | 660 229 STREET BRONX, NY 10466 (40.89110048632442, -73.86046922182427) | CA323985R | 7/5/05 | FEDERAL FST 90 | 1 | 3.57 | 1985 | 2020 |  | 21 to 26 years old | HEV-E-OIL DEG 42YP ( I.C.I.) | #4 | 35000 | 24500 | 5075 | 3552 |  |  | Elevator Apartments | 15 | 21080 | 1 | 5 | 24 | 24 | 1917
2024560218 | 1174 SHERIDAN AVENUE Bronx, NY 10456 (40.83332086834675, -73.9171263703693) | Con Edison | DBPB HOLDING CORP. | D B P B HOLDING CORP. | 191024 BROOKLYN NY 11219 (40.63277295540763, -73.99667681118586) | CA310787N | 7/6/05 | ROCKMILLS MP-90 | 1 | 3.57 | 1987 | 2022 |  | 21 to 26 years old | ICI DEG 42 P | #6 | 35000 | 24500 | 5250 | 3675 |  |  | Elevator Apartments | 16 | 43714 | 1 | 6 | 48 | 48 | 1929
2040160011 | 1751 VAN BUREN STREET Bronx, NY 10460 (40.84184534159458, -73.8708491558869) | Con Edison | F.M.WEISS REALTY CORP. | 1750-51 VANBUREN 520 | 198 WESTCHESTER SQ BRONX, NY 10461 (40.84054431315492, -73.84125020140367) | CA220884X | 7/6/05 | ROCKMILLS MP 70 | 1 | 2.8 | 1984 | 2019 |  | 26 to 30 years old | ICI MM34P | #4 | 35000 | 24500 | 5075 | 3552 |  |  | Elevator Apartments | 15 | 17720 | 1 | 5 | 22 | 25 | 1915
2032130063 | 60 190 STREET Bronx, NY 10468 (40.863089582583875, -73.89871050520468) | Con Edison | GOTHAM INVESTORS/TOTAL MG | CALYPSO REALTY LLC | 1969 JAF STATION NEW YORK, NY 10116 (40.8110019996426, -73.95309800037239) | CA101288H | 7/7/05 | ROCKMILLS MP 80 | 1 | 3.4 | 1988 | 2023 |  | 21 to 26 years old | ICI MMG 42 P | #4 | 35000 | 24500 | 5075 | 3552 |  |  | Elevator Apartments | 14 | 45035 | 1 | 5 | 47 | 47 | 1922
2031470012 | 2400 VALENTINE AVENUE Bronx, NY 10458 (40.85940697969719, -73.89705648885776) | Con Edison | HEIMAN, ROBERT | GORE CREEK, LLC |  | CA223586L | 7/5/05 | ROCKMILLS MP80 | 1 | 3.4 | 1986 | 2021 |  | 21 to 26 years old | ICI MMG 34P | #4 | 35000 | 24500 | 5075 | 3552 |  |  | Elevator Apartments | 15 | 42650 | 1 | 5 | 51 | 51 | 1925
2046450028 | 3650 BRONX BOULEVARD Bronx, NY 10467 (40.88116052504156, -73.86754873894509) | Con Edison | HELEN BUTTA | ALPS REALTY OF NY COR | 3650 BRONX BOULEVARD BRONX, NY 10467 (40.88116052504156, -73.86754873894509) | CA463070N | 7/4/05 | KEWANEE-FITZGIBBONS D-100 | 1 | 3.8 | 1970 | 2010 |  | 36 - 40 year old | PETRO WD 5 AH | #6 | 35000 | 24500 | 5250 | 3675 |  |  | Elevator Apartments | 12 | 41514 | 1 | 6 | 49 | 49 | 1932
2033480060 | 3339 HULL AVENUE Bronx, NY 10467 (40.8772044809982, -73.87418930469472) | Con Edison | HULL EQUITIES LLC. | HULL EQUITIES LLC | 145 HUGVENOT AVENUE NEW ROCHELLE, NY 10801 (40.917986535550256, -73.78529555654467) | CA488085R | 7/5/05 | ROCKMILLS MP-90 | 1 | 3.6 | 1985 | 2020 |  | 21 to 26 years old | I.C.I. DEG-42 (P) | #6 | 35000 | 24500 | 5250 | 3675 | Yes | 2018 | Walk-Up Apartments | 11 | 50400 | 1 | 6 | 49 | 49 | 1940
2031960086 | 5 BUCHANAN PLACE Bronx, NY 10453 (40.85780753576791, -73.90448981382337) | Con Edison | J J,A, HOLDING CORP. | JJA HOLDING CORP | 817 YONKERS NY 10704 (40.92135262717308, -73.8624832788796) | CA619686J | 7/6/05 | ROCKMILLS MP 90 | 1 | 3.57 | 1986 | 2021 |  | 21 to 26 years old | ICI DEG 42 P | #6 | 35000 | 24500 | 5250 | 3675 | Yes | 2016 | Elevator Apartments | 14 | 54000 | 1 | 6 | 51 | 51 | 1941
2032490108 | 2769 DR M L KING JR BOULEVARD Bronx, NY 10468 (40.869693003729196, -73.89892699248668) | Con Edison | JONAH ASSSOCATES LLC. | JONAH ASSOCIATES LLC | 542 MAIN STREET NEW ROCHELLE, NY 10801 (40.90794031848401, -73.78299377983785) | CA401688L | 7/5/05 | ROCKMILLS MP70 | 1 | 2.59 | 1988 | 2023 |  | 21 to 26 years old | ICI MMG30 | #4 | 35000 | 24500 | 5075 | 3552 |  |  | Loft Buildings | 14 | 31875 | 1 | 5 | 37 | 37 | 1923
2032530020 | 2700 KINGSBRIDGE TERRACE Bronx, NY 10463 (40.87080818744521, -73.9038435153942) | Con Edison | KINGSBRIDGE TERR EQUITIES | 2700 KINGSBRIDGE LLC | 6 37 ST MANHATTAN, NY 10016 (40.750124170447826, -73.98273167148304) | CA359985L | 7/4/05 | ROCKMILLS MP-80 | 1 | 3.4 | 1985 | 2020 |  | 21 to 26 years old | I.C.I. DEG-42 (P) | #6 | 35000 | 24500 | 5250 | 3675 |  |  | Elevator Apartments | 14 | 37000 | 1 | 5 | 43 | 43 | 1930
2026230147 | 600 TRINITY AVENUE Bronx, NY 10455 (40.81458494520211, -73.90957320827579) | Con Edison | LANGSAM ASSOC. | BIG ROCK PARK, LLC |  | CA083286H | 7/5/05 | ROCKMILLS MP 80 | 1 | 3.43 | 1986 | 2021 |  | 21 to 26 years old | I.C.I. DEG42P | #6 | 35000 | 24500 | 5250 | 3675 |  |  | Elevator Apartments | 17 | 38040 | 1 | 6 | 48 | 48 | 1937
2045690020 | 3040 CRUGER AVENUE Bronx, NY 10467 (40.87007120422032, -73.8661599423754) | Con Edison | LECAJ REALTY CORP | LECAJ REALTY CORP. | 25 STORMVILLE NY 12582 (41.54227280174848, -73.7262330002527) | CA078683P | 7/5/05 | ROCKMILLS MP90 | 1 | 3.6 | 1983 | 2018 |  | 26 to 30 years old | ICI DEG42P | #6 | 35000 | 24500 | 5250 | 3675 |  |  | Elevator Apartments | 12 | 40770 | 1 | 6 | 49 | 49 | 1930
2031940001 | 2084 GRAND AVENUE Bronx, NY 10453 (40.855189734528494, -73.90827321231163) | Con Edison | M & D MANAGEMENT L.LC. | 2084 GRAND LLC | 4 EXECUTIVE BLVD SUFFERN, NY 10901 (41.11910113096366, -74.11765848660127) | CA298586H | 7/5/05 | ROCKMILLS MP80 | 1 | 3.4 | 1986 | 2021 |  | 21 to 26 years old | ICI MEG 34P | #6 | 35000 | 24500 | 5250 | 3675 |  |  | Walk-Up Apartments | 14 | 33900 | 1 | 5 | 48 | 48 | 1922
2038630033 | 1374 BRONX RIVER AVENUE Bronx, NY 10472 (40.83327937966894, -73.8801250294746) | Con Edison | MANSUSS REALTY | BRONX RIVER ASSOCIATE | 191024 BROOKLYN NY 11219 (40.63277295540763, -73.99667681118586) | CA255583M | 7/6/05 | FEDERAL FST 80 | 1 | 3.4 | 1983 | 2018 |  | 26 to 30 years old | I.C.I. MEG 34 P | #6 | 35000 | 24500 | 5250 | 3675 |  |  | Elevator Apartments | 18 | 32400 | 1 | 4 | 42 | 45 | 1927
2028400054 | 130 MARCY PLACE Bronx, NY 10452 (40.83796253065657, -73.91602129564963) | Con Edison | MARCY PLACE REALTY CORP. | MARCY PLACE REALTY CO | 300791 BROOKLYN NY 11230 (40.62192951023877, -73.96551106018723) | CA078987Y | 7/6/05 | ROCKMILLS MP 90 | 1 | 3.57 | 1987 | 2022 |  | 21 to 26 years old | ICI DEG 42 P | #6 | 35000 | 24500 | 5250 | 3675 | Yes | 2020 | Elevator Apartments | 14 | 70200 | 2 | 6 | 98 | 98 | 1941
2028400054 | 120 MARCY PLACE Bronx, NY 10452 (40.83801607027429, -73.91616688583818) | Con Edison | MARCY PLACE REALTY CORP. | MARCY PLACE REALTY CO | 300791 BROOKLYN NY 11230 (40.62192951023877, -73.96551106018723) | CA078687M | 7/6/05 | ROCKMILLS MP 90 | 1 | 3.57 | 1987 | 2022 |  | 21 to 26 years old | ICI DEG 42 P | #6 | 35000 | 24500 | 5250 | 3675 | Yes | 2020 | Elevator Apartments | 14 | 70200 | 2 | 6 | 98 | 98 | 1941
2048270013 | 685 225 STREET Bronx, NY 10466 (40.887978981161936, -73.86093363802723) | Con Edison | MISTIK MANAGEMENT INC. | MISTIK MANAGEMENT, IN | 3200 CRUGER AVE BRONX, NY 10467 (40.871464594371155, -73.86611756820807) | CA055785Y | 7/7/05 | FEDERAL FST 80 | 1 | 2.8 | 1985 | 2020 |  | 21 to 26 years old | ICI DEG42YP | #6 | 35000 | 24500 | 5250 | 3675 |  |  | Elevator Apartments | 12 | 38308 | 1 | 5 | 46 | 46 | 1931
2032250027 | 2277 ANDREWS AVENUE Bronx, NY 10468 (40.86057133812476, -73.90817771019194) | Con Edison | MMIKP BRONX REALTY LLC. | MMIKP BRONX REALTY LL | 300513 MIDWOOD STATION BROOKLYN, NY 11230 (40.62192951023877, -73.96551106018723) | CA002583R | 7/5/05 | ROCKMILLS MP 80 | 1 | 3.4 | 1983 | 2018 |  | 26 to 30 years old | ICI DEG 42P | #6 | 35000 | 24500 | 5250 | 3675 | Yes | 2015 | Elevator Apartments | 14 | 55026 | 1 | 6 | 49 | 49 | 1927
2024570023 | 1231 SHERIDAN AVENUE Bronx, NY 10456 (40.83475508122211, -73.91607827421326) | Con Edison | N.A.L. REALTY III CORP. | NAAL REALTY III LLC | 1353 43rd ST BROOKLYN, NY 11219 (40.63770417410894, -73.98742719929677) | CA103686M | 7/5/05 | ROCKMILLS MP 80 | 1 | 3.4 | 1986 | 2021 |  | 21 to 26 years old | I.C.I. MEG 34 | #6 | 35000 | 24500 | 5250 | 3675 |  |  | Elevator Apartments | 16 | 40050 | 1 | 5 | 54 | 54 | 1923
2024780064 | 1055 WALTON AVENUE Bronx, NY 10452 (40.831419386575995, -73.92165145615076) | Con Edison | NORWAX ASSOCIATES | WALTON AVE PROPERTIES | 1046 MCLEAN AVENUE YONKERS, NY 10704 (40.901480913451834, -73.8626385728918) | CA251787X | 7/6/05 | ROCKMILLS MP 80 | 1 | 2.6 | 1987 | 2022 |  | 21 to 26 years old | ICI DEG 42P | #6 | 35000 | 24500 | 5250 | 3675 | Yes | 2018 | Office Buildings | 16 | 53815 | 1 | 6 | 44 | 51 | 1938
2033520029 | 3348 HULL AVENUE Bronx, NY 10467 (40.87726893762373, -73.87405881017149) | Con Edison | PHONIX N.Z. LLC | CAP 3346-3348 REALTY | 672 HARTSDALE NY 10530 (41.022122898752855, -73.80866415932343) | CA077887M | 7/6/05 | ROCKMILLS MP 80 | 1 | 3.43 | 1987 | 2022 |  | 21 to 26 years old | ICI DEG 42 P | #6 | 35000 | 24500 | 5250 | 3675 |  |  | Elevator Apartments | 11 | 49000 | 1 | 5 | 50 | 50 | 1927
2024550014 | 974 SHERIDAN AVENUE Bronx, NY 10456 (40.828963349378625, -73.91962869655707) | Con Edison | RALAZZOLO MGMT CORP. | NYC CAPITAL VALUE FUN | 371 HARTSDALE NY 10530 (41.022122898752855, -73.80866415932343) | CA217788Z | 7/4/05 | ROCKMILLS MP 90 | 1 | 3.72 | 1988 | 2023 |  | 21 to 26 years old | ICI MMG 42 P | #4 | 35000 | 24500 | 5075 | 3552 |  |  | Walk-Up Apartments | 16 | 47538 | 1 | 6 | 48 | 48 | 1927
2037760040 | 1584 172 STREET Bronx, NY 10472 (40.83152580978778, -73.87677956820615) | Con Edison | SHAYDA, LLC | SHAYDA LLC | 125 MINEOLA AVE ROSLYN HEIGHTS, NY 11577-2043 (40.788096664859495, -73.65073948220902) | CA140184P | 7/6/05 | ROCKMILLS MP80 | 1 | 3.4 | 1984 | 2019 |  | 26 to 30 years old | ICI DEG 42P | #6 | 35000 | 24500 | 5250 | 3675 |  |  | Walk-Up Apartments | 18 | 37100 | 1 | 5 | 51 | 51 | 1927
2032880025 | 320 197 STREET Bronx, NY 10458 (40.86682736002217, -73.88910438882576) | Con Edison | SNJC MGMT CORP. | 320 E 197 LLC | 242 COOK AVENUE YONKERS, NY 10701 (40.94005855408115, -73.86331056216922) | CA356384M | 7/6/05 | ROCKMILLS MP 70 | 1 | 2.8 | 1984 | 2019 |  | 26 to 30 years old | ICI DEG 42YP | #6 | 35000 | 24500 | 5250 | 3675 |  |  | Warehouses | 15 | 45559 | 1 | 6 | 43 | 43 | 1937
2032480100 | 2727 DR M L KING JR BOULEVARD Bronx, NY 10468 (40.869693003729196, -73.89892699248668) | Con Edison | STANLEY WASSERMAN REALTY. | 2727 UNIVERSITY AVENU | 25 45TH STREET NEW YORK, NY 10026 (40.65178506133922, -74.01376619540055) | CA182084N | 7/6/05 | ROCKMILLS MP100 | 1 | 4.2 | 1984 | 2019 |  | 26 to 30 years old | ICI DEG 42 | #6 | 35000 | 24500 | 5250 | 3675 | Yes | 2018 | Condominiums | 14 | 68445 | 1 | 6 | 55 | 55 | 1937
2038010046 | 2065 HAVILAND AVENUE Bronx, NY 10472 (40.829965665247634, -73.85486833823757) | Con Edison | STAR REALTY CO | STAR REALTY CO LLC | 3000 BRONX PARK BRONX, NY 10467 (40.86971543619559, -73.87048308781573) | CA390487Y | 7/7/05 | ROCKMILLS MP 80 | 1 | 3.43 | 1987 | 2022 |  | 21 to 26 years old | ICI MEG 34 P | #4 | 35000 | 24500 | 5075 | 3552 |  |  | Walk-Up Apartments | 18 | 49720 | 1 | 4 | 47 | 47 | 1929
2033210067 | 3043 VILLA AVENUE Bronx, NY 10468 (40.87419553754098, -73.88799376484278) | Con Edison | TRIANGLE REALTY | TRIANGLE REALTY - VIL | 30 GLENN STREET WHITE PLAINS, NY 10603 (41.05048286012806, -73.77165332904838) | CA397687K | 7/6/05 | ROCKMILLS MP 90 | 1 | 3.57 | 1987 | 2022 |  | 21 to 26 years old | ICI MEG 42 | #6 | 35000 | 24500 | 5250 | 3675 |  |  | Walk-Up Apartments | 11 | 46585 | 1 | 5 | 41 | 48 | 1925
2033170001 | 2675 MORRIS AVENUE Bronx, NY 10468 (40.86736756617417, -73.89610288562176) | Con Edison | CIO-SAM MANAGEMENT CORP. | HPG LLC | 2675 MORRIS AVE BRONX, NY 10468 (40.86736756617417, -73.89610288562176) | CA042386Y | 7/5/05 | ROCKMILLS MP-100 | 1 | 4.2 | 1986 | 2021 |  | 21 to 26 years old | I.C.I. DEG 42P | #6 | 34748 | 24324 | 5212 | 3649 | Yes | 2017 | Elevator Apartments | 15 | 52500 | 1 | 5 | 50 | 55 | 1920
2032790035 | 400 199 STREET Bronx, NY 10458 (40.867379097891146, -73.88495257864837) | Con Edison | 400 WEBSTER ASSOC.LLC | BEACH REALTY ASSOCIAT | 1601 BRONXDALE AVENUE BRONX, NY 10462 (40.84351657306597, -73.85691921749257) | CA095398K | 7/5/05 | (NEW)FEDERAL FST-90 | 1 | 3.79 | 1998 | 2033 | DUAL FUEL | 11 to 15 years old | (EXIST)INDUSTRIAL COMB. DEG-42 (P) | #6 | 34675 | 24272 | 5201 | 3641 |  |  | Elevator Apartments | 15 | 31200 | 1 | 6 | 30 | 35 | 1928
2027500020 | 1076 FAILE STREET Bronx, NY 10459 (40.82529135468168, -73.88964185224516) | Con Edison | NHP/PRC MANAGEMENT | ALDUS III ASSOCIATES | 955 163 STREET BRONX, NY 10459 (40.82102127608155, -73.89565834555971) | CA053781H | 7/7/05 | BURNHAM SPENCER 4F-360-45 | 1 | 2.9 | 1981 | 2016 |  | 26 to 30 years old | HEVE-AMG 4 34 | #4 | 34493 | 24145 | 5001 | 3501 |  |  | Walk-Up Apartments | 17 | 30107 | 1 | 5 | 30 | 30 | 1918
2033040156 | 220 197 STREET Bronx, NY 10458 (40.86897167116737, -73.89087994936457) | Con Edison | 220 E. 197 ST. LLC | 220 EAST 197 REALTY L | 1601 BRONXDALE AVE BRONX, NY 10462 (40.84351657306597, -73.85691921749257) | CA119986K | 7/6/05 | ROCKMILLS MP-100 | 1 | 4.2 | 1986 | 2021 |  | 21 to 26 years old | ICI DEG-42 (P) | #6 | 34492 | 24145 | 5174 | 3622 | Yes | 2014 | Elevator Apartments | 15 | 60600 | 1 | 5 | 65 | 65 | 1925
2032190228 | 145 188 STREET Bronx, NY 10468 (40.86184363580843, -73.89874517849266) | Con Edison | 188 REALTY WEISS REALTY | 188 REALTY ASSOCIATES | 198 BRONX NY 10461 (40.846960590359004, -73.840632836736) | CA224372K | 7/6/05 | ROCKMILLS MP 90 | 1 | 3.2 | 1972 | 2010 |  | 36 - 40 year old | HEV-E-OIL AM6E | #6 | 34480 | 24136 | 5172 | 3620 |  |  | Elevator Apartments | 14 | 49248 | 1 | 6 | 49 | 49 | 1935
2031730054 | 2385 CRESTON AVENUE Bronx, NY 10468 (40.85995947613718, -73.89966924025774) | Con Edison | 2385 LLC | 2385 LLC | 110519 BROOKLYN NY 11211-0519 (40.711589765255496, -73.95817675075642) | CA114096X | 7/6/05 | FEDERAL FST-125 | 1 | 4.82 | 1996 | 2031 | DUAL FUEL | 11 to 15 years old | I.C. DEG-54 (P) | #6 | 34400 | 24080 | 5160 | 3612 | Yes | 2013 | Walk-Up Apartments | 14 | 60636 | 1 | 6 | 73 | 73 | 1925
2033190029 | 1 198 STREET Bronx, NY 10468 (40.87140203588607, -73.89299671251823) | Con Edison | BESIM RLTY | MYRVETE MULOSMANAJ | 2830 MORRIS AVENUE BRONX, NY 10468 (40.87089636703738, -73.89366881699142) | CA557385P | 7/5/05 | FEDERAL FST -125 | 1 | 5.32 | 1985 | 2020 |  | 21 to 26 years old | ICI MMG 54P | #4 | 34000 | 23800 | 4930 | 3451 | Yes | 2019 | Elevator Apartments | 15 | 58962 | 1 | 6 | 71 | 74 | 1941
2028090001 | 1900 GRAND Bronx, NY 10457 (40.84579837129786, -73.89832418681175) | Con Edison | LANGSAN PROPERTIES | 1900 G.C. LLC | 1601 BRONXDALE AVENUE BRONX, NY 10462 (40.84351657306597, -73.85691921749257) | CA071379Z | 7/5/05 | ROCKMILLS MP 80 | 1 | 3.43 | 1979 | 2014 |  | 31 to 35 years old | ICI MMG 34 S | #4 | 34000 | 23800 | 4930 | 3451 |  |  | Walk-Up Apartments | 14 | 41269 | 1 | 6 | 40 | 42 | 1925
2038660001 | 1589 172 STREET Bronx, NY 10472 (40.831604320998004, -73.8765960055395) | Con Edison | NEXSTP REALTY CORP. | BXP 1 LLC | 15 39TH STREET NEW YORK, NY 10018 (40.75214177012805, -73.98355158559207) | CA042495N | 7/5/05 | FEDERAL FST-125 | 1 | 4.34 | 1995 | 2030 | DUAL FUEL | 11 to 15 years old | INDUSTRIAL COMB. MMG-54 (P) | #4 | 34000 | 23800 | 4930 | 3451 |  |  | Elevator Apartments | 18 | 37740 | 1 | 5 | 59 | 59 | 1927
2032250052 | 135 183 STREET Bronx, NY 10453 (40.85775936334993, -73.90085517700491) | Con Edison | RALPH LANGSAM ASSOC INC. | 135 REALTY ASSOCIATES | 1601 BRONXDALE AVENUE BRONX, NY 10462 (40.84351657306597, -73.85691921749257) | CA136079L | 7/6/05 | ROCKMILLS MP90 | 1 | 3.4 | 1979 | 2014 |  | 31 to 35 years old | ICI MMG 42P | #4 | 34000 | 23800 | 4930 | 3451 |  |  | Walk-Up Apartments | 14 | 47054 | 1 | 6 | 52 | 52 | 1924
2030710047 | 2238 ADAMS PLACE Bronx, NY 10457 (40.85230314562583, -73.88920543305566) | Con Edison | 2238 ADAMS CORP. | 2238 ADAMS CORP. | 186 CENTUCK STATION YONKERS, NY 10710 (40.96800743479531, -73.84691481076987) | CB095206X | #N/A | ROCKMILLS-MP-125 (NEW) | 1 | 4.1 | 2006 | 2041 | DUAL FUEL | Fewer than 5 years old | HEV-E-OIL-6-CM (EXSTG) | #4 | 33945 | 23762 | 4922 | 3445 |  |  | Elevator Apartments | 15 | 45000 | 1 | 6 | 54 | 59 | 1926
2033280108 | 3555 BAINBRIDGE AVENUE Bronx, NY 10467 (40.88220149253238, -73.87814692675988) | Con Edison | 3555 BAINBRIDGE ASSOC. | 3555 BAINBRIDGE LLC | 159 00 RIVERSIDE DRIVE MANHATTAN, NY 10032 (40.83693034905639, -73.94917852197119) | CA134395Y | 7/6/05 | PACIFIC 52 L1 | 1 | 4.06 | 1995 | 2030 | DUAL FUEL | 11 to 15 years old | INDUSTRIAL COMB. MMG-42 (P) | #4 | 33872 | 23710 | 4911 | 3438 | Yes | 2018 | Elevator Apartments | 11 | 66300 | 1 | 7 | 60 | 62 | 1959
2033420051 | 315 206 STREET Bronx, NY 10467 (40.87498206332891, -73.87887040168368) | Con Edison | 206 REALTY MANAGEMENT CORP. | 206 REALTY MTGE CORP | 2124 ELLIS AVENUE BRONX, NY 10462 (40.832316049996166, -73.85346304900459) | CA212285Y | 7/4/05 | FEDERAL FST-70 | 1 | 3.2 | 1985 | 2020 |  | 21 to 26 years old | ICI MMG-30 | #4 | 33796 | 23657 | 4900 | 3430 |  |  | Educational Structures | 11 | 41360 | 1 | 5 | 49 | 49 | 1922
2026540001 | 685 TINTON AVENUE Bronx, NY 10455 (40.816294695248985, -73.90517882030393) | Con Edison | ST. ANSELMS SCHOOL | R C CH OF ST ANSELM | 685 TINTON AVENUE BRONX, NY 10455 (40.816294695248985, -73.90517882030393) | CA187494Z | 7/4/05 | FEDERAL FST-125 | 1 | 5.25 | 1994 | 2029 |  | 16 to 20 years old | INDUSTRIAL COMB. MMG-54 (P) | #4 | 33750 | 23625 | 4894 | 3426 |  |  | Elevator Apartments | 17 | 35000 | 2 | 4 | 0 | 1 | 1966
2029900027 | 1715 VYSE AVENUE Bronx, NY 10460 (40.836032015421935, -73.88644640636566) | Con Edison | PRC MANAGEMENT | MBD II ASSOCIATES | 955 163 STREET BRONX, NY 10459 (40.82102127608155, -73.89565834555971) | CA061883Z | 7/5/05 | BURNHAM SPENCER 4F-450-50 | 1 | 3.72 | 1983 | 2018 | DUAL FUEL | 26 to 30 years old | INDUSTRIAL COMBUSTION MMG 42P | #4 | 33745 | 23622 | 4893 | 3425 |  |  | Elevator Apartments | 15 | 43250 | 1 | 5 | 44 | 44 | 1923
2031580022 | 2274 GRAND Bronx, NY 10457 (40.84579837129786, -73.89832418681175) | Con Edison | FRIEDMAN MGMT CORP. | CONCOURSE ENTERPRS IN | 114 PENN PLAZA MANHATTAN, NY 10122 (40.75122300024134, -73.9912030003182) | CA369286L | 7/6/05 | FEDERAL FST-70 SP | 1 | 3.1 | 1986 | 2021 |  | 21 to 26 years old | IND. COMB. MMG-30 | #4 | 33726 | 23608 | 4890 | 3423 |  |  | Elevator Apartments | 15 | 29817 | 1 | 6 | 40 | 44 | 1919
2033080030 | 225 202 STREET Bronx, NY 10458 (40.87309470203721, -73.88591391915995) | Con Edison | HARLINGTON REALTY CO., LLC. | 202 STREET LLC | 156A 83rd STREET MANHATTAN, NY 10028 (40.776344978837756, -73.95296667956859) | CA528985X | 7/5/05 | FEDERAL FST-70 | 1 | 3.1 | 1985 | 2020 |  | 21 to 26 years old | INDUSTRIAL COMBUS MM-30 | #4 | 33726 | 23608 | 4890 | 3423 |  |  | Factory & Industrial Buildings | 11 | 36200 | 1 | 5 | 43 | 43 | 1927
2028020017 | 226 MOUNT HOPE PLACE Bronx, NY 10457 (40.84823647820358, -73.9053713416301) | Con Edison | 2062 HOLDING CORP. | 2062 HOLDING CORP | 2562 BRIGGS AVENUE BRONX, NY 10458 (40.863915448232135, -73.89343797788628) | CB150608H | 7/7/05 | BEST 4B - 110 (NEW) | 1 | 3.6 | 2008 | 2043 | DUAL FUEL | Fewer than 5 years old | ICI MEG - 42P (NEW) | #6 | 33617 | 23532 | 5043 | 3530 |  |  | Condominiums | 14 | 30000 | 1 | 5 | 32 | 32 | 1923
2032130058 | 2500 UNIVERSITY AVENUE Bronx, NY 10468 (40.865273716626746, -73.9033164865928) | Con Edison | BANCO REALTY LLC | NY-BRONX I, LLC | 337 FLUSHING NY 11358 (40.760350968822195, -73.79632645819947) | CB071805R | #N/A | ROCKMILLS MP4-133 (NEW) | 1 | 4.4 | 2005 | 2040 | DUAL FUEL | 5 to 10 years old | ICI DEG-42P | #6 | 33617 | 23532 | 5043 | 3530 | Yes | 2013 | Walk-Up Apartments | 14 | 52805 | 1 | 5 | 58 | 58 | 1922
2023310043 | 349 149 STREET Bronx, NY 10451 (40.81667954995552, -73.91966489573737) | Con Edison | COUGAR II ASSOC % NEWMARK KNIGHT | COUGAR II ASSOCIATES | 520 EIGHTH AVENUE NEW YORK, NY 10018 (40.75376054978079, -73.99232896859803) | CB094506L | 7/5/05 | ROCKMILLS-MP-80 (NEW) | 2 | 2.6 | 2006 | 2041 | DUAL FUEL | Fewer than 5 years old | ICI-MEG-34P (NEW) | #6 | 33600 | 23520 | 5040 | 3528 | Yes | 2021 | Elevator Apartments | 17 | 72000 | 1 | 10 | 0 | 43 | 1927
2030890001 | 685 183 STREET Bronx, NY 10458 (40.852212958769336, -73.88618098414776) | Con Edison | 685 EAST 183RD ST. LLC. | WEST 145TH STREET ASS | 3601A FIELDSTON ROAD BRONX, NY 10463 (40.88596252333503, -73.90701982281978) | CA101173H | 7/6/05 | ROCKMILLS MP-80 | 1 | 3.2 | 1973 | 2010 |  | 36 - 40 year old | IND. COMB AM5CM | #4 | 33580 | 23506 | 4869 | 3408 |  |  | Walk-Up Apartments | 15 | 37392 | 1 | 6 | 45 | 45 | 1913
2032140013 | 2532 DR M L KING JR BOULEVARD Bronx, NY 10468 (40.869693003729196, -73.89892699248668) | Con Edison | LANGSAM PROPERTY SERVICES | BIG ROCK PARK, LLC |  | CA378772L | 7/5/05 | ROCKMILLS MP-100 | 1 | 3.2 | 1972 | 2010 |  | 36 - 40 year old | HEV-E-OIL #AM6E ( I.C.I. ) | #6 | 33580 | 23506 | 5037 | 3526 |  |  | Elevator Apartments | 14 | 42730 | 1 | 5 | 56 | 57 | 1922
2032140022 | 2542 DR M L KING JR BOULEVARD Bronx, NY 10468 (40.869693003729196, -73.89892699248668) | Con Edison | LANGSAM PROPERTY SVC. | BIG ROCK PARK, LLC |  | CA378572R | 7/6/05 | ROCKMILLS MP 100 | 1 | 3.2 | 1972 | 2010 |  | 36 - 40 year old | I.C.I AM 6E | #6 | 33580 | 23506 | 5037 | 3526 |  |  | Elevator Apartments | 14 | 42730 | 1 | 5 | 56 | 56 | 1922
2032530063 | 2719 SEDGWICK AVENUE Bronx, NY 10468 (40.87015903945141, -73.90304549995044) | Con Edison | SEDGWICK AVENUE ASSOCIATES | SEDGWICK AVE ASSOCIAT | 222118 BRONX NY 10452 (40.83772426336412, -73.9233322114124) | CA009584K | 7/6/05 | ROCKMILLS BOILER MP-70 | 1 | 3.1 | 1984 | 2019 |  | 26 to 30 years old | INDUST COMBUS ME-34-P | #6 | 33580 | 23506 | 5037 | 3526 | Yes | 2013 | Elevator Apartments | 14 | 137495 | 4 | 5 | 124 | 124 | 1922
2033300073 | 414 204 STREET Bronx, NY 10467 (40.870984160572505, -73.87674851327267) | Con Edison | GOJCEVIC, DAVID | 414 EAST 204 LLC | 3156 PERRY AVENUE BRONX, NY 10467 (40.87374110514228, -73.87787337661237) | CA359768P | 7/4/05 | ROCKMILLS MP100 | 1 | 4.2 | 1968 | 2010 |  | 41 - 45 years old | O & S 3HC-5 | #4 | 33547 | 23483 | 4864 | 3405 | Yes | 2020 | Walk-Up Apartments | 11 | 53000 | 1 | 6 | 54 | 54 | 1928
2059200670 | 3801 HUDSON MANOR TERRACE Bronx, NY 10463 (40.888545076653735, -73.91567337807614) | Con Edison | CORNELL APTS LLC. | CORNELL APTS LLC | 122 42 STREET MANHATTAN, NY 10168 (40.75162499989386, -73.97596700007693) | CA369794H | 7/5/05 | FEDERAL FLW 2429 | 1 | 8.55 | 1994 | 2029 |  | 16 to 20 years old | INDUSTRIAL COMB. DEG-84 (S) | #6 | 33544 | 23481 | 5032 | 3522 | Yes | 2020 | Elevator Apartments | 11 | 152400 | 1 | 6 | 135 | 135 | 1960
2038190050 | 2267 HAVILAND AVENUE Bronx, NY 10462 (40.8308001151334, -73.84859418594499) | Con Edison | A.J.CLARKE MANAGEMENT | HAVILAND ASSOCIATES L | 2123 WILLIAMSBRIDGE RD BRONX, NY 10461 (40.85578463648523, -73.8555897748353) | CA005784R | 7/6/05 | ROCKMILLS MP 70 | 1 | 2.8 | 1984 | 2019 |  | 26 to 30 years old | I.C.I. MMG 34 P | #4 | 33455 | 23419 | 4851 | 3396 |  |  | Elevator Apartments | 18 | 33600 | 1 | 4 | 38 | 39 | 1920
2049960041 | 4254 CARPENTER AVENUE Bronx, NY 10466 (40.895894906473, -73.85935162101411) | Con Edison | 4064 REALTY | 4254 CARPENTER LLC | 25 WEST45TH STREET NEW YORK, NY 10025 (40.79685012763133, -73.96372581059762) | CA166280K | 7/6/05 | FEDERAL FST-80 | 1 | 2.8 | 1980 | 2015 |  | 26 to 30 years old | ICI DEG-42-YP | #4 | 33342 | 23339 | 4835 | 3384 |  |  | Walk-Up Apartments | 11 | 42294 | 1 | 6 | 49 | 49 | 1928
2038090013 | 2114 HAVILAND AVENUE Bronx, NY 10472 (40.83010099909389, -73.85346309228963) | Con Edison | F M WEISS | 1935 HAVILAND LLC | 198 WESTCHESTER STA BRONX, NY 10461 (40.84054431315492, -73.84125020140367) | CA173783H | 7/5/05 | ROCKMILLS MP4-61 | 1 | 2.6 | 1983 | 2018 |  | 26 to 30 years old | I.C.I. # MMG 34P | #4 | 33288 | 23302 | 4827 | 3379 |  |  | Condominiums | 18 | 28480 | 1 | 4 | 32 | 32 | 1920
2028770516 | 226 TREMONT AVENUE Bronx, NY 10453 (40.85214083707918, -73.91749705555898) | Con Edison | 1700 DEVELOPMENT CO | NORTH RIM LLC |  | CA053682M | 7/7/05 | ROCKMILLS MP80 | 1 | 3.4 | 1982 | 2017 |  | 26 to 30 years old | ICI DEG 42P | #6 | 33000 | 23100 | 4950 | 3465 | Yes | 2017 | Elevator Apartments | 16 | 54000 | 1 | 6 | 49 | 49 | 1932
2048220013 | 4064 BRONX BOULEVARD Bronx, NY 10466 (40.89134425437644, -73.86286883695992) | Con Edison | 4064 REALTY COMPANY | 4064 BRONX BLVD LLC | 8 WOODLAWN STATION BRONX, NY 10470 (40.90012797192844, -73.8712277502604) | CA083075H | 7/5/05 | ROCKMILLS MP100 | 1 | 4.2 | 1975 | 2010 |  | 31 to 35 years old | IRON FIREMAN AO6-4.5 | #4 | 33000 | 23100 | 4785 | 3350 | Yes | 2022 | Loft Buildings | 12 | 53600 | 1 | 6 | 55 | 56 | 1927
2057660775 | 3605 KINGSBRIDGE AVENUE Bronx, NY 10463 (40.88393566095341, -73.90251154363709) | Con Edison | OMONIA REALTY CORP. | OMONIA REALTY CORP | 3605 KINGSBRIDGE AVENUE BRONX, NY 10463 (40.88393566095341, -73.90251154363709) | CA391487Z | 7/7/05 | BEST 4B100 | 1 | 4.2 | 1987 | 2022 |  | 21 to 26 years old | ICI DEG 42 P | #6 | 33000 | 23100 | 4950 | 3465 | Yes | 2016 | Elevator Apartments | 11 | 65250 | 1 | 6 | 66 | 69 | 1929
2028800061 | 1501 UNDERCLIFF AVENUE Bronx, NY 10453 (40.84553315398262, -73.92427250793882) | Con Edison | RESIDENTIAL MANAGEMENT | 1501 UNDERCLIFF ASSOC | 1651 CONEY ISLAND AVE BROOKLYN, NY 11230 (40.617134059024586, -73.96362996399334) | CA370585J | 7/5/05 | ROCKMILLS MP4186 | 1 | 7.89 | 1985 | 2020 |  | 21 to 26 years old | ICI DEG 84P | #6 | 33000 | 23100 | 4950 | 3465 | Yes | 2020 | Walk-Up Apartments | 16 | 129677 | 1 | 6 | 98 | 98 | 1929
2057790815 | 3810 GREYSTONE AVENUE Bronx, NY 10463 (40.88827806749091, -73.90494041483724) | Con Edison | ROBERT E. HILL INC. | 3810 GREYSTONE TENANT | 279 231 st STREET BRONX, NY 10463 (40.880419334248025, -73.9076260517666) | CA251487Y | 7/6/05 | ROCKMILLS MP 70 | 1 | 2.84 | 1987 | 2022 |  | 21 to 26 years old | ICI DEG 42 YP | #6 | 33000 | 23100 | 4950 | 3465 |  |  | Elevator Apartments | 11 | 41068 | 1 | 6 | 44 | 44 | 1939
2037130043 | 1051 ELDER AVENUE Bronx, NY 10472 (40.82494967116698, -73.87838043892246) | Con Edison | SOLOFF MANAGEMENT. | REDEL HOLDING CORP | 2562 BRIGGS AVENUE BRONX, NY 10458 (40.863915448232135, -73.89343797788628) | CA352583R | 7/6/05 | ROCKMILLS MP80 | 1 | 3.4 | 1983 | 2018 |  | 26 to 30 years old | ICI DEG 42P | #6 | 33000 | 23100 | 4950 | 3465 |  |  | Walk-Up Apartments | 18 | 41200 | 1 | 6 | 49 | 49 | 1930
2033320017 | 3060 HULL AVENUE Bronx, NY 10467 (40.87187281454631, -73.87907706358762) | Con Edison | HUNTER REALTY COMPANY | 3060 REALTY LLC | 1624 WEBSTER AVENUE BRONX, NY 10457 (40.84184033491622, -73.90412994919767) | CA000493Y | 7/6/05 | ROCKMILLS MP-70 | 1 | 3.14 | 1993 | 2028 |  | 16 to 20 years old | ICI DE 42 YP | #6 | 32996 | 23097 | 4949 | 3465 |  |  | Elevator Apartments | 11 | 46655 | 1 | 5 | 41 | 41 | 1926
2032920045 | 2979 MARION AVENUE Bronx, NY 10458 (40.86969837170548, -73.88318037305763) | Con Edison | ALFA-NORTH REALTY CORP | 2979 MARION LLC | 5925 BROADWAY BRONX, NY 10463 (40.888406443876256, -73.899128719106) | CA056787M | 7/6/05 | FEDERAL FST 80 | 1 | 3.4 | 1987 | 2022 |  | 21 to 26 years old | HEVE MEG 34 P ( I.C.I. ) | #6 | 32850 | 22995 | 4928 | 3449 |  |  | Elevator Apartments | 11 | 43046 | 1 | 6 | 36 | 36 | 1938
2024710024 | 1035 GRAND Bronx, NY 10452 (40.83772426336412, -73.9233322114124) | Con Edison | 1035 REALTY CORP%MILEVOI | M 1035 C G LLC | 20 74 STEINWAY STREET QUEENS, NY 11105 (40.780092072491186, -73.90960650023976) | CA056287X | 7/7/05 | FEDERAL FST 90 | 1 | 3.4 | 1987 | 2022 |  | 21 to 26 years old | I.C.I. MEG-42P | #6 | 32850 | 22995 | 4928 | 3449 |  |  | Office Buildings | 17 | 46623 | 1 | 6 | 50 | 52 | 1939
2033330009 | 3050 PERRY AVENUE Bronx, NY 10467 (40.87233145069646, -73.87996880456888) | Con Edison | 1071 HOME CORP. | TEN SEVENTY ONE HOMEC | 590 BRONX NY 10463 (40.88187196282087, -73.91120748054078) | CA302087M | 7/6/05 | ROCKMILLS MP 70 | 1 | 2.9 | 1987 | 2022 |  | 21 to 26 years old | HEVE MMG 30 | #4 | 32850 | 22995 | 4763 | 3334 |  |  | Condominiums | 11 | 36810 | 1 | 6 | 36 | 36 | 1927
2028310044 | 1384 GRAND Bronx, NY 10456 (40.83772199138599, -73.9125120780107) | Con Edison | 1362 -84 REALTY CORP. | 1362-84 REALTY CORP. | 1362 GRAND BRONX, NY 10456 (40.8372510364128, -73.91278837159497) | CA204787Y | 7/6/05 | FEDERAL FST 80 | 1 | 3.1 | 1987 | 2022 |  | 21 to 26 years old | HEVE MM 34 P | #4 | 32850 | 22995 | 4763 | 3334 |  |  | Walk-Up Apartments | 16 | 35480 | 1 | 5 | 44 | 47 | 1924
2039230009 | 1565 WHITE PLAINS ROAD Bronx, NY 10462 (40.8397468445477, -73.8639148344914) | Con Edison | 1500 REALTY ASSOCIATES | 1500 REALTY ASSOCIATE | 1601 BRONXDALE AVENUE BRONX, NY 10462 (40.84351657306597, -73.85691921749257) | CA201497M | 7/5/05 | FEDERAL FST-80 | 1 | 3.43 | 1997 | 2032 | DUAL FUEL | 11 to 15 years old | INDUSTRIAL COMB. MMG-34 P | #4 | 32850 | 22995 | 4763 | 3334 |  |  | Walk-Up Apartments | 18 | 31282 | 1 | 6 | 49 | 49 | 1927
2028060001 | 105 177 STREET Bronx, NY 10453 (40.84968139327063, -73.90791375045586) | Con Edison | 177 REALTY CO. L.L.C. | ABSYL REALTY LLC | 825 233 ST BRONX, NY 10466 (40.89221310483329, -73.85355883486339) | CA157996L | 7/7/05 | FEDERAL FST-100 | 1 | 4.07 | 1996 | 2031 | DUAL FUEL | 11 to 15 years old | HEVE DEG-42 (P) | #6 | 32850 | 22995 | 4928 | 3449 |  |  | Elevator Apartments | 14 | 45060 | 1 | 6 | 46 | 46 | 1927
2030260059 | 373 188 STREET Bronx, NY 10458 (40.8601342081018, -73.89365699361333) | Con Edison | 188 PLAZA ASSOC/MANHATTAN MGMT | COB HOLDING LLC | 373 188 STREET BRONX, NY 10458 (40.8601342081018, -73.89365699361333) | CA019495H | 7/5/05 | ROCKMILLS MP-90 | 1 | 3.79 | 1995 | 2030 | DUAL FUEL | 11 to 15 years old | HEVE DEG-42 (P) | #6 | 32850 | 22995 | 4928 | 3449 |  |  | Elevator Apartments | 15 | 44129 | 1 | 6 | 48 | 55 | 1923
2031690059 | 2055 CRESTON AVENUE Bronx, NY 10453 (40.8530519695776, -73.904583562067) | Con Edison | 2055 CRESTON AVENUE | 2055 CRESTON AVENUE | 240 CABRINI BLVD NEW YORK, NY 10033 (40.85528501366849, -73.93816280277332) | CA224582Z | 7/6/05 | FEDERAL FST-100 | 1 | 4.2 | 1982 | 2017 |  | 26 to 30 years old | IND. COMB. MEG 42 (P) | #6 | 32850 | 22995 | 4928 | 3449 | Yes | 2019 | Walk-Up Apartments | 14 | 50049 | 1 | 5 | 55 | 61 | 1922
2031570020 | 2186 GRAND Bronx, NY 10457 (40.84579837129786, -73.89832418681175) | Con Edison | 2186 REALTY NY, LLC | 2186 REALTY NY LLC | 1920 NEW YORK, NY 10119 (40.75075100005864, -73.99213700022233) | CA317286R | 7/5/05 | FEDERAL FST 90 | 1 | 3.4 | 1986 | 2021 |  | 21 to 26 years old | HEVE MEG 42 P ( I.C.I. ) | #6 | 32850 | 22995 | 4928 | 3449 |  |  | Elevator Apartments | 15 | 46495 | 1 | 6 | 54 | 54 | 1940
2031460029 | 2350 VALENTINE AVENUE Bronx, NY 10458 (40.85818471555407, -73.89758031703107) | Con Edison | 2350 VALENTINE REALTY CORP. | 2350 VALENTINE RLTYCO | 1679 WHITE PLAINS NY 10602 (41.02768599970915, -73.77355800000169) | CA204682H | 7/5/05 | FEDERAL FST-100 | 1 | 4.2 | 1982 | 2017 |  | 26 to 30 years old | IRON FIREMAN AGO-6-4.2 RK | #6 | 32850 | 22995 | 4928 | 3449 |  |  | Walk-Up Apartments | 15 | 49260 | 1 | 6 | 49 | 49 | 1936
2033150076 | 2815 GRAND Bronx, NY 10468 (40.86785065240455, -73.89951166617763) | Con Edison | 2815 GRAND REALTY CORP. | HEIGHTS REALTY CO LLC | 191024 BROOKLYN NY 11219 (40.63277295540763, -73.99667681118586) | CA095486K | 7/5/05 | FEDERAL FST 90 | 1 | 3.6 | 1986 | 2021 |  | 21 to 26 years old | HEVE DEG 42 P | #4 | 32850 | 22995 | 4763 | 3334 |  |  | Elevator Apartments | 15 | 49310 | 1 | 5 | 47 | 47 | 1921
2032800013 | 2962 DECATUR AVENUE Bronx, NY 10458 (40.86829433307047, -73.88372781809554) | Con Edison | 2962 Decatur Ave Owners Corp%Maxx Properties | 2962 DECATUR AVE OWNE | 600 MAMARONECK AVENUE MAMARONECK, NY 10528 (40.97181109572365, -73.74294097398212) | CA062086K | 7/5/05 | FEDERAL FLW 1033 | 1 | 3.6 | 1986 | 2021 |  | 21 to 26 years old | HEVEOIL MEG-42 (S) | #6 | 32850 | 22995 | 4928 | 3449 |  |  | Condominiums | 11 | 43195 | 1 | 6 | 74 | 74 | 1940
2057380353 | 3017 RIVERDALE AVENUE Bronx, NY 10463 (40.88134103443018, -73.90959303532442) | Con Edison | 3015-3017 RIVERDALE OWNER | 3015-3017 OWNERS CORP | 2736 INDEPENDENCE AVE RIVERDALE, NY 10463 (40.882258954549314, -73.91765023386792) | CA148897L | 7/5/05 | FEDERAL FST-80 | 1 | 3.36 | 1997 | 2032 | DUAL FUEL | 11 to 15 years old | ST.JOHNSON FD69 CAHM (SIZE 75) | #6 | 32850 | 22995 | 4928 | 3449 | Yes | 2018 | Walk-Up Apartments | 11 | 125148 | 2 | 6 | 121 | 121 | 1941 |  | YES
2028650110 | 40 FEATHERBED LANE Bronx, NY 10452 (40.845833320960885, -73.91586095685365) | Con Edison | 38 FED INC. | 38-40 FEATHERBED LLC | 5925 BROADWAY BRONX, NY 10463 (40.888406443876256, -73.899128719106) | CA195995R | 7/5/05 | ROCKMILLS MP-80 | 1 | 3.43 | 1995 | 2030 | DUAL FUEL | 11 to 15 years old | HEVE DEG-42 (P) | #4 | 32850 | 22995 | 4763 | 3334 | Yes | 2015 | Elevator Apartments | 16 | 71800 | 1 | 6 | 59 | 61 | 1927
2048190008 | 3929 CARPENTER AVENUE Bronx, NY 10466 (40.887537949358205, -73.86404303656413) | Con Edison | 3929 CARPENTER AVE LLC. | 3929 CARPENTER AVENUE | 129 ELMSFORD NY 10523 (41.059941580639475, -73.81782969978076) | CA105188Z | 7/4/05 | DERAL FST 80 | 1 | 3.4 | 1988 | 2023 |  | 21 to 26 years old | HEVE MMG 34 P | #4 | 32850 | 22995 | 4763 | 3334 |  |  | Walk-Up Apartments | 12 | 35040 | 1 | 6 | 36 | 36 | 1957
2033260100 | 55 MOSHOLU PARKWAY Bronx, NY 10467 (40.8791248415252, -73.88302841746736) | Con Edison | 55 E MOSHOLU PKWY NO ASSOC | 55 EAST MOSHOLU PARKW | 1601 BRONXDALE AVENUE BRONX, NY 10462 (40.84351657306597, -73.85691921749257) | CA228484N | 7/6/05 | FEDERAL FST-80 | 1 | 3.4 | 1984 | 2019 |  | 26 to 30 years old | I.C.I. MEG-34-P | #6 | 32850 | 22995 | 4928 | 3449 | Yes | 2016 | Walk-Up Apartments | 11 | 51540 | 1 | 5 | 44 | 45 | 1924
2027940019 | 217 MOUNT EDEN PARKWAY Bronx, NY 10457 (40.84307019943255, -73.90902034376107) | Con Edison | BARTON PAUL | MOUNT EDEN LLC | 5676 RIVERDALE AVENUE BRONX, NY 10471 (40.90603192863733, -73.90429477417916) | CA009293K | 7/6/05 | FEDERAL FST-100 | 1 | 4.2 | 1993 | 2028 |  | 16 to 20 years old | IND.COMBUSTION DEG-42-S | #6 | 32850 | 22995 | 4928 | 3449 |  |  | Elevator Apartments | 14 | 39000 | 1 | 6 | 50 | 50 | 1955
2048210051 | 4040 BRONX BOULEVARD Bronx, NY 10466 (40.89093367501061, -73.86309775839653) | Con Edison | BORRIOS & NEGROS, INC. | BERRIOS & NEGRON OF | 542 MAIN ST NEW ROCHELLE, NY 10801 (40.90794031848401, -73.78299377983785) | CA385490Z | 7/7/05 | ROCKMILLS MP 90 | 1 | 3.43 | 1990 | 2025 |  | 16 to 20 years old | ICI MMG 42P | #4 | 32850 | 22995 | 4763 | 3334 | Yes | 2021 | Office Buildings | 12 | 54177 | 1 | 6 | 58 | 58 | 1929
2043470001 | 2303 HOLLAND AVENUE Bronx, NY 10467 (40.85972100025851, -73.865621539837) | Con Edison | CHAPPAQUA REALTY & MANAGEMENT | SANSONE, THERESE ETAL | 4 EVARTS AVE ELMFORD, NY 10523 (41.05299212530926, -73.8150238658903) | CA188187N | 7/6/05 | FEDERAL FST 80 | 1 | 3.4 | 1987 | 2022 |  | 21 to 26 years old | HEVE MMG 34 P | #4 | 32850 | 22995 | 4763 | 3334 |  |  | Factory & Industrial Buildings | 13 | 36970 | 1 | 5 | 45 | 53 | 1928
2033450019 | 3156 PERRY AVENUE Bronx, NY 10467 (40.87374110514228, -73.87787337661237) | Con Edison | DAVID D GOJCAJ | 3156-58 PERRY LLC | 3156 PERRY AVENUE BRONX, NY 10467 (40.87374110514228, -73.87787337661237) | CA686986L | 7/6/05 | FEDERAL FST 90 | 1 | 3.4 | 1986 | 2021 |  | 21 to 26 years old | HEVE MMG 42 P | #4 | 32850 | 22995 | 4763 | 3334 | Yes | 2015 | Elevator Apartments | 11 | 55000 | 1 | 5 | 51 | 51 | 1925
2033500040 | 3195 DECATUR AVENUE Bronx, NY 10467 (40.873705886339835, -73.875719446799) | Con Edison | DAVID GOJCAJ | 3195 DECATUR LLC | 3156 PERRY AVENUE BRONX, NY 10467 (40.87374110514228, -73.87787337661237) | CA687286P | 7/6/05 | FEDERAL FST 80 | 1 | 3.1 | 1986 | 2021 |  | 21 to 26 years old | HEV-E-OIL MMG-34 P | #4 | 32850 | 22995 | 4763 | 3334 |  |  | Elevator Apartments | 11 | 44000 | 1 | 5 | 47 | 47 | 1927
2031930024 | 2065 DAVIDSON AVENUE Bronx, NY 10453 (40.85442375685098, -73.9080067893416) | Con Edison | DOUGERT MGMT | WEST SIDE BRONX HOUSI | 2811 ZULETTE AVENUE BRONX, NY 10461 (40.84206676900901, -73.83657671433792) | CA204193R | 7/7/05 | FEDERAL FST-90 | 1 | 3.57 | 1993 | 2028 |  | 16 to 20 years old | HEVE DEG-42 (P) | #6 | 32850 | 22995 | 4928 | 3449 |  |  | Walk-Up Apartments | 14 | 31945 | 1 | 5 | 43 | 43 | 1925
2028670118 | 1750 GRAND AVENUE Bronx, NY 10453 (40.84898282665944, -73.91365438891651) | Con Edison | ENF. 4/2/92 | 1750 GRAND LLC | 1750 GRAND AVENUE BRONX, NY 10453 (40.84898282665944, -73.91365438891651) | CA344488Z | 7/5/05 | FEDERAL FST 80 | 1 | 3.4 | 1988 | 2023 |  | 21 to 26 years old | HEVE MMG 34 P | #4 | 32850 | 22995 | 4763 | 3334 |  |  | Elevator Apartments | 16 | 46500 | 1 | 5 | 52 | 52 | 1924
2057380353 | 3015 RIVERDALE AVENUE Bronx, NY 10463 (40.88132962403102, -73.90960405226154) | Con Edison | EQUITY MGMT GROUP | 3015-3017 OWNERS CORP | 3015 RIVERSIDE AVE RIVERDALE, NY 10463 (40.88187196282087, -73.91120748054078) | CA149397J | 7/5/05 | FEDERAL FST-80 | 1 | 3.36 | 1997 | 2032 | DUAL FUEL | 11 to 15 years old | ST.JOHNSON FD69 CAHM (SIZE 75) | #6 | 32850 | 22995 | 4928 | 3449 | Yes | 2018 | Office Buildings | 11 | 125148 | 2 | 6 | 121 | 121 | 1941 |  | YES
2033120030 | 134 MOSHOLU PARKWAY Bronx, NY 10458 (40.87554093973353, -73.88348596745318) | Con Edison | ESKSBN CORP | ESKSBN CORP | 134 HOSHOLU PKWY BRONX, NY 10458 (40.86260132868841, -73.88479001504714) | CA056687P | 7/6/05 | FEDERAL FST 80 | 1 | 3.4 | 1987 | 2022 |  | 21 to 26 years old | HEVE MEG 34 P | #6 | 32850 | 22995 | 4928 | 3449 |  |  | Elevator Apartments | 11 | 44720 | 1 | 5 | 48 | 48 | 1928
2032990014 | 306 MOSHOLU PARKWAY Bronx, NY 10458 (40.8718086845482, -73.88241686938456) | Con Edison | FRAN GOLDIN | BEDFORD HOUSE APT COR | 306 MOSHOLU PARKWAY NEW YORK, NY 10036 (40.87262510973988, -73.88065116361649) | CA220284M | 7/6/05 | ROCKMILLS MP -100 | 1 | 4.1 | 1984 | 2019 |  | 26 to 30 years old | HEVE MEG 42-P | #6 | 32850 | 22995 | 4928 | 3449 | Yes | 2019 | Hospitals & Health | 11 | 65070 | 1 | 6 | 60 | 60 | 1939 |  | YES
2059070348 | 3725 BLACKSTONE AVENUE Bronx, NY 10463 (40.88893264531127, -73.91159285467639) | Con Edison | GERSON-TRACEY TOWERS, INC. | 3725 BLACKSTONE AVENU | 455 HAMILTON AVENUE WHITE PLAINS, NY 10601 (41.03522911830226, -73.76492152187363) | CA489287J | 7/7/05 | FEDERAL FLW 1033 | 1 | 4 | 1987 | 2022 |  | 21 to 26 years old | HEV-E-ME 34 S | #6 | 32850 | 22995 | 4928 | 3449 |  |  | Elevator Apartments | 11 | 41803 | 1 | 6 | 42 | 42 | 1968
2032120088 | 2385 GRAND AVENUE Bronx, NY 10468 (40.86182197058085, -73.90398675651318) | Con Edison | GRANDBORN REALTY. CORP. | ANA-GJO REALTY LLC | 825 233RD ST BRONX, NY 10466 (40.89221310483329, -73.85355883486339) | CA007587R | 7/7/05 | FEDERAL FST 90 | 1 | 3.4 | 1987 | 2022 |  | 21 to 26 years old | HEVE MMG 42 P | #4 | 32850 | 22995 | 4763 | 3334 | Yes | 2022 | Elevator Apartments | 14 | 50000 | 1 | 6 | 51 | 51 | 1961
2057640642 | 3475 GREYSTONE AVENUE Bronx, NY 10463 (40.88479951580435, -73.90695662584997) | Con Edison | GREYSTONE VIEWS INC. % GOODMAN MGT. | GREYSTONE VIEWS INC | 2736 INDEPENDENCE AVE BRONX, NY 10458 (40.882258954549314, -73.91765023386792) | CB145806J | 7/5/05 | ROCKMILLS MP - 90 (NEW) | 1 | 3 | 2006 | 2041 | DUAL FUEL | Fewer than 5 years old | HEVE (I. C.) MEG - 42P (NEW) | #6 | 32850 | 22995 | 4928 | 3449 | Yes | 2014 | Elevator Apartments | 11 | 61187 | 1 | 6 | 56 | 57 | 1957 |  | YES
2031110009 | 814 181 STREET Bronx, NY 10460 (40.84714880002209, -73.8845982545978) | Con Edison | INTERNEIGHBORHOOD HOUSING HDFC. | NYC HPD | 2359 SOUTHERN BOULEVARD BRONX, NY 10460 (40.85242976222052, -73.88196788164572) | CA213094X | 7/4/05 | FEDERAL FST-80 | 1 | 3.36 | 1994 | 2029 |  | 16 to 20 years old | HEVE DEG-42 (Y) P | #4 | 32850 | 22995 | 4763 | 3334 |  |  | Hospitals & Health | 15 | 33250 | 1 | 5 | 35 | 35 | 1931
2031960058 | 2265 DAVIDSON AVENUE Bronx, NY 10453 (40.858550044674125, -73.90500430430119) | Con Edison | LANGGSAN PROPERTY SVC. | 2265 DAVIDSON REALTY | 1601 BRONXDALE AVE BRONX, NY 10462 (40.84351657306597, -73.85691921749257) | CA188087X | 7/5/05 | FEDERAL FST 80 | 1 | 3.4 | 1987 | 2022 |  | 21 to 26 years old | HEVE MEG 34 P | #6 | 32850 | 22995 | 4928 | 3449 |  |  | Walk-Up Apartments | 14 | 38920 | 1 | 5 | 49 | 56 | 1926
2025100069 | 1180 ANDERSON AVENUE Bronx, NY 10452 (40.8366464320309, -73.92376469325602) | Con Edison | LANGSAM PROPERTY SERVICE CORP. | 1180 LLC | 1601 BRONXDALE AVENUE BRONX, NY 10462 (40.84351657306597, -73.85691921749257) | CA310088Y | 7/5/05 | FEDERAL FST 90 | 1 | 3.4 | 1988 | 2023 |  | 21 to 26 years old | ICI MMG-42P | #4 | 32850 | 22995 | 4763 | 3334 |  |  | Elevator Apartments | 16 | 45938 | 1 | 6 | 41 | 41 | 1927
2032560064 | 2834 HEATH AVENUE Bronx, NY 10463 (40.87353186666833, -73.90404652510354) | Con Edison | LEOR MANAGEMENT CO | 2834 HEATH REALTY LL | 1970 JAF STATION NEW YORK, NY 10116 (40.8110019996426, -73.95309800037239) | CA055682L | 7/4/05 | FEDERAL FST-90 | 1 | 3.6 | 1982 | 2017 |  | 26 to 30 years old | INDUSTRIAL COMBUSTION MEG-42 P | #6 | 32850 | 22995 | 4928 | 3449 | Yes | 2016 | Elevator Apartments | 14 | 68448 | 1 | 6 | 65 | 65 | 1927
2028430031 | 1401 TOWNSEND AVENUE Bronx, NY 10452 (40.83991331606566, -73.91680918926609) | Con Edison | LEVITES REALTY | 1405 TOWNSEND AVENUE | 341 149TH STREET BRONX, NY 10451 (40.816753941887974, -73.9199605312092) | CA165990K | 7/6/05 | FEDERAL FST 80 | 1 | 3.43 | 1990 | 2025 |  | 16 to 20 years old | HEVE MMG42P | #4 | 32850 | 22995 | 4763 | 3334 |  |  | Elevator Apartments | 14 | 45470 | 1 | 5 | 40 | 49 | 1923
2029970026 | 1715 BRYANT AVENUE Bronx, NY 10460 (40.83573532380061, -73.88559606530443) | Con Edison | M.B.D III ASSOCIATES | MBD III ASSOCIATES | 955 163RD STREET BRONX, NY 10459 (40.82102127608155, -73.89565834555971) | CA061283P | 7/5/05 | BURNHAM SPENCER 4F-450-50 | 1 | 3.7 | 1983 | 2018 |  | 26 to 30 years old | ICI MMG-42-P | #4 | 32850 | 22995 | 4763 | 3334 |  |  | Office Buildings | 15 | 39600 | 1 | 6 | 38 | 38 | 1931
2033470010 | 3260 PERRY AVENUE Bronx, NY 10467 (40.87605681269874, -73.87604608737398) | Con Edison | MACADE ENTERPRISES INC. | 3260, LLC | 5600A BROADWAY BRONX, NY 10463 (40.87943056565291, -73.90428356958549) | CA243282K | 7/5/05 | FEDERAL FST-80 | 1 | 3.4 | 1982 | 2017 |  | 26 to 30 years old | I.C.I MMG-34P | #4 | 32850 | 22995 | 4763 | 3334 | Yes | 2017 | Elevator Apartments | 11 | 52800 | 1 | 6 | 49 | 49 | 1927
2032040046 | 2515 DAVIDSON AVENUE Bronx, NY 10468 (40.864521048819334, -73.90097334067927) | Con Edison | MARK N. NIKAC | LEKA REALTY LLC | 372 204 STREET BRONX, NY 10467 (40.87159643261447, -73.87732147987523) | CA355984L | 7/5/05 | FEDERAL FST-100 | 1 | 4.2 | 1984 | 2019 |  | 26 to 30 years old | IRON FIREMAN AGO 6-4.2 RK | #6 | 32850 | 22995 | 4928 | 3449 | Yes | 2014 | Elevator Apartments | 14 | 58000 | 1 | 6 | 49 | 49 | 1941
2027130002 | 955 163 STREET Bronx, NY 10459 (40.82102127608155, -73.89565834555971) | Con Edison | ME II ASSOC. | GREYSTONE SERVICING C | 955 163RD STREET BRONX, NY 10459 (40.82102127608155, -73.89565834555971) | CA061383M | 7/5/05 | SPENCER 4F 5450-50 | 1 | 3.78 | 1983 | 2018 |  | 26 to 30 years old | HEVE MMG42P | #4 | 32850 | 22995 | 4763 | 3334 | Yes | 2013 | Elevator Apartments | 17 | 148827 | 2 | 5 | 102 | 104 | 1982
2041620041 | 1741 PILGRIM AVENUE Bronx, NY 10461 (40.84625227020317, -73.83349838746466) | Con Edison | MONDELLI, JOSEPH | 1741 PILGRIM AVENUE, | 1741 PILGRIM BRONX, NY 10465 (40.84625227020317, -73.83349838746466) | CA236785R | 7/4/05 | FEDERAL FST 90 | 1 | 3.4 | 1985 | 2020 |  | 21 to 26 years old | HEVE AM5 CM | #4 | 32850 | 22995 | 4763 | 3334 |  |  | Elevator Apartments | 13 | 34031 | 1 | 5 | 44 | 44 | 1927
2040500013 | 1816 WHITE PLAINS ROAD Bronx, NY 10462 (40.845647714200545, -73.86623659030475) | Con Edison | N & N MANAGEMENT CORP. | KARDIA 192 REALTY COR | 1510 ST PETER'S AVENUE BRONX, NY 10461 (40.83992979578118, -73.84660528977619) | CA271882M | 7/6/05 | FEDERAL FST-100 | 1 | 4.2 | 1982 | 2017 |  | 26 to 30 years old | HEVE MEG-42P ( I.C.I. ) | #4 | 32850 | 22995 | 4763 | 3334 |  |  | Elevator Apartments | 15 | 30300 | 1 | 5 | 61 | 61 | 1928
2026230054 | 561 CAULDWELL AVENUE Bronx, NY 10455 (40.81474231763414, -73.91060022598793) | Con Edison | N.Y.C. DEPT. OF H.P.D. | ZEVRONE REALTY CORP | 1601 BRONXDALE AVENUE BRONX, NY 10462 (40.84351657306597, -73.85691921749257) | CA212089R | 7/5/05 | FEDERAL FST80 | 1 | 3.22 | 1989 | 2024 |  | 21 to 26 years old | GORDON PIATT F10-GO-15 | #4 | 32850 | 22995 | 4763 | 3334 |  |  | Elevator Apartments | 17 | 21600 | 1 | 5 | 22 | 22 | 1918
2033050026 | 2894 GRAND Bronx, NY 10458 (40.86260132868841, -73.88479001504714) | Con Edison | NICHOLAS HAROS | GORE CREEK, LLC |  | CA119884J | 7/5/05 | FEDERAL FST-90 | 1 | 3.6 | 1984 | 2019 |  | 26 to 30 years old | HEVE MEG-42-P | #6 | 32850 | 22995 | 4928 | 3449 |  |  | Walk-Up Apartments | 15 | 48000 | 1 | 5 | 54 | 54 | 1924
2032480158 | 2734 SEDGWICK AVENUE Bronx, NY 10468 (40.870222889018656, -73.90288178275345) | Con Edison | P.M.G., INC. | KINGS HEIGHTS ASSOCS. | 3154 ALBANY CRESCENT BRONX, NY 10463 (40.87958311461891, -73.90191629101832) | CA071388K | 7/7/05 | FEDERAL FST 90 | 1 | 3.7 | 1988 | 2023 |  | 21 to 26 years old | I.C.I. MM-42P | #4 | 32850 | 22995 | 4763 | 3334 |  |  | Elevator Apartments | 14 | 49920 | 1 | 5 | 58 | 58 | 1926
2033120019 | 190 206 STREET Bronx, NY 10458 (40.87580766037393, -73.8842238342659) | Con Edison | PARC EAST | AL LEVICK | 12 END AVENUE MANHATTAN, NY 10021 (40.76920532766377, -73.959183941086) | CB177703P | 7/5/05 | FEDERAL/EASTMOND FST-90 (NEW) | 1 | 3.01 | 2003 | 2038 | DUAL FUEL | 5 to 10 years old | HEVE (ICI) DEG-42P (NEW) | #6 | 32850 | 22995 | 4928 | 3449 | Yes | 2022 | Elevator Apartments | 11 | 76890 | 1 | 6 | 67 | 67 | 1965
2031570064 | 2165 RYER AVENUE Bronx, NY 10457 (40.85439919385449, -73.90023898672055) | Con Edison | PARKASH 2165 LLC | PARKASH 2165 LLC | 172 14 89 AVE JAMAICA, NY 11432 (40.71311535449007, -73.79282099978928) | CA214482M | 7/5/05 | FEDERAL FST-100 | 1 | 4.2 | 1982 | 2017 |  | 26 to 30 years old | IRON FIREMAN AG06-4.2RK | #6 | 32850 | 22995 | 4928 | 3449 | Yes | 2017 | Elevator Apartments | 15 | 62920 | 1 | 6 | 60 | 66 | 1938
2038660049 | 1349 STRATFORD AVENUE Bronx, NY 10472 (40.83273533625113, -73.87636069693448) | Con Edison | PATBRU RLTY CO/DBL MGMT | PATBRV REALTY CO LLC | 5925 BROADWAY AVE BRONX, NY 10463 (40.888406443876256, -73.899128719106) | CA279985L | 7/5/05 | FEDERAL FST 100 | 1 | 4.2 | 1985 | 2020 |  | 21 to 26 years old | ICI ME 42 P | #6 | 32850 | 22995 | 4928 | 3449 | Yes | 2016 | Office Buildings | 18 | 69900 | 1 | 6 | 72 | 72 | 1929
2033240070 | 3455 KNOX PLACE Bronx, NY 10467 (40.88230338044898, -73.88310239139369) | Con Edison | PETZOV,PETER | P SOFIA REALTY CORP | 3451 55 KNOX PL BRONX, NY 10467 (40.8770479121315, -73.87153250082423) | CA350486X | 7/5/05 | ROCKMILLS MP 100 | 1 | 3.8 | 1986 | 2021 |  | 21 to 26 years old | I.C.I. MEG-42P | #4 | 32850 | 22995 | 4763 | 3334 | Yes | 2014 | Elevator Apartments | 11 | 56000 | 1 | 5 | 55 | 55 | 1926
2033060011 | 2960 GRAND Bronx, NY 10458 (40.86260132868841, -73.88479001504714) | Con Edison | PJA BUILDING CO. | PJA BUILDING, LLC | 12 END AVENUE NEW YORK, NY 10021 (40.563610110044884, -74.17881494233863) | CB172003M | 7/5/05 | FEDERAL/EASTMOND FST-80 (NEW) | 1 | 2.68 | 2003 | 2038 | DUAL FUEL | 5 to 10 years old | HEVE (I.C.) DEG-42P (NEW) | #6 | 32850 | 22995 | 4928 | 3449 | Yes | 2016 | Elevator Apartments | 11 | 66440 | 1 | 6 | 56 | 56 | 1960
2032800007 | 2960 DECATUR AVENUE Bronx, NY 10458 (40.86824924706628, -73.88380002614912) | Con Edison | PRIME REALTY SERVICES, LLC. | 2960 & 3029 | 4419 THIRD AVE BRONX, NY 10457 (40.851774707424624, -73.89313516487118) | CA075892H | 7/5/05 | FEDERAL FST-80 | 1 | 3.1 | 1992 | 2027 |  | 16 to 20 years old | HEVE MEG 34 (P) | #6 | 32850 | 22995 | 4928 | 3449 |  |  | Elevator Apartments | 11 | 47259 | 1 | 6 | 44 | 44 | 1967
2032480177 | 2703 WEBB AVENUE Bronx, NY 10468 (40.869221934437526, -73.902195717549) | Con Edison | PRISHTINA ASSOCIATES | PRISHTINA ASSOCIATES | 2724 UNIVERSITY AVE BRONX, NY 10468 (40.869485187312364, -73.90009387624369) | CA073397L | 7/4/05 | ROCKMILLS MP-90 | 1 | 3.72 | 1997 | 2032 | DUAL FUEL | 11 to 15 years old | INDUSTRIAL COMB. MMG-42-P | #4 | 32850 | 22995 | 4763 | 3334 | Yes | 2018 | Walk-Up Apartments | 14 | 51500 | 1 | 5 | 54 | 54 | 1925
2031490121 | 2170 RYER AVENUE Bronx, NY 10457 (40.854500013066875, -73.90012148655696) | Con Edison | RAGOO,OUDHORAM | TAJ MGT. LLC | 115 MOSHOLU PARKWAY BRONX, NY 10467 (40.87728216133458, -73.8819620736104) | CA347687P | 7/7/05 | FEDERAL ESP 70 | 1 | 2.9 | 1987 | 2022 |  | 21 to 26 years old | HEVE MM 30 | #6 | 32850 | 22995 | 4928 | 3449 |  |  | Elevator Apartments | 15 | 41328 | 1 | 6 | 48 | 48 | 1927
2032560060 | 2816 HEATH AVENUE Bronx, NY 10463 (40.87307756753582, -73.90429911449434) | Con Edison | RAINBYRD RLTY CORP. | RAINBYRD REALTY CORP | 0139 ISLIP NY 11751 (40.734999748691244, -73.20785467797826) | CA464185H | 7/5/05 | FEDERAL FST 90 | 1 | 3.4 | 1985 | 2020 |  | 21 to 26 years old | HEV-E MEG 42 P | #6 | 32850 | 22995 | 4928 | 3449 | Yes | 2016 | Walk-Up Apartments | 14 | 54450 | 1 | 5 | 47 | 47 | 1927
2033180081 | 2784 MORRIS AVENUE Bronx, NY 10468 (40.869713825015744, -73.89402362984006) | Con Edison | ROBAN MANAGEMENT | 2784 MORRIS ESTATES | 98 CUTTERMILL RD GREAT NECK, NY 11021 (40.7836584067361, -73.73280677517435) | CA539986L | 7/6/05 | FEDERAL FST-80 | 1 | 3.1 | 1986 | 2021 |  | 21 to 26 years old | I.C.I. MMG 34 P | #4 | 32850 | 22995 | 4763 | 3334 |  |  | Elevator Apartments | 15 | 48802 | 1 | 6 | 44 | 44 | 1939
2057090054 | 3021 KINGSBRIDGE AVENUE Bronx, NY 10463 (40.87865897099871, -73.907732621851) | Con Edison | SAINT JOHNS R.C. CHURCH | ST JOHNS R C CHURCH | 3021 KINGSBRIDGE AVENUE BRONX, NY 10463 (40.87865897099871, -73.907732621851) | CA142493H | 7/6/05 | FEDERAL FST 80 | 1 | 3.4 | 1993 | 2028 |  | 16 to 20 years old | ICI MMG 34 | #4 | 32850 | 22995 | 4763 | 3334 |  |  | Walk-Up Apartments | 11 | 6401 | 1 | 3 | 0 | 1 | 1931
2028410061 | 134 ELLIOT PLACE Bronx, NY 10452 (40.83854985465335, -73.91547043656664) | Con Edison | SAMAROO,PHILLIP | 134 ELLIOTT PL ASSOC | 3206 OXFORD AVE BRONX, NY 10463 (40.884675850150984, -73.90927409226134) | CA095386N | 7/5/05 | FEDERAL FST-80 | 1 | 3.1 | 1986 | 2021 |  | 21 to 26 years old | HEVEOIL MMG 34 (P) | #4 | 32850 | 22995 | 4763 | 3334 |  |  | Elevator Apartments | 14 | 34115 | 1 | 5 | 45 | 45 | 1923
2039640001 | 2114 GLEBE AVENUE Bronx, NY 10462 (40.834914488020594, -73.85027325275234) | Con Edison | SANTIAGO GREGORIO R | LLG REALTY CORP | 58 BRONX NY 10470 (40.90012797192844, -73.8712277502604) | CA019586N | 7/5/05 | ROCKMILLS #MP40 | 1 | 1.7 | 1986 | 2021 |  | 21 to 26 years old | I.C.I. MMG-22P | #4 | 32850 | 22995 | 4763 | 3334 |  |  | Elevator Apartments | 13 | 23000 | 2 | 5 | 21 | 21 | 1929
2033430100 | 245 207 STREET Bronx, NY 10467 (40.87566582203609, -73.8781715738754) | Con Edison | SCHMIDT MANAGEMENT CORP. | 245 EAST 207 OPERATIN | 2735 WEBSTER AVENUE BRONX, NY 10458 (40.86515849927069, -73.88724130877964) | CA320587H | 7/6/05 | FEDERAL FST 80 | 1 | 3.1 | 1987 | 2022 |  | 21 to 26 years old | I.C.I. MMG-34P | #4 | 32850 | 22995 | 4763 | 3334 | Yes | 2013 | Condominiums | 11 | 51940 | 1 | 6 | 43 | 43 | 1928
2039220043 | 1520 THIERIOT AVENUE Bronx, NY 10460 (40.83833437824276, -73.86556584874062) | Con Edison | SIMOL REALTY CO. | WHITE ROCK REALTY CO. | 1393 SCARSDALE NY 10583 (40.98935021663925, -73.79274208427972) | CA324385H | 7/5/05 | FEDERAL FST -100 | 1 | 4.2 | 1985 | 2020 |  | 21 to 26 years old | HEV-E MM 42 P | #4 | 32850 | 22995 | 4763 | 3334 | Yes | 2022 | Walk-Up Apartments | 18 | 63000 | 1 | 6 | 54 | 54 | 1929
2028470025 | 1591 TOWNSEND AVENUE Bronx, NY 10452 (40.84415625201092, -73.91377668492005) | Con Edison | SURAJ REALTY | SURAJ REALTY CORP | 1606 TOWNSEND AVENUE BRONX, NY 10452 (40.84435404977449, -73.91355011797043) | CA289089M | 7/6/05 | ROCKMILLS MP 80 | 1 | 3.4 | 1989 | 2024 |  | 21 to 26 years old | HEVE MMG34 P | #4 | 32850 | 22995 | 4763 | 3334 |  |  | Elevator Apartments | 14 | 36200 | 1 | 5 | 45 | 45 | 1925
2033460036 | 3195 HULL AVENUE Bronx, NY 10467 (40.87410546685103, -73.87649160061613) | Con Edison | V & N MANAGEMENT CO | 3195 HULL | 1510 ST PETER'S AVENUE BRONX, NY 10461 (40.83992979578118, -73.84660528977619) | CA309983M | 7/5/05 | FEDERAL FST-80 | 1 | 3.3 | 1983 | 2018 |  | 26 to 30 years old | HEV-E MEG-34 P | #6 | 32850 | 22995 | 4928 | 3449 |  |  | Elevator Apartments | 11 | 48000 | 1 | 5 | 50 | 50 | 1925
2028780009 | 1482 MONTGOMERY AVENUE Bronx, NY 10453 (40.84761757353485, -73.92096797152452) | Con Edison | WAVE CREST MANAGEMENT | 1482 MONTGOMERY ESTAT | 87 14 116th STREET RICHMOND HILL, NY 11418 (40.69637041236467, -73.84031024991805) | CA322495J | 7/6/05 | ROCKMILLS MP-80 | 1 | 3.43 | 1995 | 2030 | DUAL FUEL | 11 to 15 years old | HEVE MMG-42 (P) | #4 | 32850 | 22995 | 4763 | 3334 |  |  | Office Buildings | 16 | 35700 | 1 | 5 | 52 | 52 | 1929
2029320015 | 571 170 STREET Bronx, NY 10456 (40.834639424750954, -73.90183455812097) | Con Edison | LANGSAM RALPH ASSOCIATES | ZEVRONE REALTY CORP | 1601 BRONXDALE AVENUE BRONX, NY 10462 (40.84351657306597, -73.85691921749257) | CA358592X | 7/6/05 | FEDERAL FST-100 | 1 | 4.06 | 1992 | 2027 |  | 16 to 20 years old | IND. COMB. MMG-42 (P) | #4 | 32814 | 22969 | 4758 | 3331 |  |  | Elevator Apartments | 16 | 45707 | 1 | 6 | 48 | 52 | 1929
2033500034 | 3209 DECATUR AVENUE Bronx, NY 10467 (40.87410626941446, -73.87541856721037) | Con Edison | ZARLIN REALTY COMPANY | 3209 DECATUR, LLC | 664 187TH STREET BRONX, NY 10458 (40.8545630440042, -73.88562429916745) | CA314891L | 7/5/05 | FEDERAL FLW-1215 (EXG) | 1 | 5.9 | 1991 | 2026 |  | 16 to 20 years old | ICI MMG-42S (NEW) | #4 | 32814 | 22969 | 4758 | 3331 | Yes | 2020 | Elevator Apartments | 11 | 71400 | 1 | 6 | 56 | 56 | 1959
2024310001 | 1230 TELLER AVENUE Bronx, NY 10456 (40.83302031027906, -73.9111409531919) | Con Edison | FINKELSTEIN-MORGAN REAL ESTATE | LYNSEY LEE LTD | 111 BROOK STREET SCARSDALE, NY 10583 (40.977925558804145, -73.80659198988673) | CA280085Y | 7/4/05 | ROCKMILLS MP-150 | 1 | 3.6 | 1985 | 2020 |  | 21 to 26 years old | I.C.I. DEG-63P | #6 | 32800 | 22960 | 4920 | 3444 | Yes | 2021 | Elevator Apartments | 16 | 73724 | 1 | 8 | 79 | 79 | 1941
2025070001 | 950 WOODYCREST AVENUE Bronx, NY 10452 (40.831304066286314, -73.92898964977016) | Con Edison | HOWARD SCHWADE | 950 WOODYCREST LLC | 139 A HAVEN AVE NY, NY 10032 (40.83693034905639, -73.94917852197119) | CA366492Z | 7/6/05 | ROCKMILLS MP-100 | 1 | 4.06 | 1992 | 2027 |  | 16 to 20 years old | I.C.I. MMG-42-P | #4 | 32800 | 22960 | 4756 | 3329 | Yes | 2017 | Elevator Apartments | 17 | 68307 | 1 | 6 | 60 | 66 | 1926
2027960050 | 225 CROSS BRONX EXPRESSWAY Bronx, NY 10457 (40.84521233236271, -73.90774710317358) | Con Edison | SCHUR MANAGEMENT | 2025 LLC | 111016 BROOKLYN NY 11211 (40.711589765255496, -73.95817675075642) | CA255683J | 7/5/05 | FEDERAL FLW-850 | 1 | 3.6 | 1983 | 2018 |  | 26 to 30 years old | INDUSTRIAL COMBUSTION DEG-42-Y | #6 | 32800 | 22960 | 4920 | 3444 |  |  | Elevator Apartments | 14 | 25800 | 1 | 6 | 38 | 38 | 1961
2025770038 | 480 CONCORD AVENUE Bronx, NY 10455 (40.81127291978444, -73.90875985750154) | Con Edison | 480 CONCORD AVE.,LLC | 480 CONCORD LLC | 975 WALTON AVENUE BRONX, NY 10452 (40.829425898628834, -73.922824572882) | CA273688H | 7/4/05 | FEDERAL FST 100 | 1 | 4.1 | 1988 | 2023 |  | 21 to 26 years old | IND COMB ME42 | #6 | 32500 | 22750 | 4875 | 3412 | Yes | 2017 | Elevator Apartments | 17 | 69102 | 1 | 6 | 65 | 66 | 1928
2025820034 | 526 TINTON AVENUE Bronx, NY 10455 (40.81227934436408, -73.90643887792949) | Con Edison | MATSIA PROPERTIES CORP. | MATSIA PROPER INC | 1601 BRONXDALE AVENUE BRONX, NY 10462 (40.84351657306597, -73.85691921749257) | CA094189J | 7/6/05 | FEDERAL FST 150 | 1 | 6.3 | 1989 | 2024 |  | 21 to 26 years old | ICI DEG 63P | #6 | 32500 | 22750 | 4875 | 3412 | Yes | 2022 | Elevator Apartments | 17 | 75924 | 1 | 6 | 77 | 84 | 1925
2028420065 | 1387 GRAND Bronx, NY 10452 (40.83772426336412, -73.9233322114124) | Con Edison | 1387 GRAND CONCOURSE LLC | 1387 GRAND CONCOURSE, | 9322 THIRD AVENUE BROOKLYN, NY 11209 (40.618485256244576, -74.03313405080323) | CB042208L | 7/6/05 | BEST 5B - 70 (NEW) | 1 | 2.3 | 2008 | 2043 | DUAL FUEL | Fewer than 5 years old | ICI MMG - 28 (NEW) | #4 | 32193 | 22535 | 4668 | 3268 |  |  | Office Buildings | 14 | 33420 | 1 | 5 | 44 | 44 | 1923
2046490031 | 3764 BRONX BOULEVARD Bronx, NY 10467 (40.88372401200003, -73.86630879343342) | Con Edison | 3764 ASSOCIATES LLC | VED PARKASH | 172 14 89TH AVE JAMAICA, NY 11432 (40.71311535449007, -73.79282099978928) | CA063088Z | 7/5/05 | FEDERAL FST 100 | 1 | 4.2 | 1988 | 2023 |  | 21 to 26 years old | ICI MMG 42 P | #4 | 32120 | 22484 | 4657 | 3260 | Yes | 2019 | Elevator Apartments | 12 | 55410 | 1 | 6 | 60 | 60 | 1928
2029520046 | 806 175 STREET Bronx, NY 10460 (40.84098616696237, -73.89036526645558) | Con Edison | CRESTO REALTY INC | OCG VII LLC | 190 BURNSIDE AVENUE BRONX, NY 10453 (40.8524353201768, -73.90407231294417) | CA397772P | 7/4/05 | ROCKMILLS MP90 | 1 | 3.1 | 1972 | 2010 |  | 36 - 40 year old | HEV-E-OIL AM6E | #6 | 32120 | 22484 | 4818 | 3373 |  |  | Walk-Up Apartments | 15 | 48000 | 1 | 5 | 43 | 43 | 1931
2030410028 | 457 187 STREET Bronx, NY 10458 (40.85805514150602, -73.89218328296278) | Con Edison | DOUGERT MANAGMENT INC. | UPTOWN BRONX HOUSING | 2811 ZULLETTE AVENUE BRONX, NY 10461 (40.84206676900901, -73.83657671433792) | CA232891M | 7/4/05 | FEDERAL FST-80 | 1 | 3.36 | 1991 | 2026 |  | 16 to 20 years old | ICI MMG-34 P | #4 | 32120 | 22484 | 4657 | 3260 |  |  | Condominiums | 15 | 44000 | 1 | 5 | 47 | 47 | 1926
2031720011 | 2324 MORRIS AVENUE Bronx, NY 10468 (40.858867944165475, -73.90138611632005) | Con Edison | MORRIS 2324 LLC. | MORRIS2324 | 100790 BROOKLYN NY 11210 (40.62772226387142, -73.946537919989) | CA255082Y | 7/5/05 | ROCKMILLS BOILER MODEL MP - 80 | 1 | 3 | 1982 | 2017 |  | 26 to 30 years old | INDUSTRIAL COMBUSTION MMG-34-P | #4 | 32120 | 22484 | 4657 | 3260 |  |  | Elevator Apartments | 14 | 41910 | 1 | 6 | 43 | 43 | 1937
2031840071 | 2395 MORRIS AVENUE Bronx, NY 10468 (40.86057865175161, -73.90048967815774) | Con Edison | 2395 HOLDING LTD. | 2395 HOLDING LTD | 16 FAR ROCKAWAY, NY 11691 (40.600614338480966, -73.76256777468302) | CA307986Z | 7/5/05 | FEDERAL FST 70 | 1 | 2.5 | 1986 | 2021 |  | 21 to 26 years old | ICI MMG 30 | #4 | 32000 | 22400 | 4640 | 3248 |  |  | Elevator Apartments | 14 | 45952 | 1 | 5 | 49 | 49 | 1922
2033320042 | 3105 DECATUR AVENUE Bronx, NY 10467 (40.87161098380564, -73.87796457080042) | Con Edison | 3105 DECATUR ASSOCIALTES, LLC | 3105 DECATUR ASSOCIAT |  | CA142782Y | 7/5/05 | ROCKMILLS MP-100 | 1 | 4.2 | 1982 | 2017 |  | 26 to 30 years old | ICI DEG 42-P | #4 | 32000 | 22400 | 4640 | 3248 | Yes | 2022 | Walk-Up Apartments | 11 | 64740 | 1 | 5 | 56 | 60 | 1920
2032930126 | 239 KINGSBRIDGE ROAD Bronx, NY 10458 (40.865222090362835, -73.89388398122857) | Con Edison | E+B.Z. WAGADALLY | KINGSBRIDGE REALTY LL | 239 KINGSBRIDGE ROAD BRONX, NY 10458 (40.865222090362835, -73.89388398122857) | CA220184P | 7/6/05 | FEDERAL FST 80 | 1 | 3.4 | 1984 | 2019 |  | 26 to 30 years old | ICI MEG34P | #4 | 32000 | 22400 | 4640 | 3248 |  |  | Walk-Up Apartments | 15 | 47700 | 1 | 5 | 47 | 49 | 1922
2058552239 | 5730 MOSHOLU AVENUE Bronx, NY 10471 (40.90562689697177, -73.89939068437977) | Con Edison | GOODMAN MANAGEMENT CO. | 5730 MOSHOLOU OWNERS | 2736 INDEPENDENCE AVENUE BRONX, NY 10463 (40.882258954549314, -73.91765023386792) | CA291572P | 7/7/05 | FEDERAL FLW 1033 | 1 | 3.1 | 1972 | 2010 |  | 36 - 40 year old | HEVE-OIL AM5 | #4 | 32000 | 22400 | 4640 | 3248 |  |  | Walk-Up Apartments | 11 | 33000 | 1 | 6 | 43 | 43 | 1963
2031610026 | 2095 GRAND Bronx, NY 10453 (40.85503644882644, -73.90850035113324) | Con Edison | HAROS,NICHOLAS | GORE CREEK, LLC |  | CA120185Z | 7/5/05 | ROCKMILLS MP-80 | 1 | 3.4 | 1985 | 2020 |  | 21 to 26 years old | ICI MMG 34P | #4 | 32000 | 22400 | 4640 | 3248 |  |  | Walk-Up Apartments | 14 | 36633 | 1 | 5 | 48 | 53 | 1920
2031420009 | 2028 VALENTINE AVENUE Bronx, NY 10457 (40.85039475800507, -73.90061046539276) | Con Edison | PRIME REALTY SERVICES LLC. | 2028 VALENTINE LLC | 1920 MANHATTAN NY 10116 (40.8110019996426, -73.95309800037239) | CA439988R | 7/5/05 | FEDERAL FST 100 | 1 | 4.2 | 1988 | 2023 |  | 21 to 26 years old | ICI MMG42P | #4 | 32000 | 22400 | 4640 | 3248 |  |  | Elevator Apartments | 15 | 48785 | 1 | 5 | 63 | 63 | 1931
2028790235 | 1840 PHELAN PLACE Bronx, NY 10453 (40.853202332050195, -73.9164504115338) | Con Edison | 1840-1850 PHELAN LLC | 1840-1850 PHELAN LLC | 20 38TH ST NY, NY 10018-0157 (40.751244981048565, -73.9834128866285) | CA078587P | 7/6/05 | ROCKMILLS MP 80 | 1 | 3.43 | 1987 | 2022 |  | 21 to 26 years old | ICI MEG 34 P | #6 | 32000 | 22400 | 4800 | 3360 |  |  | Condominiums | 14 | 46500 | 1 | 5 | 46 | 46 | 1926
2033140062 | 2675 GRAND Bronx, NY 10468 (40.867525906032725, -73.89972877513459) | Con Edison | 2675 CONCOURSE ASSOCIATES. | 2675 GRAND CONCOURSE | 25 45TH ST NEW YORK, NY 10026 (40.65178506133922, -74.01376619540055) | CA371187Z | 7/6/05 | ROCKMILLS MP70 | 1 | 2.84 | 1987 | 2022 |  | 21 to 26 years old | ICI DEG 42YP | #6 | 32000 | 22400 | 4800 | 3360 |  |  | Office Buildings | 15 | 38388 | 1 | 7 | 45 | 48 | 1952
2027030025 | 935 163 STREET Bronx, NY 10459 (40.821028940859605, -73.89674524216201) | Con Edison | 935 E. 163RD LLC. | EAST 163RD LLC | 4419 3rd AVE BRONX, NY 10457 (40.851774707424624, -73.89313516487118) | CA397988Y | 7/5/05 | FEDERAL FST125 | 1 | 5.3 | 1988 | 2023 |  | 21 to 26 years old | ICI ME54P | #6 | 32000 | 22400 | 4800 | 3360 | Yes | 2013 | Elevator Apartments | 17 | 61872 | 1 | 6 | 60 | 68 | 1910
2031770041 | 65 193 STREET Bronx, NY 10468 (40.86610708283602, -73.89652772486717) | Con Edison | CRESCENT ASSOCIATES/MILBURN MG | LSB HULL ASSOCIATES | 165 BLYTHBOURNE BROOKLYN, NY 11219 (40.63277295540763, -73.99667681118586) | CA188488R | 7/7/05 | FEDERAL FST 80 | 1 | 3.43 | 1988 | 2023 |  | 21 to 26 years old | ICI MEG 34P | #6 | 32000 | 22400 | 4800 | 3360 |  |  | Office Buildings | 15 | 37800 | 1 | 6 | 42 | 42 | 1937
2028790240 | 1850 PHELAN PLACE Bronx, NY 10453 (40.853419711038775, -73.91626322407141) | Con Edison | DINO MGMT | 1840-1850 PHELAN LLC | 5 DOGWOOD RD GREAT NECK, NY 11024 (40.80834939695933, -73.72839593943905) | CA077687H | 7/6/05 | ROCKMILLS MP 80 | 1 | 3.43 | 1987 | 2022 |  | 21 to 26 years old | ICI MEG 34 P | #6 | 32000 | 22400 | 4800 | 3360 |  |  | Elevator Apartments | 14 | 46500 | 1 | 5 | 46 | 46 | 1926
2026140056 | 601 167 STREET Bronx, NY 10456 (40.82890350144456, -73.90486182352397) | Con Edison | LANGSAM PROPERTY SERVICES | BOSTON-167 | 1601 BRONXDALE AVENUE BRONX, NY 10462 (40.84351657306597, -73.85691921749257) | CA504085Y | 7/5/05 | ROCKMILLS MP80 | 1 | 3.4 | 1985 | 2020 |  | 21 to 26 years old | ICI DEG 42P | #6 | 32000 | 22400 | 4800 | 3360 |  |  | Walk-Up Apartments | 16 | 45405 | 1 | 6 | 44 | 48 | 1929
2032810068 | 3006 DECATUR AVENUE Bronx, NY 10458 (40.869224879573, -73.88222229640371) | Con Edison | LOTAJ,PETER | 3006 DECATUR AVENUECO | 905 BRONX NY 10467 (40.8770479121315, -73.87153250082423) | CA619086X | 7/6/05 | ROCKMILLS MP 80 | 1 | 3.43 | 1986 | 2021 |  | 21 to 26 years old | ICI DEG 34 P | #6 | 32000 | 22400 | 4800 | 3360 |  |  | Elevator Apartments | 11 | 45000 | 1 | 5 | 43 | 43 | 1923
2028000013 | 176 176 STREET Bronx, NY 10457 (40.84763765050781, -73.90680367538185) | Con Edison | LYNSEY ASSOCIATES | MJA FINANCIAL LLC | 111 BROOK STREET SCARSDALE, NY 10583 (40.977925558804145, -73.80659198988673) | CA181584P | 7/6/05 | ROCKMILLS MP125 | 1 | 5 | 1984 | 2019 |  | 26 to 30 years old | ICI DEG 54 P | #6 | 32000 | 22400 | 4800 | 3360 | Yes | 2020 | Elevator Apartments | 14 | 69000 | 1 | 6 | 60 | 61 | 1936
2028440058 | 1475 WALTON AVENUE Bronx, NY 10452 (40.84112471130365, -73.91486178287764) | Con Edison | WALTON AVENUE ASSOCIATES | WALTON AVE ASSOCIATES | 1476 WALTON AVE BRONX, NY 10452 (40.841136727003224, -73.91477088050677) | CA348683M | 7/6/05 | ROCKMILLS MODEL MP-125 | 1 | 5.3 | 1983 | 2018 |  | 26 to 30 years old | INDUSTRIAL COMBUSTION MODEL DE-54-P | #6 | 31920 | 22344 | 4788 | 3352 | Yes | 2014 | Walk-Up Apartments | 14 | 76776 | 1 | 6 | 68 | 68 | 1935
2043100008 | 1150 PELHAM PARKWAY Bronx, NY 10461 (40.85699908998053, -73.85528973985278) | Con Edison | A & R MANAGEMENT LLC | A & R MANAGEMENT, | 509 THROGS NECK STATION BRONX, NY 10465 (40.82116503638991, -73.81288952108677) | CA167996K | 7/7/05 | ROCKMILLS MP100 | 1 | 4.1 | 1996 | 2031 | DUAL FUEL | 11 to 15 years old | ICI DEG 54S | #4 | 31865 | 22306 | 4620 | 3234 | Yes | 2020 | Elevator Apartments | 13 | 57500 | 1 | 6 | 50 | 50 | 1953
2043400078 | 2275 BARKER AVENUE Bronx, NY 10467 (40.8592568140277, -73.86954241362294) | Con Edison | DAN REALTY LLC | DAN REALTY LLC | 2275 BARKER AVENUE BRONX, NY 10467 (40.8592568140277, -73.86954241362294) | CB704805N | #N/A | (EXISTING) PACIFIC 5282 | 1 | 5.5 | 2005 | 2040 | DUAL FUEL | 5 to 10 years old | IC DEG-42(P) | #4 | 31865 | 22306 | 4620 | 3234 | Yes | 2020 | Office Buildings | 13 | 58510 | 1 | 6 | 60 | 60 | 1928
2033360027 | 3265 BAINBRIDGE AVENUE Bronx, NY 10467 (40.87734429150604, -73.87976127322841) | Con Edison | HARLINGTON REALTY CO., LLC. | BAINBRIDGE AVENUE | 156A 83RD STREET MANHATTAN, NY 10028 (40.776344978837756, -73.95296667956859) | CA277785H | 7/5/05 | FEDERAL FST-100 | 1 | 4.07 | 1985 | 2020 |  | 21 to 26 years old | INDUSTRIAL COMBUSTION DE-42P | #4 | 31865 | 22306 | 4620 | 3234 | Yes | 2016 | Elevator Apartments | 11 | 59000 | 1 | 5 | 51 | 51 | 1925
2041620001 | 1731 1739 PILGRIM AVENUE Bronx, NY 10461 (40.846960590359004, -73.840632836736) | Con Edison | TERED REALTY CORP. | TERED REALTY CORP | 93 FORDHAM STREET CITY ISLAND, NY 10464 (40.84701364330623, -73.7877436569667) | CB020707M | 7/5/05 | (EXISTING) FEDERAL FMRA 1215 | 1 | 4.4 | 2007 | 2042 | DUAL FUEL | Fewer than 5 years old | (NEW) INDUSTRIAL COMBUSTION DEG-42P | #4 | 31865 | 22306 | 4620 | 3234 | Yes | 2022 | Walk-Up Apartments | 13 | 50855 | 1 | 5 | 65 | 66 | 1929
2043650064 | 1135 PELHAM PARKWAY Bronx, NY 10469 (40.858332797732565, -73.85429783716954) | Con Edison | 1135 PELHAM PKWAY N. CO. % THE RENTING OFF. | NEW PELHAM PARKWAY NO | 2160 MATTHEWS AVENUE BRONX, NY 10462 (40.85558496059116, -73.86285939151604) | CB400203K | 7/5/05 | ROCKMILLS MP-100 (EXSTG) | 1 | 3.34 | 2003 | 2038 | DUAL FUEL | 5 to 10 years old | INDUSTRIAL COMB. MEG-42P (EXSTG) | #6 | 31865 | 22306 | 4780 | 3346 | Yes | 2015 | Churches, Synagogues, etc. | 13 | 57000 | 1 | 6 | 53 | 53 | 1955
2032950033 | 2830 BRIGGS AVENUE Bronx, NY 10458 (40.86882102750575, -73.88932188678868) | Con Edison | 2830 BRIGGS OWNERS INC. | DOF - IN REM | 141 HALSTEAD AVENUE MAMARONECK, NY 10543 (40.95303649960006, -73.73672182758183) | CA248295M | 7/5/05 | FEDERAL FST-100 | 1 | 4.07 | 1995 | 2030 | DUAL FUEL | 11 to 15 years old | I.C. DEG-42-P | #6 | 31865 | 22306 | 4780 | 3346 | Yes | 2015 | Elevator Apartments | 15 | 51060 | 1 | 6 | 58 | 58 | 1955 |  | YES
2031610001 | 2084 CRESTON AVENUE Bronx, NY 10453 (40.853957867717064, -73.90363767738978) | Con Edison | CRESTON 2084 LLC. | CRESTON 2084 LLC | 100790 BROOKLYN NY 11210 (40.62772226387142, -73.946537919989) | CA016094N | 7/4/05 | BEST 4 B 100 | 1 | 4.2 | 1994 | 2029 |  | 16 to 20 years old | INDUSTRIAL COMB. MEG-42 (P) | #4 | 31865 | 22305 | 4620 | 3234 |  |  | Elevator Apartments | 14 | 45426 | 1 | 6 | 52 | 52 | 1920
2039840001 | 1400 BENSON STREET Bronx, NY 10461 (40.84052757089708, -73.84335666470714) | Con Edison | RUBIN MANAGEMENT CO.INC. | NORWIN ESTATES INC | 345 PARK AVENUE NEW YORK, NY 10154 (40.758068302301126, -73.97318240259426) | CA205294K | 7/4/05 | FEDERAL FST-100 | 1 | 4.07 | 1994 | 2029 |  | 16 to 20 years old | INDUSTRIAL COMB. DEG-42 (P) | #6 | 31865 | 22305 | 4780 | 3346 | Yes | 2014 | Elevator Apartments | 13 | 55272 | 1 | 6 | 61 | 67 | 1928
2058811088 | 6645 BROADWAY Bronx, NY 10471 (40.90975922335677, -73.89664354856772) | Con Edison | 6645 OWNERS CORP%M.G.R.E. | STRACI RONALD | 1981 MARCUS AVENUE #C131 N Y 11042 (40.757798505692335, -73.69440156673153) | CB352600Z | 7/6/05 | BEST 4 B 100 | 1 | 4.2 | 2000 | 2035 | DUAL FUEL | 5 to 10 years old | ICI DEG 42 P | #4 | 31864 | 22305 | 4620 | 3234 | Yes | 2021 | Elevator Apartments | 11 | 54635 | 1 | 6 | 63 | 63 | 1959 |  | YES
2044320028 | 754 MACE AVENUE Bronx, NY 10467 (40.86314421709324, -73.86531286966195) | Con Edison | MACE AVENUE CORP. | MACE AVENUE CORP. | 754 MACE AVENUE BRONX, NY 10467 (40.86314421709324, -73.86531286966195) | CB483503Z | 7/5/05 | FEDERAL FST - 100 (NEW) | 1 | 3.34 | 2003 | 2038 | DUAL FUEL | 5 to 10 years old | IND. COMBUSTION MMG-42P (NEW) | #4 | 31775 | 22242 | 4607 | 3225 | Yes | 2022 | Elevator Apartments | 13 | 67400 | 1 | 6 | 57 | 58 | 1928
2024570052 | 1267 SHERIDAN AVENUE Bronx, NY 10456 (40.83560073926824, -73.9152430299335) | Con Edison | 1267 SHERIDAN AVENUE LLC | GRAND RAPID REALTY CO | 1919 WILLIAMSBRIDGE ROAD BRONX, NY 10461 (40.852643053158374, -73.8532354972766) | CB106607R | 7/5/05 | FEDERAL FST - 100 (NEW) | 1 | 3.3 | 2007 | 2042 | DUAL FUEL | Fewer than 5 years old | ICI MMG-42P | #4 | 31755 | 22228 | 4604 | 3223 | Yes | 2017 | Walk-Up Apartments | 16 | 59800 | 1 | 5 | 66 | 66 | 1923
2028760067 | 1600 UNIVERSITY AVE ALSO KNOWN AS DR M L KING BLVD Bronx, NY 10453 (40.852786838341956, -73.91342678431863) | Con Edison | 1600 UNIVERSITY REALTY | 1600 UNIVERISTY REAL | 850 BRONX RIVER ROAD YONKERS, NY 10708 (40.92713623295677, -73.84319071815916) | CB704505Z | 7/4/05 | FEDERAL FST-100 (NEW) | 1 | 3.3 | 2005 | 2040 | DUAL FUEL | 5 to 10 years old | ICI MMG-42P (EXSTG) | #4 | 31755 | 22228 | 4604 | 3223 |  |  | Elevator Apartments | 16 | 29315 | 1 | 5 | 32 | 32 | 1922
2028760131 | 1715 NELSON AVENUE Bronx, NY 10453 (40.84810077874672, -73.91719618959647) | Con Edison | 1715 NELSON AVENUE HDFC | 1715 NELSON AVE HOUSI | 266 BROADWAY BROOKLYN, NY 11211 (40.70882097272878, -73.95917319166408) | CB082005P | 7/6/05 | FEDERAL FST-100 (NEW) | 1 | 3.3 | 2005 | 2040 | DUAL FUEL | 5 to 10 years old | ICI MMG-42P (NEW) | #4 | 31755 | 22228 | 4604 | 3223 | Yes | 2016 | Elevator Apartments | 16 | 58350 | 1 | 6 | 48 | 48 | 1927 |  | YES
2031480038 | 261 188 STREET Bronx, NY 10458 (40.8609649756378, -73.89617670967569) | Con Edison | 188TH STREET HOLDING CO. LLC | CASABLANCA HOLDINGS, | 217 231 RD STREET BRONX, NY 10458 (40.86260132868841, -73.88479001504714) | CB009905X | 7/7/05 | FEDERAL-FST-100 (NEW) | 1 | 3.3 | 2005 | 2040 | DUAL FUEL | 5 to 10 years old | INDUSTRIAL COMBUSTION-MMG-42P | #4 | 31755 | 22228 | 4604 | 3223 |  |  | Condominiums | 15 | 17685 | 1 | 5 | 20 | 20 | 1915
2031710031 | 2259 CRESTON AVENUE Bronx, NY 10453 (40.85701645367556, -73.9013945722935) | Con Edison | 2259 CRESTON LLC | 2259 REALTY LLC | 1465 FLATBUSH AVENUE BROOKLYN, NY 11210 (40.634770402917624, -73.94967740949801) | CB400105H | 7/7/05 | FEDERAL FST - 100 (NEW) | 1 | 3.3 | 2005 | 2040 | DUAL FUEL | 5 to 10 years old | ICI MMG - 42P (NEW) | #4 | 31755 | 22228 | 4604 | 3223 |  |  | Loft Buildings | 14 | 35700 | 1 | 6 | 42 | 42 | 1937
2031900050 | 2525 MORRIS AVENUE Bronx, NY 10468 (40.86354675089892, -73.89904352096939) | Con Edison | 2525 G.R.EQUITIES | 2525 GR EQUITIES LLC | 42 BAYVIEW AVENUE MANHASSET, NY 11030 (40.799023427515465, -73.70257640397784) | CA149598X | 7/6/05 | FEDERAL FST-100 | 1 | 4.06 | 1998 | 2033 | DUAL FUEL | 11 to 15 years old | INDUSTRIAL COMB. MMG-42 (P) | #4 | 31755 | 22228 | 4604 | 3223 | Yes | 2020 | Walk-Up Apartments | 14 | 56455 | 1 | 5 | 64 | 64 | 1924
2032480084 | 2734 CLAFLIN AVENUE Bronx, NY 10468 (40.86993579245261, -73.90080098780781) | Con Edison | 2734 CLAFLIN REALTY LLC | 2734 CLAFLIN AVENUE R | 25 45 STREET NEW YORK, NY 10036 (40.755954895532284, -73.9807906669621) | CB108108R | 7/7/05 | FEDERAL FST - 100 (NEW) | 1 | 3.3 | 2008 | 2043 | DUAL FUEL | Fewer than 5 years old | ICI MMG - 42P (NEW) | #4 | 31755 | 22228 | 4604 | 3223 | Yes | 2018 | Elevator Apartments | 14 | 60000 | 1 | 6 | 55 | 55 | 1927
2033200060 | 2922 GRAND Bronx, NY 10458 (40.86260132868841, -73.88479001504714) | Con Edison | 2910 REALTY LLC | 2922 LLC | 5600A BROADWAY N Y 10458 (40.86260132868841, -73.88479001504714) | CB098900Y | 7/4/05 | ROCKMILLS MP-100 | 1 | 4.2 | 2000 | 2035 | DUAL FUEL | 5 to 10 years old | I.C.I. MMG-42 P | #4 | 31755 | 22228 | 4604 | 3223 | Yes | 2020 | Elevator Apartments | 11 | 66469 | 1 | 6 | 49 | 50 | 1927
2032540065 | 3115 SEDGWICK AVENUE Bronx, NY 10463 (40.87690154580121, -73.89934361962337) | Con Edison | 3115 SEDGWICK CORP. | 3115 SEDGWICK CORP | 16 DIXWELL ROAD NEW CITY, NY 10956 (41.161324300239244, -74.01686247355735) | CB215203X | 7/5/05 | FEDERAL FST-100 (NEW) | 1 | 4.2 | 2003 | 2038 | DUAL FUEL | 5 to 10 years old | INDUST. COMBUSTION INC. MMG-42P (NEW) | #4 | 31755 | 22228 | 4604 | 3223 |  |  | Elevator Apartments | 11 | 49500 | 1 | 6 | 57 | 57 | 1927
2033280108 | 3555 BAINBRIDGE AVENUE Bronx, NY 10467 (40.88220149253238, -73.87814692675988) | Con Edison | 3555 BAINBRIDGE LLC | 3555 BAINBRIDGE LLC | 159 00 RIVERSIDE DRIVE NEW YORK, NY 10032 (40.83693034905639, -73.94917852197119) | CB064605N | 7/6/05 | FEDERAL FST-100 (NEW) | 1 | 3.34 | 2005 | 2040 | DUAL FUEL | 5 to 10 years old | ICI MMG-42P (EXSTG) | #4 | 31755 | 22228 | 4604 | 3223 | Yes | 2018 | Elevator Apartments | 11 | 66300 | 1 | 7 | 60 | 62 | 1959
2048190020 | 3905 CARPENTER AVENUE Bronx, NY 10466 (40.886757779449525, -73.8644645383273) | Con Edison | 3905/15 CARPENTER REALTY LLC | 3905 ASSOC LLC |  | CB176801Z | 7/6/05 | FEDERAL-FST-100 | 1 | 4.2 | 2001 | 2036 | DUAL FUEL | 5 to 10 years old | I.C.I MMG-42P | #4 | 31755 | 22228 | 4604 | 3223 |  |  | Elevator Apartments | 12 | 48054 | 1 | 6 | 55 | 55 | 1941
2048190015 | 3915 CARPENTER AVENUE Bronx, NY 10466 (40.887095924532524, -73.86427855853162) | Con Edison | 3905/15 CARPENTER REALTY LLC | 3915 ASSOC LLC | 243 BROOKLYN N Y 11264 | CB177001M | 7/6/05 | FEDERAL-FST-100 | 1 | 4.2 | 2001 | 2036 | DUAL FUEL | 5 to 10 years old | I.C.I MMG-42P | #4 | 31755 | 22228 | 4604 | 3223 |  |  | Walk-Up Apartments | 12 | 45036 | 1 | 6 | 49 | 49 | 1940
2028790184 | 1915 BILLINGSLEY TERRACE Bronx, NY 10453 (40.853991692815136, -73.91693883989787) | Con Edison | 600 WEST REALTY CORP | 1915 REALTY LLC |  | CB035601H | 7/6/05 | FEDERAL FST-100 | 1 | 4.2 | 2001 | 2036 | DUAL FUEL | 5 to 10 years old | IND.COMB. MMG-42 P | #4 | 31755 | 22228 | 4604 | 3223 |  |  | Elevator Apartments | 14 | 47400 | 1 | 6 | 46 | 52 | 1927
2045940001 | 655 BURKE AVENUE Bronx, NY 10467 (40.8715173839147, -73.8693128477902) | Con Edison | 655 BUSH REALTY | F&M MANAGEMENT CO. OF | 198 WESTCHESTER SOUCRE STATION BONX, NY 10461 (40.846960590359004, -73.840632836736) | CA001198X | 7/5/05 | FEDERAL FST-100 | 1 | 4.2 | 1998 | 2033 | DUAL FUEL | 11 to 15 years old | INDUSTRIAL COMB. MMG-42 P | #4 | 31755 | 22228 | 4604 | 3223 | Yes | 2014 | Walk-Up Apartments | 11 | 53016 | 1 | 6 | 59 | 62 | 1927
2031470026 | 2395 TIEBOUT AVENUE Bronx, NY 10458 (40.859070385558525, -73.89612709360159) | Con Edison | BEVING ASSOCIATES, LLC | BEVING ASSOCIATES, L | 3211 BAINBRIDGE AVENUE BRONX, NY 10467-3973 (40.876134754979354, -73.87965821991988) | CB171003N | 7/5/05 | FEDERAL FST-100 (EXSTG) | 1 | 4.2 | 2003 | 2038 | DUAL FUEL | 5 to 10 years old | INDUSTRIAL COMBUSTION-MMG 42 (NEW) | #4 | 31755 | 22228 | 4604 | 3223 | Yes | 2017 | Walk-Up Apartments | 15 | 51240 | 1 | 6 | 54 | 54 | 1936
2033880001 | 307 239 STREET Bronx, NY 10470 (40.90036171377506, -73.86749197006482) | Con Edison | BOB SKI REALTY CO. LLC | 305 EAST 239, LLC | 600 MAMARONECK AVENUE HARRISON, NY 10528 (40.97181109572365, -73.74294097398212) | CA090999N | 7/7/05 | SPENCER FPC-3663-A | 1 | 4.06 | 1999 | 2034 | DUAL FUEL | 11 to 15 years old | I.C.I. MMG-54 | #4 | 31755 | 22228 | 4604 | 3223 | Yes | 2018 | Elevator Apartments | 11 | 59526 | 1 | 5 | 57 | 62 | 1927
2028720216 | 1475 JESUP AVENUE Bronx, NY 10452 (40.84316329345465, -73.91932103095733) | Con Edison | BURTON LEE | JESUP AT W 172 REALTY | 394 BRONX NY 10457 (40.84579837129786, -73.89832418681175) | CA093394Y | 7/4/05 | FEDERAL FST-100 | 1 | 4.06 | 1994 | 2029 |  | 16 to 20 years old | INDUSTRIAL COMB. MMG-42 (P) | #4 | 31755 | 22228 | 4604 | 3223 | Yes | 2022 | Elevator Apartments | 16 | 53550 | 1 | 5 | 63 | 64 | 1926
2032030047 | 2461 DAVIDSON AVENUE Bronx, NY 10468 (40.8631090027944, -73.90203447387036) | Con Edison | COMMUNITY REALTY GROUP LLC | COMMUNITY REALTY GROU | 117 WOODLAWN STATION BRONX, NY 10470 (40.90012797192844, -73.8712277502604) | CB049108R | #N/A | ROCKMILLS MP - 100 (EXSTG) | 1 | 3.3 | 2008 | 2043 | DUAL FUEL | Fewer than 5 years old | ICI MMG 42P (NEW) | #4 | 31755 | 22228 | 4604 | 3223 | Yes | 2013 | Churches, Synagogues, etc. | 14 | 52500 | 1 | 6 | 48 | 48 | 1941
2042460020 | 2025 CONTINENTAL AVENUE Bronx, NY 10461 (40.85250342420489, -73.82982531996933) | Con Edison | EDJ REALTY INC | EDJ REALTY, INC. | 117 WOODLAWN STATION BRONX, NY 10470 (40.90012797192844, -73.8712277502604) | CB049308N | 7/6/05 | FEDERAL FST - 100 (EXSTG) | 1 | 3.3 | 2008 | 2043 | DUAL FUEL | Fewer than 5 years old | ICI MMG-42P (NEW) | #4 | 31755 | 22228 | 4604 | 3223 | Yes | 2016 | Elevator Apartments | 13 | 57840 | 1 | 6 | 55 | 55 | 1963
2050440030 | 4350 FURMAN AVENUE Bronx, NY 10466 (40.89684171502578, -73.85437333905368) | Con Edison | FURMAN HOLDING LLC | FURMAN HOLDING LLC. | 1858 HAIGHT AVE BRONX, NY 10461 (40.850714117595125, -73.85391535657237) | CB095905K | 7/6/05 | FEDERAL FST-100 (NEW) | 1 | 3.3 | 2005 | 2040 | DUAL FUEL | 5 to 10 years old | IC MMG-42P (NEW) | #4 | 31755 | 22228 | 4604 | 3223 | Yes | 2014 | Educational Structures | 11 | 59577 | 1 | 6 | 60 | 60 | 1931
2028310048 | 1398 GRAND Bronx, NY 10456 (40.83802168998896, -73.9123362548303) | Con Edison | HOWARD J. KAPLOW RLTY. LLC | HOWARD J. KAPLOW REAL | 45 11 A LITTLE NECK PKWAY LITTLE NECK, NY 11362 (40.759074216601846, -73.73430017711144) | CB033107P | 7/4/05 | FEDERAL FST - 100 (EXSTG) | 1 | 3.3 | 2007 | 2042 | DUAL FUEL | Fewer than 5 years old | ICI MMG-42P (NEW) | #4 | 31755 | 22228 | 4604 | 3223 | Yes | 2021 | Walk-Up Apartments | 16 | 53600 | 1 | 6 | 50 | 59 | 1923
2032670020 | 3130 ALBANY CRESCENT Bronx, NY 10463 (40.87937821959277, -73.90258105674891) | Con Edison | MILBROOK PROPERTIES | HOUSE , KEITH | 42 BAYVIEW AVENUE MANHASSET, NY 11030 (40.799023427515465, -73.70257640397784) | CA215799P | 7/7/05 | FEDERAL FST-100 | 1 | 4.06 | 1999 | 2034 | DUAL FUEL | 11 to 15 years old | INDUSTRIAL COMBUSTION MMG-42P | #4 | 31755 | 22228 | 4604 | 3223 | Yes | 2017 | Office Buildings | 14 | 58000 | 1 | 7 | 59 | 59 | 1963
2057070010 | 3120 KINGSBRIDGE AVENUE Bronx, NY 10463 (40.88028209842199, -73.90608838607258) | Con Edison | NAPLES EQUITIES LP % METRO US MGT | 3120/30 KINGSBRIDGE A | 217 86TH STREET NEW YORK, NY 10028 (40.77842895304451, -73.9530555755785) | CB221502X | 7/4/05 | FST-100 9 (NEW) | 1 | 4.2 | 2002 | 2037 | DUAL FUEL | 5 to 10 years old | IC -MMG 42 (NEW) | #4 | 31755 | 22228 | 4604 | 3223 | Yes | 2017 | Elevator Apartments | 11 | 55695 | 1 | 5 | 48 | 48 | 1926
2045080052 | 2830 OLINVILLE AVENUE Bronx, NY 10467 (40.86702426781181, -73.86828563110029) | Con Edison | P E J REALTY CORP/MIKE GIURAI | PEJ REALTY CORP | 2706 WILLIAMS BRIDGE ROAD BRONX, NY 10469 (40.86566376887072, -73.85976463100323) | CA248699Z | 7/7/05 | ROCKMILLS MP-100 | 1 | 4.06 | 1999 | 2034 | DUAL FUEL | 11 to 15 years old | INDUSTRIAL COMB.MMG-42 P | #4 | 31755 | 22228 | 4604 | 3223 |  |  | Factory & Industrial Buildings | 11 | 47985 | 1 | 6 | 49 | 49 | 1929
2043450005 | 2206 HOLLAND AVENUE Bronx, NY 10467 (40.858055409298025, -73.86561915624902) | Con Edison | PELHAM PKWY TER.OWN%METRO RLTY | PELHAM PARKWAY TERRET | 1275 1 AVE (BOX 140 N Y 10021 (40.76920532766377, -73.959183941086) | CB252101N | 7/6/05 | FEDERAL FST-100 | 1 | 4.2 | 2001 | 2036 | DUAL FUEL | 5 to 10 years old | INDUSTRIAL COMB. MMG-42 P | #4 | 31755 | 22228 | 4604 | 3223 | Yes | 2015 | Elevator Apartments | 13 | 59772 | 1 | 6 | 55 | 55 | 1965
2056040032 | 2780 SCHURZ AVENUE Bronx, NY 10465 (40.81423446457277, -73.81943004913236) | Con Edison | PRESTON HIGH SCHOOL | CITY OF NEW YORK | 2780 SCHURZ AVENUE BRONX, NY 10465 (40.81423446457277, -73.81943004913236) | CB107308Y | 7/7/05 | FEDERAL FST - 100 (NEW) | 1 | 3.3 | 2008 | 2043 | DUAL FUEL | Fewer than 5 years old | ICI MMG-42P (NEW) | #4 | 31755 | 22228 | 4604 | 3223 |  |  | Walk-Up Apartments | 13 | 29733 | 1 | 4 | 0 | 1 | 1960
2024550028 | 975 SHERMAN AVENUE Bronx, NY 10456 (40.82914374473657, -73.91864705305062) | Con Edison | R&D 975 SHERMAN LLC | R&D 975 SHERMAN LLC | 70 55TH ST NEW YORK, NY 10022-3222 (40.760591179414234, -73.97244665974014) | CB000807L | 7/6/05 | FEDERAL FST-100 (NEW) | 1 | 3.3 | 2007 | 2042 | DUAL FUEL | Fewer than 5 years old | ICI MMG-42P (NEW) | #4 | 31755 | 22228 | 4604 | 3223 |  |  | Elevator Apartments | 16 | 35930 | 1 | 5 | 47 | 47 | 1923
2028790028 | 1890 ANDREWS AVENUE Bronx, NY 10453 (40.85351674102769, -73.91385335694419) | Con Edison | RENTAL MANAGEMENT ASSOCIATES | MORRIS HGTS RESTORATI | 215 164 STREET BRONX, NY 10456 (40.829239803775046, -73.91878955848546) | CB015405N | 7/6/05 | BEST 5B100 (NEW) | 1 | 3.3 | 2005 | 2040 | DUAL FUEL | 5 to 10 years old | ICI MMG-42P (NEW) | #4 | 31755 | 22228 | 4604 | 3223 | Yes | 2019 | Educational Structures | 14 | 59433 | 2 | 5 | 56 | 60 | 1924
2032990021 | 316 MOSHOLU PARKWAY Bronx, NY 10458 (40.871315556320944, -73.88228536852398) | Con Edison | S.W. MANAGEMENT LLC | 316 MOSHOLU REALTY LL | 145 HUGUENOT ST (5TH FLOOR N Y 10801 (40.91319235913511, -73.77945045104241) | CB267200Z | 7/5/05 | FEDERAL FST-100 | 1 | 4.2 | 2000 | 2035 | DUAL FUEL | 5 to 10 years old | IND.COMB. MMG-42 P | #4 | 31755 | 22228 | 4604 | 3223 | Yes | 2019 | Elevator Apartments | 11 | 65856 | 1 | 6 | 55 | 55 | 1950
2032370140 | 2559 SEDGWICK AVENUE Bronx, NY 10468 (40.8676668557853, -73.90733498250434) | Con Edison | S.W.MANAGEMENT%2559 SEDGWICK | 2559 SEDGWICK REALTY | 145 HUGUENOT STREET NEW ROCHELLE, NY 10801 (40.91319235913511, -73.77945045104241) | CA175798J | 7/6/05 | FEDERAL FST-100 | 1 | 4.06 | 1998 | 2033 | DUAL FUEL | 11 to 15 years old | INDUSTRIAL COMB. MMG-42 (P) | #4 | 31755 | 22228 | 4604 | 3223 | Yes | 2017 | Walk-Up Apartments | 14 | 59362 | 1 | 6 | 56 | 56 | 1949
2036000004 | 731 WHITE PLAINS ROAD Bronx, NY 10473 (40.82055734112368, -73.85795625534912) | Con Edison | SOUNDVIEW HLTH. CTR. % COMPREHENSIVE COMM. DEV. | CITY OF NEW YORK | 731 WHITE PLAINS ROAD BRONX, NY 10473 (40.82055734112368, -73.85795625534912) | CB074006L | #N/A | KEWANEE 7L282F (EXSTG) | 1 | 3.77 | 2006 | 2041 | DUAL FUEL | Fewer than 5 years old | ICI MMG-42P | #4 | 31755 | 22228 | 4604 | 3223 | Yes | 2020 | Elevator Apartments | 18 | 1021752 | 11 | 6 | 948 | 955 | 1977
2026140004 | 1176 FRANKLIN AVENUE Bronx, NY 10456 (40.829334430588915, -73.90453452339399) | Con Edison | ST. AUGUSTINE PARISH SCHOOL | CHURCH OF ST AUGUSTI | 201 SEMINARY ROAD YONKERS, NY 10704 (40.930846562266524, -73.86234006141385) | CB104807P | #N/A | FEDERAL FST - 100 (NEW) | 1 | 3.3 | 2007 | 2042 | DUAL FUEL | Fewer than 5 years old | ICI MMG - 42- P (NEW) | #4 | 31755 | 22228 | 4604 | 3223 |  |  | Elevator Apartments | 16 | 40278 | 2 | 3 | 0 | 1 | 1906
2033410034 | 3120 BAINBRIDGE AVENUE Bronx, NY 10467 (40.87423001409552, -73.8793150972748) | Con Edison | TELDARO REALTY CO. | 3120 BAINBRIDGE LLC | 1700 CENTRAL PARK AVENUE YONKERS, NY 10710 (40.954783319223566, -73.84176186239989) | CA205497K | 7/5/05 | FEDERAL FST-100 | 1 | 4.06 | 1997 | 2032 | DUAL FUEL | 11 to 15 years old | INDUSTRIAL COMB. MMG-42 P | #4 | 31755 | 22228 | 4604 | 3223 | Yes | 2021 | Elevator Apartments | 11 | 68000 | 1 | 6 | 56 | 64 | 1929
2048220021 | 4065 CARPENTER AVENUE Bronx, NY 10466 (40.89107052826402, -73.86208884800209) | Con Edison | WAKEFIELD COURT/A. JANZTEN | WAKEFIELD COURT CORP | 4376 KATONAH AVENUE BRONX, NY 10470 (40.90126956871689, -73.86784731944222) | CA182896Z | 7/6/05 | FEDERAL FST-100 | 1 | 4.06 | 1996 | 2031 | DUAL FUEL | 11 to 15 years old | INDUSTRIAL COMB. MMG-42 (P) | #4 | 31755 | 22228 | 4604 | 3223 | Yes | 2022 | Elevator Apartments | 12 | 51354 | 1 | 6 | 61 | 61 | 1928
2027200041 | 1025 LEGGETT AVENUE Bronx, NY 10455 (40.813635277583515, -73.89934547520724) | Con Edison | 1025/27 LEGGETT AVENUE HDFC | H D F C 1025/1027 | 1025 LEGGETT AVE N Y 10455 (40.813635277583515, -73.89934547520724) | CB101902M | #N/A | SPENCER 3-100-50 | 1 | 3.35 | 2002 | 2037 | DUAL FUEL | 5 to 10 years old | ICI MM 42 P | #4 | 31750 | 22225 | 4604 | 3223 |  |  | Elevator Apartments | 17 | 41010 | 1 | 6 | 53 | 57 | 1924
2032880035 | 2735 MARION AVENUE Bronx, NY 10458 (40.866067014066296, -73.88886752275555) | Con Edison | AHZ PROPERTIES LLC | AHZ PROPERTIES, LLC | 1194 BRONX NY 10471 (40.90199442310421, -73.9036265005625) | CB402405K | 7/6/05 | FEDERAL FST-100 (NEW) | 1 | 3.3 | 2005 | 2040 | DUAL FUEL | 5 to 10 years old | ICI MMG-42P (NEW) | #4 | 31750 | 22225 | 4604 | 3223 | Yes | 2018 | Elevator Apartments | 15 | 54900 | 1 | 5 | 55 | 55 | 1923
2023400208 | 376 CANAL PLACE Bronx, NY 10451 (40.81505497486526, -73.92623196493793) | Con Edison | BRADFORD SWETT | CANAL PLACE | 1536 THIRD AVE MANHATTAN, NY 10028 (40.779166397108554, -73.95373006710048) | CA086694K | 7/7/05 | BEST 4 B 100 | 1 | 4.2 | 1994 | 2029 |  | 16 to 20 years old | ICI MMG-42 | #4 | 31750 | 22225 | 4604 | 3223 |  |  | Walk-Up Apartments | 17 | 6250 | 1 | 2 | 0 | 1 | 1931
2039220043 | 1520 THIERIOT AVENUE Bronx, NY 10460 (40.83833437824276, -73.86556584874062) | Con Edison | WHITE ROCK REALTY | WHITE ROCK REALTY CO. | 1393 SCARSDALE NY 10583 (40.98935021663925, -73.79274208427972) | CB015707N | #N/A | FEDERAL FST - 100 (EXSTG) | 1 | 3.3 | 2007 | 2042 | DUAL FUEL | Fewer than 5 years old | ICI MMG-42P (NEW) | #4 | 31750 | 22225 | 4604 | 3223 | Yes | 2022 | Walk-Up Apartments | 18 | 63000 | 1 | 6 | 54 | 54 | 1929
2039230047 | 1512 LELAND AVENUE Bronx, NY 10460 (40.838226634538884, -73.86455977229517) | Con Edison | LORAN REALTY I-IV CORP. | OCG V LLC | 1075 CENTRAL PARK AVENUE SCARSDALE, NY 10583 (40.98774156996955, -73.82434873339551) | CA609186Y | 7/7/05 | ROCKMILLS MP 50 | 1 | 2.03 | 1986 | 2021 |  | 21 to 26 years old | ICI INC. MMG 22 | #4 | 31682 | 22177 | 4594 | 3216 |  |  | Elevator Apartments | 18 | 13280 | 1 | 5 | 15 | 15 | 1927
2033150044 | 2800 CRESTON AVENUE Bronx, NY 10468 (40.87033862327359, -73.89231592639236) | Con Edison | SCHUR MANAGEMENT CO. | 2800 LLC | 5676 RIVERDALE AVENUE BRONX, NY 10471 (40.90603192863733, -73.90429477417916) | CA105178P | 7/6/05 | FEDERAL FST-80 | 1 | 3.4 | 1978 | 2013 |  | 31 to 35 years old | ICI DE42YP | #6 | 31390 | 21973 | 4708 | 3296 |  |  | Walk-Up Apartments | 15 | 35828 | 1 | 6 | 36 | 37 | 1936
2057550056 | 221 233 STREET Bronx, NY 10463 (40.88104046303177, -73.90376646685631) | Con Edison | PETER KREATSOULAS | 217 LLC | 217 233 STREET BRONX, NY 10463 (40.88101138555471, -73.90371445503114) | CA314985M | 7/5/05 | FEDERAL FST-100 | 1 | 4.3 | 1985 | 2020 |  | 21 to 26 years old | I.C.I. DEG-42 P | #6 | 31375 | 21963 | 4706 | 3294 | Yes | 2015 | Loft Buildings | 11 | 71720 | 1 | 5 | 62 | 62 | 1927
2043620002 | 2250 WILLIAMSBRIDGE ROAD Bronx, NY 10469 (40.858932146655455, -73.85703372311525) | Con Edison | ST. CATHERINES ACADEMY | ST. CATHARINE ACADEMY | 2250 WILLIAMSBRIDGE ROAD BRONX, NY 10469 (40.858932146655455, -73.85703372311525) | CA086794H | 7/4/05 | FEDERAL FST-100 | 1 | 4.06 | 1994 | 2029 |  | 16 to 20 years old | INDUSTRIAL COMB. MMG-42 (P) | #4 | 31320 | 21924 | 4541 | 3179 | Yes | 2022 | Walk-Up Apartments | 13 | 79843 | 1 | 3 | 0 | 1 | 1953
2058011060 | 4660 MANH COLLEGE PARKWAY Bronx, NY 10471 (40.90199442310421, -73.9036265005625) | Con Edison | OLINBARK REALTY COMPANY INC. | OLINBARK RLTY CO INC | 817 YONKERS NY 10704-0817 (40.92135262717308, -73.8624832788796) | CA207496H | 7/5/05 | ROCKMILLS MP-80 | 1 | 3.43 | 1996 | 2031 | DUAL FUEL | 11 to 15 years old | INDUSTRIAL COMB. MMG-34 P | #4 | 31299 | 21909 | 4538 | 3177 |  |  | Elevator Apartments | 11 | 45000 | 1 | 6 | 38 | 38 | 1939
2033060042 | 2965 VALENTINE AVENUE Bronx, NY 10458 (40.87164263964183, -73.8865338468028) | Con Edison | RUKAJ,TOMA | PRELOSH REALTY L.L.C. |  | CA364284P | 7/6/05 | FEDERAL FST-60 | 1 | 2.14 | 1984 | 2019 | DUAL FUEL | 26 to 30 years old | IND. COMB. MMG-22 | #4 | 31244 | 21871 | 4530 | 3171 |  |  | Elevator Apartments | 11 | 40509 | 1 | 6 | 31 | 31 | 1937
2057920422 | 3512 OXFORD AVENUE Bronx, NY 10463 (40.886174879493254, -73.90876887037071) | Con Edison | GOODMAN MGMT/S. KATZ | 3512 OXFORD AVE TENAN | 2736 INDEPENDENCE AVENUE MANHATTAN, NY 10463 (40.882258954549314, -73.91765023386792) | CA238693Z | 7/6/05 | FEDERAL FST 80 | 1 | 3.27 | 1993 | 2028 |  | 16 to 20 years old | HEVE-MEG 34 | #6 | 31208 | 21845 | 4681 | 3277 |  |  | Elevator Apartments | 11 | 43000 | 1 | 6 | 45 | 45 | 1962
2033160033 | 60 196 STREET Bronx, NY 10468 (40.86864500733543, -73.89478998190569) | Con Edison | 60 E 196 ST PROPERTIES | 60 EAST 196 LLC | 1920 MANHATTAN NY 10116 (40.8110019996426, -73.95309800037239) | CA575486N | 7/7/05 | BEST 5B-70 | 1 | 2.8 | 1986 | 2021 |  | 21 to 26 years old | ICI ME 34 P | #4 | 31171 | 21820 | 4520 | 3164 | Yes | 2016 | Condominiums | 15 | 62548 | 1 | 5 | 47 | 47 | 1924
2057030165 | 239 230 STREET Bronx, NY 10463 (40.87790173620972, -73.90753917739977) | Con Edison | FINGER, RONALD | 237 W23O ST RLTY CP | 850 BRONX RIVER RD YONKERS, NY 10708 (40.92713623295677, -73.84319071815916) | CA289485Y | 7/5/05 | FEDERAL FST-70 | 1 | 2.94 | 1985 | 2020 |  | 21 to 26 years old | INDUSTRIAL COMBUS ME-34(P) | #6 | 31171 | 21820 | 4676 | 3273 |  |  | Elevator Apartments | 11 | 44000 | 1 | 5 | 38 | 38 | 1922
2022830053 | 235 BROOK AVENUE Bronx, NY 10454 (40.80764113416932, -73.91922178040252) | Con Edison | BROOK SHARP REALTY LLC | BROOK-SHARP REALTY LL | 513 MIDWOOD STATION BROOKLYN, NY 11230 (40.66057360743874, -73.94362550407162) | CB164708R | 7/4/05 | FEDERAL FST - 150 (NEW) | 1 | 5 | 2008 | 2043 | DUAL FUEL | Fewer than 5 years old | ICI DEG - 63P (NEW) | #6 | 31125 | 21788 | 4669 | 3268 | Yes | 2013 | Elevator Apartments | 8 | 67610 | 6 | 5 | 78 | 89 | 1925
2032790041 | 395 OLIVER PLACE Bronx, NY 10458 (40.866592604510174, -73.88526392353415) | Con Edison | BUZA BUZA HOLDING | BUZZA BUZZA HOLDING C | 3810 14TH AVENUE BROOKLYN, NY 11218 (40.63979797753441, -73.98359967638262) | CA395972K | 7/5/05 | ROCKMILLS MP-60 | 1 | 2.3 | 1972 | 2010 |  | 36 - 40 year old | IRONFIREMAN A06-4.5-19-2 | #4 | 31025 | 21718 | 4499 | 3149 |  |  | Elevator Apartments | 15 | 25122 | 1 | 6 | 31 | 31 | 1927
2024710011 | 1020 WALTON AVENUE Bronx, NY 10452 (40.830572620754474, -73.92206087532303) | Con Edison | SUM REALTY CO. | SUM REALTY CO | 513 MIDWOOD STATION BROOKLYN, NY 11230 (40.66057360743874, -73.94362550407162) | CA558185P | 7/5/05 | ROCKMILLS MP-90 | 1 | 3.4 | 1985 | 2020 |  | 21 to 26 years old | ICI MMG-42P | #4 | 31000 | 21700 | 4495 | 3146 |  |  | Office Buildings | 17 | 48369 | 1 | 6 | 61 | 61 | 1928
2028670070 | 1730 HARRISON AVENUE Bronx, NY 10453 (40.849147915980055, -73.9146515171029) | Con Edison | HARRISON AFFORDABLE UNITS | HARRISON AFFORDABLEUN | 1601 BRONXDALE AVENUE BRONX, NY 10462 (40.84351657306597, -73.85691921749257) | CA362392N | 7/5/05 | FEDERAL FST-100 | 1 | 4.2 | 1992 | 2027 |  | 16 to 20 years old | HEVE MMG-42 (P) | #4 | 30938 | 21656 | 4486 | 3140 | Yes | 2017 | Elevator Apartments | 16 | 85136 | 1 | 5 | 79 | 79 | 1927
2025080024 | 64 165 STREET Bronx, NY 10452 (40.831868092849426, -73.92327811142377) | Con Edison | GOLDMAN,H | 1261 MERRIAM AVENUE L | 1171 OCEAN PARKWAY BROOKLYN, NY 11230 (40.62014433682496, -73.96938055190498) | CA107656J | 7/4/05 | KEWANEE #9 | 1 | 2.8 | 1956 | 2010 |  | Over 50 years | HEV-E-OIL AL4C | #4 | 30814 | 21570 | 4468 | 3128 |  |  | Elevator Apartments | 17 | 21460 | 1 | 5 | 30 | 33 | 1925
2028050016 | 1855 GRAND Bronx, NY 10453 (40.84982656455104, -73.91311841948497) | Con Edison | 1855 GR.CONCOURSE OWNERS CORP. | 1855 GRAND CONCOURSE | 600 MAMARONECK AVE HARRISON, NY 10528 (40.97181109572365, -73.74294097398212) | CA258470J | 7/7/05 | KEWANEE-FITZGIBBONS | 1 | 4.2 | 1970 | 2010 |  | 36 - 40 year old | HEVEOIL AM6E | #6 | 30800 | 21560 | 4620 | 3234 |  |  | Educational Structures | 14 | 45000 | 1 | 6 | 44 | 44 | 1936
2023990020 | 390 153 STREET Bronx, NY 10455 (40.81895034347984, -73.91688613448628) | Con Edison | TRYAK REALTY MGMT, INC. | 390 EASTCO , | 1476 WALTON AVENUE BRONX, NY 10452 (40.841136727003224, -73.91477088050677) | CA250393Z | 7/6/05 | ROCKMILLS MP-90 | 1 | 3.79 | 1993 | 2028 |  | 16 to 20 years old | IND. COMB. DEG-42 (P) | #6 | 30664 | 21465 | 4600 | 3220 |  |  | Walk-Up Apartments | 17 | 45060 | 1 | 6 | 54 | 54 | 1938
2043170100 | 2190 BOLTON STREET Bronx, NY 10462 (40.856383421499366, -73.86860692613018) | Con Edison | 2190 BOLTON LLC | 2190 BOLTON LLC | 1841 WILLIAMSBRIDGE ROAD BRONX, NY 10461 (40.85109985893528, -73.85203289061612) | CA016997Y | 7/7/05 | BEST 4 B 90 (NEW) | 1 | 3.92 | 1997 | 2032 | DUAL FUEL | 11 to 15 years old | RAY PAECR-144(SIZE 100) | #4 | 30660 | 21462 | 4446 | 3112 |  |  | Elevator Apartments | 13 | 49680 | 1 | 6 | 53 | 53 | 1959
2030380055 | 450 184 STREET Bronx, NY 10458 (40.85620728374734, -73.89361627969845) | Con Edison | 450 EAST ASSOCIATES, C/O ALAN WASSERMAN | 450 EAST 184TH STREET | 145 HUGUENOT NEW ROCHELLE, NY 10801 (40.91319235913511, -73.77945045104241) | CA455387L | 7/7/05 | ROCKMILLS MP 90 | 1 | 3.4 | 1987 | 2022 |  | 21 to 26 years old | ICI MM 42 P | #4 | 30660 | 21462 | 4446 | 3112 |  |  | Elevator Apartments | 15 | 40715 | 1 | 5 | 47 | 47 | 1926
2025340003 | 1370 DR M L KING JR BOULEVARD Bronx, NY 10452 (40.83772426336412, -73.9233322114124) | Con Edison | A.S.FRIEDMAN MANAGEMENT CORP. | 1370 UNIVERSITY AVE C | 225 34 STREET MANHATTAN, NY 10001 (40.75132814462002, -73.99133543478304) | CA437284J | 7/7/05 | FEDERAL FST 80 | 1 | 3.2 | 1984 | 2019 |  | 26 to 30 years old | IND COMB INC ME 34P | #6 | 30660 | 21462 | 4599 | 3219 | Yes | 2014 | Elevator Apartments | 16 | 58560 | 1 | 6 | 47 | 47 | 1928
2033260021 | 3202 KOSSUTH AVENUE Bronx, NY 10467 (40.87881829457949, -73.88284206078876) | Con Edison | REX MANAGEMENT CORP.B. WITTENBERG | 3202 KOSSUTH LLC | 1 RED OAK LANE WHITE PLAINS, NY 10467 (40.8770479121315, -73.87153250082423) | CA301184J | 7/6/05 | ROCKMILLS MP4-69 | 1 | 2.9 | 1984 | 2019 |  | 26 to 30 years old | INDUSTRI COMBUS MMG-28-P | #4 | 30660 | 21462 | 4446 | 3112 |  |  | Hotels | 11 | 33750 | 1 | 5 | 35 | 35 | 1924
2049950022 | 655 234 STREET Bronx, NY 10466 (40.894709897330436, -73.85856264311084) | Con Edison | RIPPLE REALTY CORP. | BLANCO, EDUARDO | 600 WOODLAWN STATION BRONX, NY 10470 (40.90012797192844, -73.8712277502604) | CA001782P | 7/4/05 | ROCKMILLS #MP-80 | 1 | 2.9 | 1982 | 2017 |  | 26 to 30 years old | HEV-E-OIL MM-34(S) | #4 | 30660 | 21462 | 4446 | 3112 |  |  | Condominiums | 12 | 45205 | 1 | 5 | 54 | 54 | 1928
2033350046 | 239 MOSHOLU PARKWAY Bronx, NY 10467 (40.87403310249573, -73.88138310305355) | Con Edison | UNIVERSAL MGMT. AGENCY | 239 EAST MOSHOLU ASSO | 825 233 STREET BRONX, NY 10466 (40.89221310483329, -73.85355883486339) | CA397184Z | 7/7/05 | FEDERAL FST-80 | 1 | 2.9 | 1984 | 2019 |  | 26 to 30 years old | INDUS COMB MMG-30 | #4 | 30660 | 21462 | 4446 | 3112 |  |  | Elevator Apartments | 11 | 42500 | 1 | 5 | 39 | 39 | 1923
2057070010 | 3120 KINGSBRIDGE AVENUE Bronx, NY 10463 (40.88028209842199, -73.90608838607258) | Con Edison | NAPLES EQUITIES L.P. | 3120/30 KINGSBRIDGE A | 217 86 STREET MANHATTAN, NY 10028 (40.77867537790584, -73.95355182437756) | CA072177P | 7/6/05 | FEDERAL FST 100 | 1 | 4.2 | 1977 | 2012 |  | 31 to 35 years old | I.C.I. DE 42S | #4 | 30531 | 21372 | 4427 | 3099 | Yes | 2017 | Elevator Apartments | 11 | 55695 | 1 | 5 | 48 | 48 | 1926
2031480036 | 267 188 STREET Bronx, NY 10458 (40.86093538794755, -73.89605307539857) | Con Edison | 188TH STREET HOLDING CO. LP. | CASABLANCA HOLDINGS, | 556 BRONX NY 10471 (40.90199442310421, -73.9036265005625) | CA193388X | 7/4/05 | BEST 5B-70 | 1 | 2.8 | 1988 | 2023 |  | 21 to 26 years old | ICI MMG 28 | #4 | 30405 | 21284 | 4409 | 3086 |  |  | Condominiums | 15 | 17685 | 1 | 5 | 20 | 20 | 1915
2031990034 | 2415 DAVIDSON AVENUE Bronx, NY 10468 (40.861867478197574, -73.90294735409225) | Con Edison | DODONI REALTY INC. | J&R 2415 REALTY LLC | 44 CHESTNUT ST GARDEN CITY, NY 11530 (40.72466748213293, -73.62259070269192) | CA356686H | 7/6/05 | FEDERAL FST-70 | 1 | 2.8 | 1986 | 2021 |  | 21 to 26 years old | IND. COMB. MM-28 | #4 | 30405 | 21284 | 4409 | 3086 |  |  | Elevator Apartments | 14 | 26730 | 1 | 5 | 37 | 37 | 1922
2031980092 | 15 NORTH STREET Bronx, NY 10468 (40.859901965587504, -73.90371887788623) | Con Edison | NORTH MGMT LLC. | NORTH MANAGEMENT LLC | 117 BRONX NY 10470 (40.90012797192844, -73.8712277502604) | CA150487L | 7/6/05 | FEDERAL FST 70 | 1 | 2.8 | 1987 | 2022 |  | 21 to 26 years old | ICI MM 28 | #4 | 30405 | 21284 | 4409 | 3086 |  |  | Elevator Apartments | 14 | 36700 | 1 | 6 | 38 | 38 | 1936
2045160048 | 2705 COLDEN AVENUE Bronx, NY 10469 (40.86561710279483, -73.85969825188069) | Con Edison | SPRING & DAVIS R. E. MGMT. | COLDEN AVENUE REALTY, | 280 COMMACK NY 11725 (40.836352218606315, -73.29456287742103) | CA150887K | 7/6/05 | FEDERAL FST 70 | 1 | 2.8 | 1987 | 2022 |  | 21 to 26 years old | ICI MMG 28 | #4 | 30405 | 21284 | 4409 | 3086 |  |  | Elevator Apartments | 13 | 40228 | 1 | 6 | 40 | 43 | 1928
2033080065 | 3029 BRIGGS AVENUE Bronx, NY 10458 (40.872604486859224, -73.88366135693447) | Con Edison | 2960 & 3029,LLC.- ATT: JOEL RABINE | 2960 & 3029 | 993 MORRIS PARK AVENUE BRONX, NY 10462 (40.84802524608402, -73.85650673897491) | CA388787N | 7/7/05 | FEDERAL FST 70 | 1 | 2.8 | 1987 | 2022 |  | 21 to 26 years old | ICI MM 28 | #4 | 30405 | 21283 | 4409 | 3086 |  |  | Elevator Apartments | 11 | 41700 | 1 | 5 | 51 | 51 | 1922
2037390067 | 1121 ELDER AVENUE Bronx, NY 10472 (40.826604001504705, -73.87875509267565) | Con Edison | LANGSAM PROPERTY SERVICES CORP | MATSIA PROPERTIES COR | 1601 BRONXDALE AVENUE BRONX, NY 10462 (40.84351657306597, -73.85691921749257) | CA143692P | 7/5/05 | FEDERAL FST-80 | 1 | 3.43 | 1992 | 2027 |  | 16 to 20 years old | IND COMBUSTION MM-34 (P) | #4 | 30405 | 21283 | 4409 | 3086 |  |  | Elevator Apartments | 18 | 36500 | 1 | 5 | 48 | 48 | 1928
2024520035 | 225 MC CLELLAN STREET Bronx, NY 10456 (40.83227933760685, -73.91653673197811) | Con Edison | ROSENBERG DIAMOND | 225 MCCLELLAN REALTY, | 1919 WILLIAMSBRIDGE ROAD BRONX, NY 10461 (40.852643053158374, -73.8532354972766) | CA434887P | 7/5/05 | FEDERAL FST 60 | 1 | 2.59 | 1987 | 2022 |  | 21 to 26 years old | INDUSTRIAL COMBUSTION # MMG 28 | #4 | 30386 | 21270 | 4406 | 3084 |  |  | Condominiums | 16 | 32930 | 1 | 5 | 40 | 43 | 1926
2031680049 | 2625 GRAND Bronx, NY 10468 (40.86685949884369, -73.90023864372216) | Con Edison | VICTOR FELMUS | ISRAEL FELDMUS | 2625 GRAND BRONX, NY 10468 (40.86685949884369, -73.90023864372216) | CA072174J | 7/4/05 | PACIFIC UNKNOWN | 1 | 2.6 | 1974 | 2010 |  | 36 - 40 year old | HEV-E-OIL AM4 1/2 | #4 | 30386 | 21270 | 4406 | 3084 |  |  | Walk-Up Apartments | 15 | 44550 | 1 | 6 | 39 | 41 | 1948
2033260150 | 55 208 STREET Bronx, NY 10467 (40.879551368936184, -73.88223802021956) | Con Edison | 311 REALTY LLC | 311 REALTY LLC | 926 MONSEY NY 10952 (41.114343273623206, -74.07944539139169) | CA233894M | 7/5/05 | ROCKMILLS MP-90 | 1 | 3.72 | 1994 | 2029 |  | 16 to 20 years old | I.C.I. MMG-42 (P) | #4 | 30098 | 21069 | 4364 | 3055 | Yes | 2016 | Elevator Apartments | 11 | 54775 | 1 | 6 | 48 | 48 | 1954
2033190001 | 2855 GRAND Bronx, NY 10468 (40.86785065240455, -73.89951166617763) | Con Edison | GRADECKS REALTY ASSOC. | PRANA GROWTH FUND I, | 542 MAIN STREET NEW ROCHELLE, NY 10801 (40.90794031848401, -73.78299377983785) | CA360592Z | 7/6/05 | ROCKMILLS MP-80 | 1 | 3.43 | 1992 | 2027 |  | 16 to 20 years old | ICI MMG-34P | #4 | 30076 | 21053 | 4361 | 3053 |  |  | Elevator Apartments | 15 | 45548 | 1 | 5 | 44 | 44 | 1922
2028240015 | 1665 MORRIS AVENUE Bronx, NY 10457 (40.843633817537615, -73.90951249217163) | Con Edison | MILBROOK PROPERTIES | 1665 MORRIS LLC C/O A | 733 YONKERS AVE YONKERS, NY 10704 (40.92365098316586, -73.86577167165724) | CA363984L | 7/6/05 | ROCKMILLS MP70 | 1 | 2.8 | 1984 | 2019 |  | 26 to 30 years old | I.C.I. DEG 42-YP | #4 | 30076 | 21053 | 4361 | 3053 |  |  | Elevator Apartments | 14 | 37716 | 1 | 6 | 43 | 43 | 1931
2033080012 | 226 203 STREET Bronx, NY 10458 (40.87367004712907, -73.88552695838027) | Con Edison | NARET REALTY COMPANY | NARET REALTY LLC | 105 COURT STREET BROOKLYN, NY 11201 (40.69083358302672, -73.9917782688907) | CA265786L | 7/6/05 | ROCKMILLS MP-80 | 1 | 3.4 | 1986 | 2021 |  | 21 to 26 years old | I.C.I. MEG 34P | #6 | 30076 | 21053 | 4511 | 3158 |  |  | Elevator Apartments | 11 | 43746 | 1 | 6 | 43 | 43 | 1928
2038740001 | 1302 ROSEDALE AVENUE Bronx, NY 10472 (40.832655631040524, -73.86940860642926) | Con Edison | 1302 ROSEDALE ASSOC. | 1302 ROSEDALE ASSOCIA | 1510 ST PETERS AVENUE BRONX, NY 10461 (40.83992979578118, -73.84660528977619) | CA120385N | 7/5/05 | FEDERAL FST-100 | 1 | 4.1 | 1985 | 2020 |  | 21 to 26 years old | ICI MMG 42P | #4 | 30000 | 21000 | 4350 | 3045 | Yes | 2014 | Condominiums | 18 | 54000 | 1 | 6 | 56 | 61 | 1927
2028060033 | 1901 GRAND Bronx, NY 10453 (40.852009478951004, -73.91081179038987) | Con Edison | 1901 G.C. CORP. | 1901 GC CORP | 202 179 STREET BRONX, NY 10457 (40.851023922062005, -73.90441037047589) | CA424390K | 7/7/05 | ROCKMILLS MP-100 | 1 | 4.06 | 1990 | 2025 |  | 16 to 20 years old | ICI MMG-42P | #4 | 30000 | 21000 | 4350 | 3045 |  |  | Elevator Apartments | 14 | 46437 | 1 | 6 | 54 | 54 | 1954
2033260134 | 30 208 STREET Bronx, NY 10467 (40.880193070511986, -73.88268280796115) | Con Edison | 26 REALTY LLC | NEHH LLC | 192 BRONX NY 10470 (40.90012797192844, -73.8712277502604) | CA320188K | 7/5/05 | ROCKMILLS MP 90 | 1 | 3.72 | 1988 | 2023 |  | 21 to 26 years old | ICI MMG 42 P | #4 | 30000 | 21000 | 4350 | 3045 | Yes | 2016 | Elevator Apartments | 11 | 50000 | 1 | 6 | 43 | 43 | 1935
2033200025 | 2933 GRAND Bronx, NY 10468 (40.86785065240455, -73.89951166617763) | Con Edison | 2933 GRAND CONCOURSE ASSOC. LLC,C/O ALAN WASERMAN | 2933 GRAND CONCOURSE | 25 45th STREET NEW YORK, NY 10026 (40.65178506133922, -74.01376619540055) | CA056285M | 7/7/05 | ROCKMILLS MP70 | 1 | 2.59 | 1985 | 2020 |  | 21 to 26 years old | ICI MMG 34P | #4 | 30000 | 21000 | 4350 | 3045 |  |  | Elevator Apartments | 11 | 40986 | 1 | 6 | 42 | 42 | 1927
2032870115 | 325 194 STREET Bronx, NY 10458 (40.86432264237309, -73.89157245711732) | Con Edison | 325 EAST 194 ASSOC. L.L.C. | MARION MANAGEMENT LLC | 825 233 STREET BRONX, NY 10466 (40.89221310483329, -73.85355883486339) | CA323785M | 7/7/05 | ROCKMILLS MP80 | 1 | 3.36 | 1985 | 2020 |  | 21 to 26 years old | ICI MMG 34P | #4 | 30000 | 21000 | 4350 | 3045 |  |  | Walk-Up Apartments | 15 | 46475 | 1 | 6 | 46 | 50 | 1922
2026090028 | 536 168 STREET Bronx, NY 10456 (40.83087166972546, -73.90534722440665) | Con Edison | 536 E. 168 REALTY CORP. | ZABIN INC | 2562 BRIGGS AVENUE BRONX, NY 10458 (40.863915448232135, -73.89343797788628) | CA320588J | 7/5/05 | ROCKMILLS MP 70 | 1 | 2.94 | 1988 | 2023 |  | 21 to 26 years old | ICI MMG 34 P | #4 | 30000 | 21000 | 4350 | 3045 |  |  | Elevator Apartments | 16 | 24174 | 1 | 6 | 34 | 38 | 1917
2048440031 | 711 230 STREET Bronx, NY 10466 (40.89136364182739, -73.85850826694607) | Con Edison | 711 E 230TH ST. ASSOC. LLC | 711 EAST 230ST ASSOCI | 825 233 STREET BRONX, NY 10466 (40.89221310483329, -73.85355883486339) | CA246485Y | 7/4/05 | ROCKMILLS MP80SS | 1 | 3.4 | 1985 | 2020 |  | 21 to 26 years old | ICI MMG 30 | #4 | 30000 | 21000 | 4350 | 3045 |  |  | Elevator Apartments | 12 | 38130 | 1 | 6 | 41 | 41 | 1932
2046920035 | 907 221 STREET Bronx, NY 10469 (40.88311560795212, -73.85603865905045) | Con Edison | 907 ASSOCIATES LLC. | N.V. MANAGEMENT INC. | 660 229 ST BRONX, NY 10466 (40.89110048632442, -73.86046922182427) | CA055486Y | 7/5/05 | FEDERAL FST 80 | 1 | 3.78 | 1986 | 2021 |  | 21 to 26 years old | ICI MMG28 | #4 | 30000 | 21000 | 4350 | 3045 |  |  | Elevator Apartments | 12 | 36573 | 1 | 5 | 40 | 45 | 1928
2033240082 | 3425 KNOX PLACE Bronx, NY 10467 (40.881761227325065, -73.88372942707741) | Con Edison | AYTEM REALTY COR | MAX CONNOR LLC | 111 BROOK STREET SCARSDALE, NY 10583 (40.977925558804145, -73.80659198988673) | CA285382N | 7/5/05 | FEDERAL FST 100 | 1 | 4 | 1982 | 2017 |  | 26 to 30 years old | ICI DEG 42 | #4 | 30000 | 21000 | 4350 | 3045 | Yes | 2014 | Elevator Apartments | 11 | 68500 | 1 | 6 | 60 | 60 | 1927
2031580043 | 2243 RYER AVENUE Bronx, NY 10457 (40.85594260019519, -73.899600602071) | Con Edison | BILIG REALTY CORP. | BILIG REALTY CORP | 1601 BRONXDALE AVENUE BRONX, NY 10462 (40.84351657306597, -73.85691921749257) | CA000790K | 7/4/05 | FEDERAL FST90 | 1 | 3.72 | 1990 | 2025 |  | 16 to 20 years old | ICI MMG 42P | #4 | 30000 | 21000 | 4350 | 3045 |  |  | Elevator Apartments | 15 | 18000 | 1 | 5 | 21 | 21 | 1924
2027630162 | 1291 SPOFFORD AVENUE Bronx, NY 10474 (40.81450996627549, -73.88690980317674) | Con Edison | CASTILLO,IGNACIO | 34-37 REALTY, LTD. | 126 FORDHAM ROAD BRONX, NY 10468 (40.862316510499234, -73.89822504308013) | CA420990X | 7/7/05 | FEDERAL FST-100 | 1 | 4.07 | 1990 | 2025 |  | 16 to 20 years old | ICI DEG 42P | #4 | 30000 | 21000 | 4350 | 3045 |  |  | Walk-Up Apartments | 17 | 40300 | 1 | 5 | 46 | 49 | 1923
2033070061 | 215 201 STREET Bronx, NY 10458 (40.87252996002601, -73.88653892625288) | Con Edison | CHAMP CONCOURSE COMPANY | CHAMP CONCOURSE CO. | 133 72ND ST MANHATTAN, NY 10023 (40.77796820821025, -73.98003292915193) | CA018587K | 7/6/05 | ROCKMILLS MP 70 | 1 | 2.6 | 1987 | 2022 |  | 21 to 26 years old | ICI MMG 28 | #4 | 30000 | 21000 | 4350 | 3045 |  |  | Walk-Up Apartments | 11 | 45000 | 1 | 6 | 37 | 37 | 1951
2031640024 | 2327 GRAND Bronx, NY 10468 (40.86067469866885, -73.90473833208947) | Con Edison | CONCOURSE RES. HOTEL INC. | CONCOURSE RES HOTEL | 2327 GRAND BRONX, NY 10468 (40.86067469866885, -73.90473833208947) | CA188188P | 7/5/05 | ROCKMILLS MP80 | 1 | 3.4 | 1988 | 2023 |  | 21 to 26 years old | ICI MMG 34P | #4 | 30000 | 21000 | 4350 | 3045 |  |  | Walk-Up Apartments | 14 | 19250 | 1 | 5 | 0 | 1 | 1915
2023990006 | 666 COURTLANDT AVENUE Bronx, NY 10451 (40.81932884978166, -73.91826162204406) | Con Edison | COURTLAND 666 LLC | COURTLANDT 666 LLC. | 2304 NOSTRAND AVE BROOKLYN, NY 11210 (40.62856671210955, -73.94724894340749) | CA051588R | 7/7/05 | ROCKMILLS MP 70 | 1 | 2.6 | 1988 | 2023 |  | 21 to 26 years old | ICI MMG 30 | #4 | 30000 | 21000 | 4350 | 3045 |  |  | Walk-Up Apartments | 17 | 38875 | 1 | 5 | 44 | 47 | 1926
2033260013 | 95 MOSHOLU PARKWAY Bronx, NY 10467 (40.877909680603906, -73.88232622987033) | Con Edison | DILLON,JOHN | 95 EAST LLC | 97 WOODLAWN STA BRONX, NY 10470 (40.90012797192844, -73.8712277502604) | CA210890N | 7/6/05 | ROCKMILLS MP70 | 1 | 2.59 | 1990 | 2025 |  | 16 to 20 years old | ICI MMG 30 | #4 | 30000 | 21000 | 4350 | 3045 |  |  | Elevator Apartments | 11 | 41300 | 1 | 5 | 46 | 46 | 1926
2032970052 | 2921 BRIGGS AVENUE Bronx, NY 10458 (40.870335515127195, -73.88705572994837) | Con Edison | DULLI REALTY LLC | DULLI REALTY |  | CA124383H | 7/5/05 | ROCKMILLS MP 80 | 1 | 3.4 | 1983 | 2018 |  | 26 to 30 years old | ICI DEG 42 P | #4 | 30000 | 21000 | 4350 | 3045 |  |  | Elevator Apartments | 11 | 44627 | 1 | 6 | 39 | 39 | 1935
2027030014 | 938 INTERVALE AVENUE Bronx, NY 10459 (40.820996425533636, -73.89685698834096) | Con Edison | DXK DEVELOPMENT LTD | D X K DEVELOPMENT LTD |  | CA336289X | 7/6/05 | ROCKMILLS MP 80 | 1 | 3.43 | 1989 | 2024 |  | 21 to 26 years old | ICI MMG 34 | #4 | 30000 | 21000 | 4350 | 3045 |  |  | Elevator Apartments | 17 | 29700 | 1 | 5 | 27 | 31 | 1937
2033360055 | 3220 STEUBEN AVENUE Bronx, NY 10467 (40.87730586425207, -73.88167458274327) | Con Edison | ELEZAJ & SONS REALTY ASSOC. | ELEAZJ & SONS RTLY AS | 3093 BAINBRIDGE AVE BRONX, NY 10467 (40.87364682172387, -73.87936821874146) | CA233491H | 7/4/05 | ROCKMILLS MP60 | 1 | 2.59 | 1991 | 2026 |  | 16 to 20 years old | ICI MMG28 | #4 | 30000 | 21000 | 4350 | 3045 |  |  | Elevator Apartments | 11 | 42500 | 1 | 5 | 42 | 42 | 1926
2039730005 | 1418 ZEREGA AVENUE Bronx, NY 10462 (40.837215555660286, -73.84725131303419) | Con Edison | FLOREZA REALTY CORP | C M S REALTY CORP | 601 UNION ST BKLYN, NY 11215 (40.67833275908662, -73.9853362247808) | CA120789J | 7/5/05 | ROCKMILLS MP-100 | 1 | 4.06 | 1989 | 2024 |  | 21 to 26 years old | ICI MMG 42P | #4 | 30000 | 21000 | 4350 | 3045 |  |  | Elevator Apartments | 13 | 49530 | 1 | 5 | 52 | 59 | 1926
2026650061 | 729 UNION AVENUE Bronx, NY 10455 (40.81733502982248, -73.9037076502187) | Con Edison | GARSAN REALTY INC. | GARSAN REALTY, INC. | 604 BRONX NY 10458 (40.86260132868841, -73.88479001504714) | CA086689X | 7/5/05 | ROCKMILLS MP90 | 1 | 3.72 | 1989 | 2024 |  | 21 to 26 years old | ICI MMG 42P | #4 | 30000 | 21000 | 4350 | 3045 |  |  | Walk-Up Apartments | 17 | 43750 | 1 | 6 | 47 | 49 | 1920
2031630001 | 155 182 STREET Bronx, NY 10453 (40.85637891976371, -73.90162455964833) | Con Edison | GEEL COMMUNITY SERVICES INC. | GEEL EAST 182ND STREE | 5925 BROADWAY BRONX, NY 10463 (40.888406443876256, -73.899128719106) | CA317589Y | 7/6/05 | ROCKMILLS MP70 | 1 | 2.9 | 1989 | 2024 |  | 21 to 26 years old | ICI MMG30 | #4 | 30000 | 21000 | 4350 | 3045 |  |  | Elevator Apartments | 14 | 28745 | 1 | 6 | 37 | 37 | 1923
2029570038 | 893 CROTONA PARK Bronx, NY 10460 (40.83923274894864, -73.88883247762548) | Con Edison | GORANA REALTY LLC | GORANA REALTY LLC | 696 187 ST BRONX, NY 10458 (40.854127915933475, -73.88444439546497) | CA191289L | 7/5/05 | ROCKMILLS MP80 | 1 | 3.43 | 1989 | 2024 |  | 21 to 26 years old | ICI MMG-34 | #4 | 30000 | 21000 | 4350 | 3045 |  |  | Walk-Up Apartments | 15 | 35420 | 1 | 5 | 36 | 36 | 1925
2031640019 | 2337 GRAND Bronx, NY 10468 (40.86086398638532, -73.90461704093133) | Con Edison | GRAND CONCOURSE REALTY LLC (2337) | GRAND CONCOURSE REALT | 255 PACKVILLE STA BROOKLYN, NY 11204 (40.619055848049015, -73.98479859887618) | CA388984M | 7/7/05 | FEDERAL FST 70 | 1 | 2.94 | 1984 | 2019 |  | 26 to 30 years old | ICI MMG30 | #4 | 30000 | 21000 | 4350 | 3045 |  |  | Condominiums | 14 | 34050 | 1 | 5 | 41 | 44 | 1922
2057070040 | 233 NAPLES TERRACE Bronx, NY 10463 (40.87991612630086, -73.90535885034237) | Con Edison | HARLINGTON REALTY CO. LLC | NAPLES TERRACE | 156A 83 STREET NEW YORK, NY 10028 (40.77731145175508, -73.95654666722065) | CA356987L | 7/6/05 | ROCKMILLS MP 80 | 1 | 3.43 | 1987 | 2022 |  | 21 to 26 years old | ICI MMG 34 P | #4 | 30000 | 21000 | 4350 | 3045 |  |  | Elevator Apartments | 11 | 39960 | 1 | 5 | 47 | 47 | 1926
2032200096 | 2523 DR M L KING JR BOULEVARD Bronx, NY 10468 (40.869693003729196, -73.89892699248668) | Con Edison | HO & HE PROPERTIES. | H.O. & H.E. PROPERTIE | 15 KIMBALL AVE YONKERS, NY 10704 (40.90358497847944, -73.86763529122145) | CA120585H | 7/4/05 | FEDERAL FST-100 | 1 | 4.2 | 1985 | 2020 |  | 21 to 26 years old | ICI MMG-42P | #4 | 30000 | 21000 | 4350 | 3045 | Yes | 2020 | Elevator Apartments | 14 | 58585 | 1 | 5 | 60 | 60 | 1922
2029500030 | 709 FAIRMONT PLACE Bronx, NY 10457 (40.84277280197789, -73.89205528361643) | Con Edison | JACOB SCHELENICK | 709-715 FAIRMONT PLAC | 5600A BROADWAY BRONX, NY 10463 (40.87943056565291, -73.90428356958549) | CA169088Y | 7/7/05 | FEDERAL FST 125 | 1 | 5.32 | 1988 | 2023 |  | 21 to 26 years old | ICI MMG 54P | #4 | 30000 | 21000 | 4350 | 3045 |  |  | Office Buildings | 15 | 49135 | 1 | 5 | 61 | 61 | 1926
2031870053 | 2315 WALTON AVENUE Bronx, NY 10468 (40.85892937706979, -73.90249315904607) | Con Edison | NEW LINE REALTY | 2315 MOON LLC | 1075 CENTRAL PARK AVENUE SCARSDALE, NY 10583 (40.98774156996955, -73.82434873339551) | CA332288X | 7/5/05 | ROCKMILLS MP 60 | 1 | 2.32 | 1988 | 2023 |  | 21 to 26 years old | ICI MMG 28 | #4 | 30000 | 21000 | 4350 | 3045 |  |  | Elevator Apartments | 14 | 36694 | 1 | 6 | 45 | 45 | 1938
2042930005 | 2064 BARNES AVENUE Bronx, NY 10462 (40.853395901296096, -73.86386954978578) | Con Edison | PALUSEVIC,NUHO | PALUSHAJ REALTY | 2064 BARNES AVENUE BRONX, NY 10467 (40.85970352180353, -73.86368727201047) | CA006284P | 7/6/05 | FEDERAL FLW 1215 | 1 | 5.88 | 1984 | 2019 |  | 26 to 30 years old | I.C.I. DEG 42 S | #4 | 30000 | 21000 | 4350 | 3045 | Yes | 2013 | Elevator Apartments | 13 | 57053 | 1 | 6 | 50 | 50 | 1961
2031800020 | 2151 MORRIS AVENUE Bronx, NY 10453 (40.85500242261871, -73.90397080488069) | Con Edison | PRIME REALTY SERVICE LLC. | 2151 MORRIS LLC | 1920 MANHATTAN NY 10116 (40.8110019996426, -73.95309800037239) | CA015488L | 7/7/05 | ROCKMILLS MP 80 | 1 | 3.43 | 1988 | 2023 |  | 21 to 26 years old | ICI - MMG 42P | #4 | 30000 | 21000 | 4350 | 3045 |  |  | Elevator Apartments | 14 | 17340 | 1 | 5 | 21 | 21 | 1917
2032000016 | 6 190 STREET Bronx, NY 10468 (40.86369296098175, -73.90010908301903) | Con Edison | PRIME REALTY SERVICES, LLC | 6 WEST 190 LLC | 1920 NEW YORK, NY 10116 (40.8110019996426, -73.95309800037239) | CA305294Z | 7/5/05 | FEDERAL FST 90 | 1 | 3.72 | 1994 | 2029 |  | 16 to 20 years old | I.C.I. MMG-42 P | #4 | 30000 | 21000 | 4350 | 3045 | Yes | 2020 | Walk-Up Apartments | 14 | 60000 | 1 | 6 | 57 | 64 | 1924
2033310026 | 3070 DECATUR AVENUE Bronx, NY 10467 (40.87107326500731, -73.87883027157437) | Con Edison | SCHONFIELD REALTY COMPANIES | 62 REALTY, LLC | 926 MONSEY NY 10952 (41.114343273623206, -74.07944539139169) | CA296290J | 7/7/05 | `OCKMILLS # MP 70 | 1 | 2.77 | 1990 | 2025 |  | 16 to 20 years old | ICI # MMG 24 | #4 | 30000 | 21000 | 4350 | 3045 |  |  | Elevator Apartments | 11 | 41650 | 1 | 5 | 39 | 39 | 1923
2031830007 | 2310 WALTON AVENUE Bronx, NY 10468 (40.85880410537196, -73.90248901581178) | Con Edison | TWENTYTHREE-ONE NOUGHT-W,LLC | TWENTY-THREE-ONE-NOUG | 147 PEARL RIVER NY 10965 (41.060941160006564, -74.01074991337777) | CA186887P | 7/6/05 | ROCKMILLS MP 70 | 1 | 2.6 | 1987 | 2022 |  | 21 to 26 years old | ICI MMG 30 | #4 | 30000 | 21000 | 4350 | 3045 |  |  | Warehouses | 14 | 38698 | 1 | 5 | 43 | 43 | 1926
2026090046 | 1175 FULTON AVENUE Bronx, NY 10456 (40.829668127062035, -73.90520245684763) | Con Edison | U.S.INDUSTRIAL SERVICES | U S INDUSTRIAL SERVIC | 403 MAIN STREET PORT WASHINGTON, NY 11050 (40.82990614600163, -73.70210875652265) | CA464887M | 7/7/05 | ROCKMILLS MP 80 | 1 | 2.6 | 1987 | 2022 |  | 21 to 26 years old | ICI MMG 30 | #4 | 30000 | 21000 | 4350 | 3045 |  |  | Churches, Synagogues, etc. | 16 | 28800 | 1 | 5 | 43 | 43 | 1925
2031430147 | 2230 TIEBOUT AVENUE Bronx, NY 10457 (40.85530669178526, -73.89802624965942) | Con Edison | UNIVERSAL MGMT AGENCY | LARAM ASSOCIATES, L.L | 825 233 STREET BRONX, NY 10466 (40.89221310483329, -73.85355883486339) | CA225387H | 7/6/05 | ROCKMILLS MP 70 | 1 | 2.6 | 1987 | 2022 |  | 21 to 26 years old | ICI MMG 30 | #4 | 30000 | 21000 | 4350 | 3045 |  |  | Elevator Apartments | 15 | 37260 | 1 | 6 | 40 | 40 | 1937
2033350016 | 3133 ROCHAMBEAU AVENUE Bronx, NY 10467 (40.874137133361444, -73.88035777436184) | Con Edison | ZAGREDA REALTY CORP. | 3133 ROCHAMBEAU LLC | 557 YONKERS NY 10704 (40.92857892026224, -73.87053143800568) | CA279685J | 7/5/05 | FEDERAL FST-70 | 1 | 2.6 | 1985 | 2020 |  | 21 to 26 years old | I.C.I. MMG-30 | #4 | 30000 | 21000 | 4350 | 3045 |  |  | Walk-Up Apartments | 11 | 41600 | 1 | 5 | 49 | 49 | 1928
2027830042 | 1365 FINDLAY AVENUE Bronx, NY 10456 (40.836855787680044, -73.90979263033697) | Con Edison | ZEVRONE REALTY CORP | ZEVRONE REALTY CORP | 1601 BRONXDALE AVENUE BRONX, NY 10462 (40.84351657306597, -73.85691921749257) | CA229190M | 7/6/05 | FEDERAL FST-100 | 1 | 4.2 | 1990 | 2025 |  | 16 to 20 years old | ICI MM-42P | #4 | 30000 | 21000 | 4350 | 3045 |  |  | Elevator Apartments | 16 | 30625 | 1 | 5 | 33 | 37 | 1924
2037400055 | 1135 BOYNTON AVENUE Bronx, NY 10472 (40.82702377452526, -73.87790581665834) | Con Edison | 1135 BOYNTON AVENUE CO | 1135 BOYNTON AVE COMP | 188 GLEN OAKS, NY 11004 (40.74323783435864, -73.71201500019208) | CA061684X | 7/6/05 | ROCKMILLS MP125 | 1 | 5 | 1984 | 2019 |  | 26 to 30 years old | ICI DEG54P | #6 | 30000 | 21000 | 4500 | 3150 | Yes | 2020 | Elevator Apartments | 18 | 86190 | 1 | 6 | 83 | 83 | 1930
2027990025 | 1786 TOPPING AVENUE Bronx, NY 10457 (40.84638719014168, -73.90558679629723) | Con Edison | 1700 DEVELOPMENT CO | NORTH RIM, LLC |  | CA029987N | 7/6/05 | ROCKMILLS MP 80SS | 1 | 3.43 | 1987 | 2022 |  | 21 to 26 years old | ICI DEG 42 P | #6 | 30000 | 21000 | 4500 | 3150 |  |  | Elevator Apartments | 14 | 38000 | 1 | 6 | 43 | 43 | 1920
2033070084 | 3013 VALENTINE AVENUE Bronx, NY 10458 (40.87283048208561, -73.88540032837207) | Con Edison | 3013 REALTY % ALAN WASSERMAN | 3013 REALTY LLC | 145 HUGUENOT ST NEW ROCHELLE, NY 10801 (40.91319235913511, -73.77945045104241) | CA353183M | 7/6/05 | ROCKMILLS MP70 | 1 | 2.8 | 1983 | 2018 |  | 26 to 30 years old | ICI DEG42P | #6 | 30000 | 21000 | 4500 | 3150 |  |  | Elevator Apartments | 11 | 44916 | 1 | 6 | 49 | 49 | 1948
2048190034 | 3920 BRONX BOULEVARD Bronx, NY 10466 (40.88750414813143, -73.86499439191984) | Con Edison | 3920 REALTY ASSOCIATES | 3920 REALTY ASSOCIATE | 145 HUGUENOT STREET NEW ROCHELLE, NY 10801 (40.91319235913511, -73.77945045104241) | CA114967M | 7/6/05 | ROCKMILLS MP100 | 1 | 4.2 | 1967 | 2010 |  | 41 - 45 years old | PETRO A06-6.3 | #6 | 30000 | 21000 | 4500 | 3150 |  |  | Walk-Up Apartments | 12 | 47976 | 1 | 6 | 50 | 50 | 1933
2030680093 | 620 178 STREET Bronx, NY 10457 (40.84686767083517, -73.89280880974403) | Con Edison | 620 REALTY LLC | PRANA NINE PROPERTIES | 507 186 STREET NEW YORK, NY 10033 (40.85143591538309, -73.92924152824264) | CA205987N | 7/6/05 | ROCKMILLS MP 80 | 1 | 3.43 | 1987 | 2022 |  | 21 to 26 years old | ICI DEG 42 P | #6 | 30000 | 21000 | 4500 | 3150 |  |  | Elevator Apartments | 15 | 37105 | 1 | 5 | 47 | 50 | 1928
2024730067 | 675 WALTON AVENUE Bronx, NY 10451 (40.822621041318634, -73.92684804777568) | Con Edison | 675 WALTON AVE%ALL AREA PROP. MGMT.CO.INC. | 675 WALTON AVE INC | 200 CENTRAL AVE HARTSDALE, NY 10530 (41.01592752979802, -73.8015676559835) | CA247185R | 7/4/05 | ROCKMILLS MP150 | 1 | 6 | 1985 | 2020 |  | 21 to 26 years old | ICI DEG63 | #6 | 30000 | 21000 | 4500 | 3150 | Yes | 2013 | Elevator Apartments | 17 | 119500 | 1 | 6 | 83 | 83 | 1936 |  | YES
2028080096 | 2001 GRAND Bronx, NY 10453 (40.853425887817025, -73.90997702591301) | Con Edison | 69 E.M.,LLC%H S C MGMT. | 69 E.M. LLC | 850 BRONX RIVER ROAD YONKERS, NY 10708 (40.92713623295677, -73.84319071815916) | CA044786M | 7/5/05 | ROCKMILLS MP 80 | 1 | 3.4 | 1986 | 2021 |  | 21 to 26 years old | ICI-DEG 42P | #6 | 30000 | 21000 | 4500 | 3150 |  |  | Elevator Apartments | 14 | 42000 | 1 | 6 | 41 | 41 | 1920
2028510036 | 35 176 STREET Bronx, NY 10453 (40.84845972518015, -73.91060661057124) | Con Edison | 916 HOLDING CORP. | 916 HOLDING CORP | 2388 VALENTINE AVENUE BRONX, NY 10458 (40.85914397853013, -73.89716920364363) | CA035980L | 7/5/05 | ROCKMILLS MP-100 | 1 | 4.2 | 1980 | 2015 |  | 26 to 30 years old | I C DEG42P | #6 | 30000 | 21000 | 4500 | 3150 | Yes | 2021 | Office Buildings | 14 | 68388 | 1 | 6 | 58 | 60 | 1931
2057010113 | 3054 GODWIN TERRACE Bronx, NY 10463 (40.87890168161745, -73.90611541341883) | Con Edison | ALBERT,RICHARD | 3054 TERRACE REALTYCO | 233 32ND STREET MANHATTAN, NY 10016 (40.744149402761245, -73.97826792272411) | CA245689L | 7/5/05 | FEDERAL FST100 | 1 | 4.2 | 1989 | 2024 |  | 21 to 26 years old | ICI DEG42P | #6 | 30000 | 21000 | 4500 | 3150 | Yes | 2021 | Elevator Apartments | 11 | 57000 | 1 | 6 | 49 | 49 | 1927
2028610013 | 1672 DAVIDSON AVENUE Bronx, NY 10453 (40.84642460596395, -73.91435761744522) | Con Edison | ANN-GUR REALTY CORP | CITY OF NEW YORK | 825 233 STREET BRONX, NY 10466 (40.89221310483329, -73.85355883486339) | CA204284M | 7/6/05 | ROCKMILLS MP80 | 1 | 3.79 | 1984 | 2019 |  | 26 to 30 years old | ICI DEG 42P | #6 | 30000 | 21000 | 4500 | 3150 |  |  | Walk-Up Apartments | 16 | 44400 | 1 | 6 | 48 | 48 | 1928
2031500041 | 2229 VALENTINE AVENUE Bronx, NY 10457 (40.855547781029344, -73.89875662221701) | Con Edison | B&B MANAGEMENT | VAL BAU REALTY LTD | 1624 WEBSTER AVENUE BRONX, NY 10457 (40.84184033491622, -73.90412994919767) | CA160183L | 7/5/05 | FEDERAL FST 80 | 1 | 3.4 | 1983 | 2018 |  | 26 to 30 years old | ICI DEG42P | #6 | 30000 | 21000 | 4500 | 3150 |  |  | Walk-Up Apartments | 15 | 42380 | 1 | 6 | 43 | 43 | 1936
2031510030 | 2363 VALENTINE AVENUE Bronx, NY 10458 (40.858621155616284, -73.89746946916314) | Con Edison | BEE & BEE MANAGEMENT | GESHER REALTY CORP | 1624 WEBSTER AVENUE BRONX, NY 10457 (40.84184033491622, -73.90412994919767) | CA280492L | 7/5/05 | ROCKMILLS MP80 | 1 | 3.27 | 1992 | 2027 |  | 16 to 20 years old | I.C.I. DEG 42 P | #6 | 30000 | 21000 | 4500 | 3150 |  |  | Walk-Up Apartments | 15 | 31462 | 1 | 5 | 39 | 41 | 1916
2028410083 | 125 MARCY PLACE Bronx, NY 10452 (40.83803977100614, -73.91606557753104) | Con Edison | BOMAR REALTY CORP. | MARCY LLC | 350 201 STREET BRONX, NY 10458 (40.869654874860416, -73.88273164253962) | CA170687Y | 7/6/05 | ROCKMILLS MP80 | 1 | 3.43 | 1987 | 2022 |  | 21 to 26 years old | ICI DEG 42 P | #6 | 30000 | 21000 | 4500 | 3150 |  |  | Elevator Apartments | 14 | 33225 | 1 | 5 | 42 | 44 | 1924
2033560028 | 3511 PUTNAM PLACE Bronx, NY 10467 (40.87965031727859, -73.8753308516586) | Con Edison | D.J.MANAGEMENT | MPNT REALTY, INC. | 261 GUN HILL ROAD BRONX, NY 10467 (40.879728045327, -73.87560891667123) | CA323685P | 7/4/05 | ROCKMILLS MP 80 | 1 | 3.4 | 1985 | 2020 |  | 21 to 26 years old | HEV-E-OIL DEG-42 P | #6 | 30000 | 21000 | 4500 | 3150 | Yes | 2016 | Elevator Apartments | 11 | 50652 | 1 | 6 | 40 | 46 | 1931
2032090021 | 2320 AQUEDUCT AVENUE Bronx, NY 10468 (40.86043697993911, -73.9057840652663) | Con Edison | FINKELSTEIN & MORGAN REAL ESTA | 2320 AQUEDUCT LLC | 2855 GRAND BRONX, NY 10468 (40.86785065240455, -73.89951166617763) | CA172186P | 7/7/05 | ROCKMILLS MP-100 | 1 | 4.2 | 1986 | 2021 |  | 21 to 26 years old | I.C.I. DEG-42P | #6 | 30000 | 21000 | 4500 | 3150 | Yes | 2019 | Elevator Apartments | 14 | 58000 | 1 | 6 | 61 | 61 | 1931
2046490041 | 3780 BRONX BOULEVARD Bronx, NY 10467 (40.88408467646103, -73.86613847966017) | Con Edison | IVORY 3780 BX BLVD CORP. RESID. MGMT | IVORY 3780 BRONX BLVD | 40 EXCHANGE PLACE MANHATTAN, NY 10005 (40.70574493861897, -74.0098106474021) | CA640386Y | 7/6/05 | ROCKMILLS MP 70 | 1 | 2.84 | 1986 | 2021 |  | 21 to 26 years old | ICI DEG 42 YP | #6 | 30000 | 21000 | 4500 | 3150 | Yes | 2019 | Elevator Apartments | 12 | 53250 | 1 | 4 | 40 | 40 | 1953
2037150017 | 1030 BOYNTON AVENUE Bronx, NY 10472 (40.824657751124185, -73.87726165711642) | Con Edison | JEFFMAR MANAGMENT CORP | JEFFMAR MGMT CORP | 350 201 STREET BRONX, NY 10458-2204 (40.869654874860416, -73.88273164253962) | CA061584Z | 7/6/05 | ROCKMILLS MP125 | 1 | 5 | 1984 | 2019 |  | 26 to 30 years old | ICI DEG54P | #6 | 30000 | 21000 | 4500 | 3150 | Yes | 2015 | Elevator Apartments | 18 | 66456 | 1 | 6 | 67 | 67 | 1930
2037150011 | 1020 BOYNTON AVENUE Bronx, NY 10472 (40.82444641042956, -73.87720990021161) | Con Edison | JEFFMAR MGMT CORP | JEFFMAR MGMT CORP | 350 201 STREET BRONX, NY 10458 (40.869654874860416, -73.88273164253962) | CA061484L | 7/6/05 | ROCKMILLS MP125 | 1 | 5 | 1984 | 2019 |  | 26 to 30 years old | ICI DEG54P | #6 | 30000 | 21000 | 4500 | 3150 | Yes | 2015 | Elevator Apartments | 18 | 66456 | 1 | 6 | 67 | 67 | 1930
2057050036 | 223 NAPLES TERRACE Bronx, NY 10463 (40.87977657870631, -73.90505101866748) | Con Edison | JERON MANAGEMENT LTD.A/M/A | WHITE PROPERTIES LLC | 1601 BRONXDALE AVE BRONX, NY 10462 (40.84351657306597, -73.85691921749257) | CA352388L | 7/5/05 | FEDERAL FST 125 | 1 | 5.3 | 1988 | 2023 |  | 21 to 26 years old | ICI ME 54P | #6 | 30000 | 21000 | 4500 | 3150 | Yes | 2015 | Elevator Apartments | 11 | 53482 | 1 | 5 | 66 | 66 | 1926
2032710002 | 181 238 STREET Bronx, NY 10463 (40.88405542732443, -73.89796939472973) | Con Edison | JMS REALTY MGMT | J.M.S. REALTY MANAGEM | 2130 WILLIAMSBRIDGE ROAD BRONX, NY 10461 (40.85592188619178, -73.85557844390894) | CA017487Z | 7/6/05 | ROCKMILLS MP-100 | 1 | 4.2 | 1987 | 2022 |  | 21 to 26 years old | ICI DE-42-P | #6 | 30000 | 21000 | 4500 | 3150 | Yes | 2021 | Walk-Up Apartments | 11 | 59057 | 1 | 5 | 65 | 65 | 1925
2045680034 | 3041 CRUGER AVENUE Bronx, NY 10467 (40.87007249937218, -73.86623242084146) | Con Edison | MALSIA REALTY MANAGEMENT | KALAJ ZEF | 3041 CRUGER AVENUE BRONX, NY 10467 (40.87007249937218, -73.86623242084146) | CA086985K | 7/7/05 | ROCKMILLS MP80 | 1 | 1 | 1985 | 2020 |  | 21 to 26 years old | ICI DEG42P | #6 | 30000 | 21000 | 4500 | 3150 | Yes | 2018 | Elevator Apartments | 12 | 38604 | 1 | 4 | 43 | 43 | 1930
2024390055 | 1269 COLLEGE AVENUE Bronx, NY 10456 (40.83450397919903, -73.91240371846422) | Con Edison | NEW VENTURE REALTY II TO IV CORP. | 730 EAST 228TH STREET | 1153 SCARSDALE NY 10583 (40.98935021663925, -73.79274208427972) | CA182770N | 7/7/05 | CROTTY CSM 125 | 1 | 5.32 | 1970 | 2010 |  | 36 - 40 year old | YORK AHP-B-100 | #6 | 30000 | 21000 | 4500 | 3150 |  |  | Walk-Up Apartments | 16 | 14965 | 1 | 5 | 20 | 20 | 1915
2032920037 | 2989 MARION AVENUE Bronx, NY 10458 (40.869818744033445, -73.88298557203834) | Con Edison | NOVACEL PROPERTIES LLC. | NOVACEL PROPERTIES, L |  | CA019985K | 7/7/05 | ROCKMILLS MP80 | 1 | 1 | 1985 | 2020 |  | 21 to 26 years old | ICI DEG 42P | #6 | 30000 | 21000 | 4500 | 3150 | Yes | 2022 | Elevator Apartments | 11 | 52000 | 1 | 6 | 50 | 50 | 1929
2043410075 | 2265 OLINVILLE AVENUE Bronx, NY 10467 (40.85910364055957, -73.86861781007345) | Con Edison | OLINVILLE REALTY CORP. | PALJUSEVIC KOLJA | 2265 OLINVILLE AVE BRONX, NY 10467 (40.85910364055957, -73.86861781007345) | CA266290M | 7/6/05 | ROCKMILLS MP70 | 1 | 2.84 | 1990 | 2025 |  | 16 to 20 years old | ICI DEG 42YP | #6 | 30000 | 21000 | 4500 | 3150 |  |  | Elevator Apartments | 13 | 31320 | 1 | 6 | 40 | 40 | 1962
2033420047 | 325 206 STREET Bronx, NY 10467 (40.874968376739, -73.8786555222221) | Con Edison | P & L RLTY%PERRY GAULT | 325 EAST 206 LLC | 455 Central Park Avenue SCARSDALE, NY 10583 (41.00577938986657, -73.8114886957748) | CA002783L | 7/5/05 | ROCKMILLS MP 80 | 1 | 3.4 | 1983 | 2018 |  | 26 to 30 years old | ICI DEG 42P | #6 | 30000 | 21000 | 4500 | 3150 |  |  | Elevator Apartments | 11 | 47905 | 1 | 5 | 47 | 47 | 1922
2033180114 | 10 198 STREET Bronx, NY 10468 (40.87130638832251, -73.89295464334694) | Con Edison | REFIKA REALTY CO. | REFIKA RLTYY CO | 2838 JEROME AVENUE BRONX, NY 10468 (40.871194645958646, -73.89340825044198) | CA285288R | 7/5/05 | FEDERAL FST-100 | 1 | 4.2 | 1988 | 2023 |  | 21 to 26 years old | ICI ME-42P | #6 | 30000 | 21000 | 4500 | 3150 | Yes | 2018 | Elevator Apartments | 15 | 70800 | 1 | 6 | 51 | 54 | 1941
2032610046 | 3111 HEATH AVENUE Bronx, NY 10463 (40.878551795801826, -73.90080432613458) | Con Edison | TONIC REALTY LTD. | TONIC REALTY LTD C/O | 387 YONKERS NY 10710 (40.96800743479531, -73.84691481076987) | CA205572L | 7/5/05 | ROCKMILLS MP 125 | 1 | 4.9 | 1972 | 2010 |  | 36 - 40 year old | ICI DE54(S) | #6 | 30000 | 21000 | 4500 | 3150 | Yes | 2021 | Elevator Apartments | 14 | 60295 | 1 | 6 | 65 | 65 | 1928
2027860030 | 1405 COLLEGE AVENUE Bronx, NY 10456 (40.83763916373348, -73.91056269553275) | Con Edison | ZEVRONE REALTY CORP. | ZEVRONE REALTY CORP | 1601 BRONXDALE AVENUE BRONX, NY 10462 (40.84351657306597, -73.85691921749257) | CA453089Y | 7/6/05 | `EDERAL FST 125 | 1 | 5.32 | 1989 | 2024 |  | 21 to 26 years old | ICI MEG 54 P | #6 | 30000 | 21000 | 4500 | 3150 | Yes | 2016 | Elevator Apartments | 16 | 75114 | 2 | 6 | 69 | 73 | 1941
2031960023 | 17 182 STREET Bronx, NY 10453 (40.857243353655264, -73.90417533474938) | Con Edison | ANTHONY GAZIVADA /17 WEST 182 LLC. | 17 WEST 182 | 3200 CRUGER AVE BRONX, NY 10467 (40.871464594371155, -73.86611756820807) | CA219383J | 7/5/05 | ROCKMILLS MP-100 | 1 | 4.2 | 1983 | 2018 | DUAL FUEL | 26 to 30 years old | I.C.I. DEG-42 (P) | #6 | 29952 | 20966 | 4493 | 3145 | Yes | 2016 | Churches, Synagogues, etc. | 14 | 51858 | 1 | 6 | 64 | 64 | 1936
2033190072 | 2928 JEROME AVENUE Bronx, NY 10468 (40.87191821206518, -73.8902101668201) | Con Edison | M.D.J.J. REALTY CO | MDJJ REALTY CO. | 2914 JEROME AVENUE BRONX, NY 10468 (40.8717792207834, -73.89057262830832) | CA529385R | 7/5/05 | FEDERAL FST 70 | 1 | 2.9 | 1985 | 2020 |  | 21 to 26 years old | ICI MMG 30 | #4 | 29834 | 20884 | 4326 | 3028 | Yes | 2019 | Elevator Apartments | 15 | 124492 | 2 | 6 | 123 | 123 | 1935
2030100025 | 1016 174 STREET Bronx, NY 10460 (40.835922526810485, -73.88358262750704) | Con Edison | 1016 MGMT CO. | 1016 EAST 174 LLC | 825 233 STREET BRONX, NY 10466 (40.89221310483329, -73.85355883486339) | CA277985M | 7/4/05 | ROCKMILLS MP70 | 1 | 2.6 | 1985 | 2020 |  | 21 to 26 years old | ICI MMG 34P | #4 | 29784 | 20849 | 4319 | 3023 |  |  | Elevator Apartments | 15 | 33000 | 1 | 5 | 35 | 35 | 1924
2033070007 | 3010 VALENTINE AVENUE Bronx, NY 10458 (40.87262711890556, -73.88541309378176) | Con Edison | ELSTAN ASSOCIATES | ELSTAN ASSOCIATES LLC | 145 HUGUENOT STREET NEW ROCHELLE, NY 10801 (40.91319235913511, -73.77945045104241) | CA157693Y | 7/6/05 | ROCKMILLS MP-70 | 1 | 2.8 | 1993 | 2028 |  | 16 to 20 years old | ICI MMG-34 | #4 | 29784 | 20849 | 4319 | 3023 |  |  | Walk-Up Apartments | 11 | 36216 | 1 | 6 | 45 | 45 | 1940
2032940030 | 2694 BRIGGS AVENUE Bronx, NY 10458 (40.8661815754536, -73.89178346074874) | Con Edison | FORDHAM BEDFORD HOUSING CO. | 2690,94,98 BRIGGS AVE | 2751 GRAND BRONX, NY 10468 (40.86785065240455, -73.89951166617763) | CA117892K | 7/5/05 | FEDERAL FST-70 (EXG) | 1 | 2.59 | 1992 | 2027 |  | 16 to 20 years old | ICI MMG-30 (NEW) | #4 | 29784 | 20849 | 4319 | 3023 |  |  | Factory & Industrial Buildings | 15 | 32964 | 3 | 4 | 41 | 41 | 1910
2033970029 | 529 235 STREET Bronx, NY 10470 (40.89801904247231, -73.86358045097059) | Con Edison | 529 EAST 235TH STREET LLC | 529 WOODLAWN LLC | 365 ROUTE BARDONIA, NY 10954 (41.099664189350904, -74.01202823401576) | CB401105R | 7/5/05 | FEDERAL FST-90 (NEW) | 1 | 3.01 | 2005 | 2040 | DUAL FUEL | 5 to 10 years old | ICI DEG-42P (NEW) | #4 | 29675 | 20772 | 4303 | 3012 | Yes | 2017 | Walk-Up Apartments | 11 | 52599 | 1 | 7 | 53 | 53 | 1938
2032390037 | 2698 BAILEY AVENUE Bronx, NY 10463 (40.871430594215795, -73.90651556710579) | Con Edison | ASTOR REALTY | ASTAR REALTY CO., | 5925 BROADWAY BRONX, NY 10463 (40.888406443876256, -73.899128719106) | CB015307K | 7/5/05 | FEDERAL FST-90 (NEW) | 1 | 3 | 2007 | 2042 | DUAL FUEL | Fewer than 5 years old | ICI MMG - 42P (NEW) | #4 | 29675 | 20772 | 4303 | 3012 |  |  | Walk-Up Apartments | 14 | 42240 | 1 | 6 | 71 | 71 | 1930
2028680001 | 1800 DR M L KING JR BOULEVARD Bronx, NY 10453 (40.852786838341956, -73.91342678431863) | Con Edison | SURVIVAL REALTY CORP. | SURVIVAL REALTY ASSOC | 3154 ALBANY CRESCENT BRONX, NY 10463 (40.87958311461891, -73.90191629101832) | CA073597X | 7/7/05 | ROCKMILLS MP-100 | 1 | 4.2 | 1997 | 2032 | DUAL FUEL | 11 to 15 years old | INDUSTRIAL COMB. DE-42 S | #4 | 29675 | 20772 | 4303 | 3012 | Yes | 2018 | Condominiums | 14 | 57500 | 1 | 5 | 58 | 64 | 1922
2037730010 | 1210 ELDER AVENUE Bronx, NY 10472 (40.82893524224477, -73.87921533796492) | Con Edison | V.C.R RODAME CORP/C.MADOR | VCR RODAME CORP | 28 LINDEN AVENUE FLORAL PARK, NY 11001 (40.728138865166045, -73.69629913621333) | CA148396N | 7/7/05 | FEDERAL FST-90 | 1 | 3.79 | 1996 | 2031 | DUAL FUEL | 11 to 15 years old | INDUSTRIAL COMB. DEG-42 (P) | #4 | 29675 | 20772 | 4303 | 3012 |  |  | Elevator Apartments | 18 | 43630 | 1 | 5 | 68 | 68 | 1925
2028370001 | 103 HAWKSTONE STREET Bronx, NY 10452 (40.84287392210852, -73.91350048910292) | Con Edison | 103-105 HAWKSTONE CORPORATION | 103 HAWKSTONE CORP | 2252 NEW BOLD AVE BRONX, NY 10463 (40.83356188325323, -73.84973960302143) | CB425803Y | 7/6/05 | FEDERAL FST-100 (NEW) | 1 | 3.34 | 2003 | 2038 | DUAL FUEL | 5 to 10 years old | IC DEG-42P (NEW) | #6 | 29675 | 20772 | 4451 | 3116 | Yes | 2017 | Elevator Apartments | 14 | 53400 | 1 | 5 | 65 | 65 | 1925
2028200027 | 1560 SELWYN AVENUE Bronx, NY 10457 (40.84129519198476, -73.91038891247021) | Con Edison | 1560 SELWYN LLC | 1560 SELWYN LLC C/O M |  | CB076601P | 7/5/05 | FEDERAL-FST-100 | 1 | 4.2 | 2001 | 2036 | DUAL FUEL | 5 to 10 years old | ICI- DEG 42 P | #6 | 29675 | 20772 | 4451 | 3116 | Yes | 2020 | Walk-Up Apartments | 14 | 61806 | 1 | 6 | 60 | 60 | 1926
2024600030 | 181 161 STREET Bronx, NY 10451 (40.82668778450082, -73.92168952329746) | Con Edison | 181 EAST 161 REALTY LLC | 181 E. 161 REALTY LLC | 145 HUGUENOT STREET NEW ROCHELLE, NY 10801 (40.91319235913511, -73.77945045104241) | CA190796L | 7/7/05 | FEDERAL FST-100 | 1 | 3.79 | 1996 | 2031 | DUAL FUEL | 11 to 15 years old | INDUSTRIAL COMB. MEG-42 (P) | #6 | 29675 | 20772 | 4451 | 3116 | Yes | 2020 | Walk-Up Apartments | 17 | 53000 | 1 | 6 | 53 | 58 | 1949
2032840048 | 2866 MARION AVENUE Bronx, NY 10458 (40.868199817808836, -73.88542610474067) | Con Edison | 2886 MARION AVE OWNERS | 2866 MARION AVE OWNRS | 141 HALSTEAD AVENUE MAMARONECK, NY 10543 (40.95303649960006, -73.73672182758183) | CA322395M | 7/6/05 | FEDERAL FST-100 | 1 | 3.79 | 1995 | 2030 | DUAL FUEL | 11 to 15 years old | I. C. DEG-42 (P) | #6 | 29675 | 20772 | 4451 | 3116 | Yes | 2014 | Elevator Apartments | 15 | 71652 | 1 | 6 | 67 | 67 | 1956 |  | YES
2057580442 | 315 232 STREET Bronx, NY 10463 (40.88206705438151, -73.90737392987303) | Con Edison | 315 W. 232ND ST. CORP. % R.E. HILL | 1A2C3J INC | 279 231 STREET BRONX, NY 10463 (40.880419334248025, -73.9076260517666) | CB539403J | 7/6/05 | BEST 5B100 (NEW) | 1 | 3.34 | 2003 | 2038 | DUAL FUEL | 5 to 10 years old | INDUSTRIAL COMBUSTION DEG-42P | #6 | 29675 | 20772 | 4451 | 3116 | Yes | 2018 | Elevator Apartments | 11 | 75747 | 1 | 6 | 72 | 72 | 1974 |  | YES
2033630001 | 4250 VAN CORTLANDT PARK Bronx, NY 10470 (40.89664615260257, -73.876553676617) | Con Edison | 4250 VAN CORTLANDT PK. E. ASSOC.LLC | 4250 VAN CORTLANDT PA | 198 BRONX NY 10461-0198 (40.846960590359004, -73.840632836736) | CB132607Y | 7/6/05 | FEDERAL FST - 100 (NEW) | 1 | 3.3 | 2007 | 2042 | DUAL FUEL | Fewer than 5 years old | ICI DEG - 42P (NEW) | #6 | 29675 | 20772 | 4451 | 3116 | Yes | 2013 | Elevator Apartments | 11 | 61634 | 1 | 6 | 53 | 54 | 1941
2028650129 | 47 FEATHERBED LANE Bronx, NY 10452 (40.84585226799081, -73.91594333697294) | Con Edison | 47 FEATHER CO LLC | 47 FEATHERCO, L.L.C. | 222118 GREAT NECK NY 11022 (40.78753800037845, -73.72455600025916) | CB181807Y | 7/6/05 | FEDERAL FST - 100 (NEW) | 1 | 3.3 | 2007 | 2042 | DUAL FUEL | Fewer than 5 years old | ICI DEG - 42P (NEW) | #6 | 29675 | 20772 | 4451 | 3116 |  |  | Office Buildings | 16 | 42606 | 1 | 6 | 55 | 55 | 1932
2045470001 | 733 ARNOW AVENUE Bronx, NY 10467 (40.867897018339605, -73.86597476403824) | Con Edison | BMY MANAGEMENT | UPORT LLC | 5014 16 AVENUE BROOKLYN, NY 11204 (40.63039762985218, -73.98621834838308) | CB023507N | #N/A | FEDERAL FST-100 | 1 | 3.3 | 2007 | 2042 | DUAL FUEL | Fewer than 5 years old | ICI DEG-42P | #6 | 29675 | 20772 | 4451 | 3116 |  |  | Condominiums | 13 | 44993 | 1 | 5 | 52 | 52 | 1931
2028610052 | 1706 DAVIDSON AVENUE Bronx, NY 10453 (40.84724304066577, -73.91378931817808) | Con Edison | BRIGHT EYES REALTY | BRITE EYES REALTY COR | 66 10 149 STREET APT 2D N Y 11367 (40.730323085042414, -73.82610630716033) | CB130001K | 7/6/05 | FEDERAL FST 90 | 1 | 3.78 | 2001 | 2036 | DUAL FUEL | 5 to 10 years old | ICI MEG 42 P | #6 | 29675 | 20772 | 4451 | 3116 |  |  | Walk-Up Apartments | 16 | 41250 | 1 | 5 | 45 | 45 | 1927
2039200013 | 1527 TAYLOR AVENUE Bronx, NY 10460 (40.838347814466196, -73.86655466899414) | Con Edison | CPR MGMT III & IV CORP. | NEW MBF MANAGEMENT LL | 1075 CENTRAL PARK AVENUE SCARSDALE, NY 10583 (40.98774156996955, -73.82434873339551) | CA109496Z | 7/6/05 | FEDERAL FST-100 | 1 | 3.79 | 1996 | 2031 | DUAL FUEL | 11 to 15 years old | INDUSTRIAL COMB. MEG-42 (P) | #6 | 29675 | 20772 | 4451 | 3116 |  |  | Walk-Up Apartments | 18 | 20575 | 1 | 5 | 30 | 30 | 1927
2024530045 | 1254 SHERMAN AVENUE Bronx, NY 10456 (40.83455108779677, -73.91539926253637) | Con Edison | DOUGERT MANAGEMENT CORP. | 1254 SHERMAN AVE CORP | 2811 LULETTE AVE BRONX, NY 10461 (40.846960590359004, -73.840632836736) | CA262698H | 7/6/05 | ROCKMILLS MP-100 | 1 | 3.79 | 1998 | 2033 | DUAL FUEL | 11 to 15 years old | INDUSTRIAL COMB. DEG-42 (P) | #6 | 29675 | 20772 | 4451 | 3116 | Yes | 2013 | Elevator Apartments | 16 | 60360 | 1 | 6 | 60 | 60 | 1927
2027610083 | 918 FAILE STREET Bronx, NY 10474 (40.82039374701949, -73.88802152718529) | Con Edison | DXK DEVELOPMENT LTD | DXK DEVELOPMENT LTD | 58 BIRCWOOD DR NEW HYDEPARK, NY 11040 (40.74577457016062, -73.66182812283029) | CA263696Z | 7/7/05 | ROCKMILLS MP-100 | 1 | 3.79 | 1996 | 2031 | DUAL FUEL | 11 to 15 years old | INDUSTRIAL COMB. DE-42 (P) | #6 | 29675 | 20772 | 4451 | 3116 | Yes | 2021 | Elevator Apartments | 17 | 57840 | 1 | 5 | 59 | 61 | 1926
2028570028 | 1485 MACOMBS ROAD Bronx, NY 10452 (40.842686203096946, -73.91801825069346) | Con Edison | MACOMBS HOLDINGS LLC | MACOMBS HOLDINGS LLC | 191024 BROOKLYN NY 11219 (40.63277295540763, -73.99667681118586) | CA174896Z | 7/7/05 | ROCKMILLS MP-100 | 1 | 3.79 | 1996 | 2031 | DUAL FUEL | 11 to 15 years old | INDUSTRIAL COMBUSTION DEG-42P | #6 | 29675 | 20772 | 4451 | 3116 |  |  | Loft Buildings | 16 | 43000 | 1 | 6 | 49 | 49 | 1937
2037440029 | 1133 MORRISON AVENUE Bronx, NY 10472 (40.82760709200226, -73.8741557304973) | Con Edison | MORRISON FIVE REALTY | 1121 MORRISON LLC | 1920 NEW YORK, NY 10116 (40.8110019996426, -73.95309800037239) | CA145496R | 7/6/05 | FEDERAL FST-90 | 1 | 3.79 | 1996 | 2031 | DUAL FUEL | 11 to 15 years old | INDUSTRIAL COMB. DEG-42 (P) | #6 | 29675 | 20772 | 4451 | 3116 |  |  | Educational Structures | 18 | 44500 | 1 | 5 | 59 | 59 | 1929
2024880046 | 1155 GERARD AVENUE Bronx, NY 10452 (40.83426630728792, -73.92100279310526) | Con Edison | MYRADOR MANAGEMENT CORP. | MYRADOR MGMT CORP | 327 149 STREET BRONX, NY 10451 (40.816884127744935, -73.92047789318622) | CA129596Y | 7/6/05 | ROCKMILLS MP-90 | 1 | 3.79 | 1996 | 2031 | DUAL FUEL | 11 to 15 years old | INDUSTRIAL COMBUSTION DEG-42P | #6 | 29675 | 20772 | 4451 | 3116 | Yes | 2018 | Elevator Apartments | 16 | 52575 | 1 | 5 | 56 | 56 | 1924
2028020001 | 205 176 STREET Bronx, NY 10457 (40.84758422655677, -73.90618346969178) | Con Edison | NORTHWIND,LLC | NORTHWIND LLC |  | CA192098N | 7/6/05 | FEDERAL FST-100 | 1 | 3.79 | 1998 | 2033 | DUAL FUEL | 11 to 15 years old | INDUSTRIAL COMB. DEG-42 P | #6 | 29675 | 20772 | 4451 | 3116 |  |  | Elevator Apartments | 14 | 21000 | 1 | 5 | 26 | 26 | 1915
2028720326 | 1505 MACOMBS ROAD Bronx, NY 10452 (40.84349650535578, -73.91768073193465) | Con Edison | ORIN MANAGEMENT | ORIN MGMT CORP | 1168 FLUSHING NY 11354 (40.76862022064671, -73.82719028070687) | CA013998M | 7/5/05 | FEDERAL FST-100 | 1 | 4.2 | 1998 | 2033 | DUAL FUEL | 11 to 15 years old | INDUSTRIAL COMB. DEG-42 P | #6 | 29675 | 20772 | 4451 | 3116 | Yes | 2022 | Condominiums | 16 | 67170 | 1 | 6 | 58 | 58 | 1936
2037440019 | 1155 MORRISON AVENUE Bronx, NY 10472 (40.82821426130567, -73.87430068533101) | Con Edison | PRIME REALTY SERVICES | 1121 MORRISON LLC | 1920 MANHATTAN NY 10116 (40.8110019996426, -73.95309800037239) | CA336295M | 7/6/05 | FEDERAL FST-90 | 2 | 3.79 | 1995 | 2030 | DUAL FUEL | 11 to 15 years old | INDUSTRIAL COMBUSTION DEG-42P | #6 | 29675 | 20772 | 4451 | 3116 |  |  | Elevator Apartments | 18 | 44500 | 1 | 5 | 59 | 59 | 1929
2028350001 | 1506 WALTON AVENUE Bronx, NY 10452 (40.84173423803481, -73.91434557079651) | Con Edison | WALLCO LLC | 1506 WA O, | 1476 WALTON AVE BRONX, NY 10452 (40.841136727003224, -73.91477088050677) | CB409805R | 7/4/05 | FEDERAL FST-100 (EXISTING) | 1 | 3.3 | 2005 | 2040 | DUAL FUEL | 5 to 10 years old | ICI DEG-42P (NEW) | #6 | 29675 | 20772 | 4451 | 3116 |  |  | Elevator Apartments | 14 | 45600 | 1 | 6 | 53 | 53 | 1926
2028690058 | 125 TREMONT AVENUE Bronx, NY 10453 (40.85076887527508, -73.90745455180169) | Con Edison | 125 WEST TREMONT AVE.LLC | WEST TREMONT AVENUERE | 1412 AVENUE BROOKLYN, NY 11230 (40.62192951023877, -73.96551106018723) | CA173797Z | 7/5/05 | FEDERAL FST-100 | 1 | 3.79 | 1997 | 2032 | DUAL FUEL | 11 to 15 years old | ICI DEG-42 P | #6 | 29675 | 20772 | 4451 | 3116 | Yes | 2019 | Elevator Apartments | 14 | 64594 | 1 | 6 | 67 | 69 | 1941
2057550019 | 233 233 STREET Bronx, NY 10463 (40.88112769546298, -73.90392250233185) | Con Edison | 233 WEST 233 STREET CO. LLC | 233 WEST 233RD STREET | 1008 FORT GEORGE STA N Y 10040 (40.85809553188335, -73.92925548994884) | CB137601N | 7/6/05 | FEDERAL FST 100 | 1 | 4.2 | 2001 | 2036 | DUAL FUEL | 5 to 10 years old | IND. COMB. DEG-42 P | #6 | 29675 | 20772 | 4451 | 3116 | Yes | 2015 | Elevator Apartments | 11 | 56250 | 1 | 5 | 56 | 56 | 1927
2032860019 | 2557 MARION AVENUE Bronx, NY 10458 (40.86277465902729, -73.89234521047716) | Con Edison | AUUBEN REALTY | AVUBEN REALTY LLC | 1168 FLUSHING NY 11354 (40.76862022064671, -73.82719028070687) | CA010399R | 7/6/05 | FEDERAL FST-100 | 1 | 4.2 | 1999 | 2034 | DUAL FUEL | 11 to 15 years old | INDUSTRIAL COMB. DEG 42-P | #6 | 29675 | 20772 | 4451 | 3116 |  |  | Educational Structures | 15 | 49815 | 1 | 6 | 54 | 54 | 1937
2033410057 | 312 206 STREET Bronx, NY 10467 (40.87492019636686, -73.87876285633871) | Con Edison | BIG ROCK PARK LLC | BIG ROCK PARK, LLC |  | CA260496K | 7/5/05 | FEDERAL FST 100 | 1 | 3.79 | 1996 | 2031 | DUAL FUEL | 11 to 15 years old | 1C1 MEG-42P | #6 | 29675 | 20772 | 4451 | 3116 | Yes | 2021 | Elevator Apartments | 11 | 63000 | 1 | 5 | 60 | 60 | 1926
2048190026 | 3908 BRONX BOULEVARD Bronx, NY 10466 (40.887142179181076, -73.86519727897482) | Con Edison | IVORY 3908 BX REALTY | IVORY 3908 BRONX REAL | 40 EXCHANGE PL MANHATTAN, NY 10005 (40.70574493861897, -74.0098106474021) | CA295694L | 7/5/05 | ROCKMILLS MP-100 | 1 | 3.79 | 1994 | 2029 |  | 16 to 20 years old | I.C. DEG-42 (P) | #6 | 29675 | 20772 | 4451 | 3116 |  |  | Walk-Up Apartments | 12 | 41214 | 1 | 6 | 52 | 53 | 1952
2037440014 | 1171 MORRISON AVENUE Bronx, NY 10472 (40.828655839065476, -73.87440610704843) | Con Edison | PRIME REALTY SERVICE | 1121 MORRISON LLC | 1920 MANHATTAN NY 10116 (40.8110019996426, -73.95309800037239) | CA336495R | 7/6/05 | FEDERAL FST-90 | 1 | 3.79 | 1995 | 2030 | DUAL FUEL | 11 to 15 years old | INDUSTRIAL COMPUSTION DEG-42P | #6 | 29675 | 20772 | 4451 | 3116 |  |  | Loft Buildings | 18 | 44500 | 1 | 5 | 59 | 59 | 1929
2024790005 | 1166 GERARD AVENUE Bronx, NY 10452 (40.83440522593865, -73.92084395546063) | Con Edison | BOROUGH WIDE ESTATE INC | 1166 GERARD, LLC | 513 MIDWOOD STATION BROOKLYN, NY 11230 (40.66057360743874, -73.94362550407162) | CA046192Y | 7/5/05 | ROCKMILL MP-100 | 1 | 4.2 | 1992 | 2027 |  | 16 to 20 years old | ICI MMG-42 (P) | #4 | 29638 | 20747 | 4298 | 3008 |  |  | Walk-Up Apartments | 16 | 35070 | 1 | 5 | 40 | 40 | 1926
2048250029 | 655 223 STREET Bronx, NY 10466 (40.88684237678153, -73.8625455075607) | Con Edison | 624 & 655 LLC | 624 & 655 LLC | 381 PARK AVE NEW YORK, NY 10016 (40.74251902441455, -73.98458580592575) | CA020785Y | 7/7/05 | ROCKMILLS MP-80 | 1 | 2.8 | 1985 | 2020 |  | 21 to 26 years old | IND COMB INC DEG-42Y(P) | #6 | 29638 | 20747 | 4446 | 3112 |  |  | Elevator Apartments | 12 | 42760 | 1 | 5 | 46 | 46 | 1931
2048250080 | 680 224 STREET Bronx, NY 10466 (40.887296696148546, -73.861580685479) | Con Edison | EAST 224TH STREET REALTY CO. LLC. | EAST 224TH STREET REA |  | CA020885L | 7/7/05 | ROCKMILLS MP-80 | 1 | 2.8 | 1985 | 2020 |  | 21 to 26 years old | IND COMB INC DEG-42Y(P) | #6 | 29638 | 20747 | 4446 | 3112 |  |  | Walk-Up Apartments | 12 | 40250 | 1 | 5 | 46 | 46 | 1932
2033170036 | 2733 MORRIS AVENUE Bronx, NY 10468 (40.86842061916056, -73.89525598586549) | Con Edison | LANGESAM PROPERTY SER CORP | 2733 REALTY COMPANY, | 1601 BRONXDALE AVENUE BRONX, NY 10462 (40.84351657306597, -73.85691921749257) | CA021485R | 7/7/05 | ROCKMILLS MP-70 | 1 | 2.8 | 1985 | 2020 |  | 21 to 26 years old | IND COMB INC DEG-42Y(P) | #6 | 29638 | 20747 | 4446 | 3112 |  |  | Elevator Apartments | 15 | 30450 | 1 | 5 | 38 | 38 | 1922
2033270126 | 3447 DEKALB AVENUE Bronx, NY 10467 (40.881529242451556, -73.88131609859545) | Con Edison | MOSHOLU PRESERVATION CORP | MOSHOLU PRESERVATIONC | 1601 BRONXDALE AVENUE BRONX, NY 10462 (40.84351657306597, -73.85691921749257) | CA004084L | 7/6/05 | ROCKMILLS MP-80 | 1 | 2.8 | 1984 | 2019 |  | 26 to 30 years old | IND COMB DEG-42-Y(P) | #6 | 29638 | 20747 | 4446 | 3112 |  |  | Elevator Apartments | 11 | 49000 | 1 | 6 | 44 | 44 | 1928
2031460023 | 2340 VALENTINE AVENUE Bronx, NY 10458 (40.857919525086565, -73.89769163846917) | Con Edison | 2340 VALENTINE RLTY.CO. | 2340 VALENTINE AVE RE | 1920 MANHATTAN NY 10116 (40.8110019996426, -73.95309800037239) | CA215699H | 7/7/05 | ROCKMILLS (EXISTING) MP80 | 1 | 3.08 | 1999 | 2034 | DUAL FUEL | 11 to 15 years old | HEVE (I.C.) (EXISTING) MMG -34 | #4 | 29565 | 20696 | 4287 | 3001 |  |  | Educational Structures | 15 | 38500 | 1 | 6 | 49 | 49 | 1927
2025050001 | 1060 ANDERSON AVENUE Bronx, NY 10452 (40.83364043809928, -73.92605422331513) | Con Edison | ANDERSON AVENUE ASSOCIATES | ANDERSON AVENUE ASSOC | 1046 MC LEAN AVE YONKERS, NY 10704 (40.901480913451834, -73.8626385728918) | CA080183L | 7/7/05 | FEDERAL FST-70 | 1 | 2.9 | 1983 | 2018 |  | 26 to 30 years old | INDUSTRIAL COMBUSTION MMG-34-P | #4 | 29565 | 20696 | 4287 | 3001 |  |  | Condominiums | 16 | 35700 | 1 | 5 | 36 | 36 | 1925
2028140017 | 321 TREMONT AVENUE Bronx, NY 10457 (40.848520775527255, -73.90233449874377) | Con Edison | BRONX LEBANON HOSPITAL CNTR | THE CITY OF NEW YORK | 321 TREMONT AVE BRONX, NY 10453 (40.85382139987919, -73.92046659010428) | CA195683H | 7/6/05 | ROCKMILLS MP-100 | 1 | 9.5 | 1983 | 2018 |  | 26 to 30 years old | IRON FIREMAN A04-4.2 RK | #4 | 29565 | 20696 | 4287 | 3001 |  |  | Elevator Apartments | 14 | 25440 | 1 | 4 | 0 | 1 | 1920
2032830055 | 357 195 STREET Bronx, NY 10458 (40.86490518102287, -73.88912423881533) | Con Edison | DECATUR ASSOCIATION LLC. | DECATUR ASSOCIATES | 184 WOODBURY NY 11797 (40.82837915737146, -73.46301461705643) | CA205980K | 7/6/05 | FEDERAL FST-70 | 1 | 2.9 | 1980 | 2015 |  | 26 to 30 years old | HEVEOIL MMG-34-S | #4 | 29565 | 20696 | 4287 | 3001 | Yes | 2013 | Walk-Up Apartments | 15 | 53120 | 1 | 6 | 48 | 51 | 1941
2030700026 | 2119 HUGHES AVENUE Bronx, NY 10457 (40.84958393892202, -73.89011899405855) | Con Edison | DIMOBRE EQUITIES LTD | DIMOBR EQUITIES II LL | 2130 WILLIAMSBRIDGE ROAD BRONX, NY 10461 (40.85592188619178, -73.85557844390894) | CA002394H | 7/7/05 | FEDERAL FST-80 | 1 | 3.43 | 1994 | 2029 |  | 16 to 20 years old | IND. COMB. MMG-34 | #4 | 29565 | 20696 | 4287 | 3001 |  |  | Walk-Up Apartments | 15 | 22000 | 1 | 5 | 25 | 25 | 1911
2032810057 | 367 201 STREET Bronx, NY 10458 (40.869387687911306, -73.8824917194995) | Con Edison | MC SHERRY,MICHAEL | 367 E 201 REALTY LLC | 475 WASHINGTON AVE BROOKLYN, NY 11230 (40.684171720491314, -73.96496617956456) | CA345883N | 7/6/05 | ROCKMILLS MP-70-SS | 1 | 2.59 | 1983 | 2018 |  | 26 to 30 years old | IND COMB INC MMG-34-(P) | #4 | 29565 | 20696 | 4287 | 3001 |  |  | Elevator Apartments | 11 | 32000 | 1 | 5 | 39 | 39 | 1928
2033200021 | 2939 GRAND Bronx, NY 10468 (40.86785065240455, -73.89951166617763) | Con Edison | 2939 CONCOURSE ASSOCIATE LLC. | 2939 GRAND CONCOURSE | 25 45TH ST NEW YORK, NY 10035 (40.65178506133922, -74.01376619540055) | CA057982M | 7/4/05 | FEDERAL FST-80 | 1 | 3.13 | 1982 | 2017 |  | 26 to 30 years old | INDUSTRIAL COMBUSTION #DEG-42-YP | #6 | 29565 | 20696 | 4435 | 3104 |  |  | Elevator Apartments | 11 | 42353 | 1 | 6 | 32 | 32 | 1935
2033080045 | 3030 VALENTINE AVENUE Bronx, NY 10458 (40.8732843625448, -73.8851399006505) | Con Edison | 3030 ASSOCIATES | 3030 VALENTINE AVENUE | 25 45TH ST NEW YORK, NY 10036 (40.755954895532284, -73.9807906669621) | CA038782Y | 7/4/05 | FEDERAL FST 70 | 1 | 2.8 | 1982 | 2017 |  | 26 to 30 years old | HEVE MEG-34 | #6 | 29565 | 20696 | 4435 | 3104 |  |  | Walk-Up Apartments | 11 | 32400 | 1 | 5 | 38 | 38 | 1924
2031570017 | 2180 GRAND Bronx, NY 10457 (40.84579837129786, -73.89832418681175) | Con Edison | ANNAL MANAGEMENT CO, LTD. | ANTHONY EQUITIES LTD | 1325 CASTLE HILL AVE BRONX, NY 10462 (40.835149781325846, -73.8520142998785) | CA162987X | 7/6/05 | FEDERAL FST 80 | 1 | 3.27 | 1987 | 2022 |  | 21 to 26 years old | ICI DEG 42 YP | #6 | 29565 | 20696 | 4435 | 3104 |  |  | Educational Structures | 15 | 33600 | 1 | 6 | 38 | 38 | 1959
2042480026 | 2954 196 STREET Bronx, NY 10461 (40.85414155731376, -73.82966723424137) | Con Edison | J & A HERITAGE REALTY CORP. | J AND A HERITAGE RTYC | 2954 196 STREET BRONX, NY 10461 (40.85414155731376, -73.82966723424137) | CA005281P | 7/7/05 | PACIFIC 4722 | 1 | 3.3 | 1981 | 2016 |  | 26 to 30 years old | HEVE MEG 34-S | #6 | 29565 | 20696 | 4435 | 3104 |  |  | Elevator Apartments | 13 | 31500 | 1 | 4 | 33 | 33 | 1932
2033070037 | 265 201 STREET Bronx, NY 10458 (40.872082451383314, -73.88471124177391) | Con Edison | D & R PROP. LLC | D&R RUGOVA PROPERTIES | 2970 DANIEL STREET BRONX, NY 10458 (40.8444637183135, -73.83100377991403) | CB475103J | 7/6/05 | FEDERAL FST-90 (NEW) | 1 | 3.01 | 2003 | 2038 | DUAL FUEL | 5 to 10 years old | ICI MMG-42P (NEW) | #4 | 29500 | 20650 | 4278 | 2994 |  |  | Elevator Apartments | 11 | 17600 | 1 | 5 | 21 | 21 | 1917
2033070053 | 3001 VALENTINE AVENUE Bronx, NY 10458 (40.87230152655616, -73.88563219928909) | Con Edison | 3001 VALENTINE RTY/A WESSERMAN | 3001 VALENTINE REALTY | 145 HUGUENOT STREET NEW ROCHELLE, NY 10801 (40.91319235913511, -73.77945045104241) | CA011979H | 7/5/05 | ROCKMILLS MP-80 | 1 | 2.9 | 1979 | 2014 |  | 31 to 35 years old | ICI MM-34P | #4 | 29200 | 20440 | 4234 | 2964 |  |  | Elevator Apartments | 11 | 36684 | 1 | 6 | 38 | 38 | 1926
2024650038 | 1245 GRANDVIEW PLACE Bronx, NY 10452 (40.83539393937069, -73.91788958759949) | Con Edison | GRANDVIEW MANAGEMENT | GRANDVIEW MANAGEMENTC | 1020 MANHATTAN NY 10276 (40.73182499962411, -73.99022400013746) | CA002888H | 7/7/05 | ROCKMILL MP 80 | 1 | 3.4 | 1988 | 2023 |  | 21 to 26 years old | I.C. MMG 34 P | #4 | 29200 | 20440 | 4234 | 2964 | Yes | 2015 | Churches, Synagogues, etc. | 16 | 51000 | 1 | 6 | 50 | 50 | 1929
2030280034 | 4293 PARK AVENUE Bronx, NY 10457 (40.849651010075846, -73.89843256840928) | Con Edison | LORAN 7 TO 9 CORP. | BRONX APARTMENTS LLC | 1075 CENTRAL PARK AVENUE SCARSDALE, NY 10583 (40.98774156996955, -73.82434873339551) | CA190867J | 7/4/05 | ROCKMILLS MP 100 | 1 | 2.8 | 1967 | 2010 |  | 41 - 45 years old | PETRO A06 | #4 | 29200 | 20440 | 4234 | 2964 |  |  | Elevator Apartments | 15 | 15512 | 1 | 4 | 20 | 20 | 1909
2033460010 | 3210 PERRY AVENUE Bronx, NY 10467 (40.87487003391448, -73.87692067928636) | Con Edison | SAVINO,MICHAEL J. | GRAND REVIEW, LLC |  | CA314285L | 7/6/05 | FEDERAL FST-80 | 1 | 3.08 | 1985 | 2020 |  | 21 to 26 years old | I.C.I. MMG 34P | #4 | 29200 | 20440 | 4234 | 2964 | Yes | 2016 | Elevator Apartments | 11 | 57500 | 1 | 5 | 54 | 54 | 1926
2032560084 | 2775 KINGSBRIDGE TERRACE Bronx, NY 10463 (40.872350686194544, -73.90334616527576) | Con Edison | 2775 KING TERRACE /WAVECREST | 2407 MORRIS ASSOCIATE | 87 14 116TH STREET RICHMOND HILL, NY 11418 (40.69637041236467, -73.84031024991805) | CA251172J | 7/5/05 | ROCKMILLS MP 150 | 1 | 5.88 | 1972 | 2010 |  | 36 - 40 year old | IRON FIREMAN A0-6-6.3 | #6 | 29200 | 20440 | 4380 | 3066 | Yes | 2016 | Walk-Up Apartments | 14 | 69960 | 1 | 6 | 73 | 73 | 1930
2024570040 | 1266 GRAND Bronx, NY 10456 (40.835069909934376, -73.91405929489902) | Con Edison | 1266-68 GRAND CONCOURSE RLTY. LLC | 1266-68 GRAND CONCOUR | 1919 WILLIAMSBRIDGE ROAD BRONX, NY 10461 (40.852643053158374, -73.8532354972766) | CB107207N | 7/6/05 | FEDERAL FST - 90 (NEW) | 1 | 3 | 2007 | 2042 | DUAL FUEL | Fewer than 5 years old | ICI MMG-42- (NEW) | #4 | 29127 | 20389 | 4223 | 2956 | Yes | 2017 | Elevator Apartments | 16 | 53934 | 1 | 6 | 55 | 56 | 1923
2028720040 | 1387 JESUP AVENUE Bronx, NY 10452 (40.841419539489046, -73.9206514301515) | Con Edison | 1387 ASSOCIATES | PRANA NINE PROPERTIES | 542 MAIN STREET NEW ROCHELLE, NY 10801 (40.90794031848401, -73.78299377983785) | CA253198R | 7/6/05 | FEDERAL FST-90 | 1 | 3.72 | 1998 | 2033 | DUAL FUEL | 11 to 15 years old | INDUSTRIAL COMB. MMG-42 P | #4 | 29127 | 20389 | 4223 | 2956 |  |  | Walk-Up Apartments | 16 | 33200 | 1 | 6 | 34 | 38 | 1922
2028720054 | 1400 JESUP AVENUE Bronx, NY 10452 (40.841545332779276, -73.92047353478569) | Con Edison | 1400 JUSUP REALTY LLC | 1400 JESUP REALTY LLC | 1412 AVENUE M BROOKLYN, NY 11230 (40.617896169220536, -73.96081092607069) | CB125003R | 7/5/05 | FEDERAL-FST 90 (NEW) | 1 | 3.01 | 2003 | 2038 | DUAL FUEL | 5 to 10 years old | ICI-MMG 42 (NEW) | #4 | 29127 | 20389 | 4223 | 2956 |  |  | Elevator Apartments | 16 | 48900 | 1 | 6 | 49 | 49 | 1928
2028430018 | 1425 TOWNSEND AVENUE Bronx, NY 10452 (40.84043417179858, -73.91642927025238) | Con Edison | 1425 HOLDING LLC | 1425 HOLDING | 1858 HAIGHT AVE BRONX, NY 10461 (40.850714117595125, -73.85391535657237) | CB096005X | 7/7/05 | FEDERAL FST-90 (NEW) | 1 | 3.01 | 2005 | 2040 | DUAL FUEL | 5 to 10 years old | IC MMG-42P (NEW) | #4 | 29127 | 20389 | 4223 | 2956 |  |  | Elevator Apartments | 14 | 40000 | 1 | 6 | 48 | 51 | 1939
2028760073 | 1610 UNIVERSITY AVENUE Bronx, NY 10453 (40.84740196647096, -73.91946059979935) | Con Edison | 1610 UNIVERSITY AVENUE RLTY. LLC | 1610 UNIVERSITY AVE R | 161 SUFFOLK STREET NEW YORK, NY 10002 (40.72099824825341, -73.98504446016068) | CB001307J | 7/6/05 | ROCKMILLS MP-90SL (EXSTG) | 1 | 3 | 2007 | 2042 | DUAL FUEL | Fewer than 5 years old | ICI MMG-42P (NEW) | #4 | 29127 | 20389 | 4223 | 2956 |  |  | Walk-Up Apartments | 16 | 39000 | 1 | 5 | 45 | 45 | 1922
2028770290 | 1652 POPHAM AVENUE Bronx, NY 10453 (40.84923375907954, -73.92075630020912) | Con Edison | 1652 POPHAM ASSOC.% PROTO PROPERTY | 1652 POPHAM ASSOCIATE | 3601 FIELDSTON ROAD BRONX, NY 10463 (40.88596252333503, -73.90701982281978) | CB066803M | 7/5/05 | FEDERAL FST-90 (EXSTG) | 1 | 3.01 | 2003 | 2038 | DUAL FUEL | 5 to 10 years old | INDUSTRIAL COMBUSTION MMG-42P | #4 | 29127 | 20389 | 4223 | 2956 |  |  | Walk-Up Apartments | 16 | 44250 | 1 | 6 | 49 | 49 | 1928
2039990001 | 1704 SEDDON STREET Bronx, NY 10461 (40.84122000252987, -73.84971511231454) | Con Edison | 1704 SEDDON STREET CORP. | 1704 SEDDON REALTY CO | 850 BRONX RIVER ROAD YONKERS, NY 10708 (40.92713623295677, -73.84319071815916) | CA183598P | 7/6/05 | FEDERAL FST-90 | 1 | 3.72 | 1998 | 2033 | DUAL FUEL | 11 to 15 years old | I.C.I. MMG-42P | #4 | 29127 | 20389 | 4223 | 2956 |  |  | Office Buildings | 18 | 42140 | 1 | 5 | 46 | 46 | 1926
2042560003 | 1944 UNIONPORT ROAD Bronx, NY 10462 (40.84995033576812, -73.86875865478986) | Con Edison | 1944 UNIONPORT ASSOC. | UPORT LLC | 1980 UNIONPORT ROAD BRONX, NY 10462 (40.85052473146066, -73.86843670051633) | CA298895L | 7/6/05 | ROCKMILLS MP-90 | 1 | 3.72 | 1995 | 2030 | DUAL FUEL | 11 to 15 years old | I.C MMG-42 | #4 | 29127 | 20389 | 4223 | 2956 | Yes | 2016 | Elevator Apartments | 15 | 56634 | 1 | 6 | 79 | 79 | 1927 |  | YES
2031570039 | 212 182 STREET Bronx, NY 10457 (40.85587802855206, -73.9003739945271) | Con Edison | 212 EAST 182ND STREET CORP. | 212 E. 182ND ST. REAL | 939 8TH AVE MANHATTAN, NY 10019 (40.76588341073574, -73.98348863305) | CA028898R | 7/5/05 | ROCKMILLS MP-90 | 1 | 3.72 | 1998 | 2033 | DUAL FUEL | 11 to 15 years old | INDUSTRIAL COMB. MMG-42 P | #4 | 29127 | 20389 | 4223 | 2956 |  |  | Elevator Apartments | 15 | 36000 | 1 | 6 | 41 | 41 | 1928
2033240117 | 3444 KNOX PLACE Bronx, NY 10467 (40.88208657507411, -73.88325681736534) | Con Edison | 3444 KNOX REALTY CORP | 3444 HOLDINGS LLC | 3062 BAINBRIDGE AVENUE BX, NY 10467 (40.873348382089866, -73.87978512178402) | CA027896Z | 7/5/05 | FEDERAL FST-90 | 1 | 3.72 | 1996 | 2031 | DUAL FUEL | 11 to 15 years old | INDUSTRIAL COMBUSTION MMG-42P | #4 | 29127 | 20389 | 4223 | 2956 |  |  | Elevator Apartments | 11 | 49700 | 1 | 6 | 49 | 49 | 1928
2024660040 | 155 168 STREET Bronx, NY 10452 (40.836065414067086, -73.91722984891643) | Con Edison | 42 HOLDING CORPORATION | 42 HOLDING CORP | 155 FAST 168 STREET BRONX, NY 10452 (40.83772426336412, -73.9233322114124) | CB170102J | 7/7/05 | FEDERAL FST-90 | 1 | 3.01 | 2002 | 2037 | DUAL FUEL | 5 to 10 years old | INDUSTRIAL COMBUSTION MMG-42P | #4 | 29127 | 20389 | 4223 | 2956 |  |  | Loft Buildings | 16 | 45500 | 1 | 5 | 51 | 51 | 1924
2058363250 | 5235 POST ROAD Bronx, NY 10471 (40.89828881662197, -73.89851456013137) | Con Edison | 5235 POST ROAD CORP. % SAAB MGMT. | 5235 POST ROAD CORP | 400 14 STREET NEW YORK, NY 10014 (40.74107111594736, -74.00562094819111) | CB411303M | 7/6/05 | FEDERLA FST 90 | 1 | 3.01 | 2003 | 2038 | DUAL FUEL | 5 to 10 years old | INDUSTRIAL COMBUSTION-MMG 42P | #4 | 29127 | 20389 | 4223 | 2956 | Yes | 2016 | Elevator Apartments | 11 | 57414 | 1 | 6 | 68 | 68 | 1964 |  | YES
2043220038 | 810 PELHAM PARKWAY Bronx, NY 10462 (40.85670887450195, -73.86335980489552) | Con Edison | 810 PELHAM PARKWAY LLC | 810 PELHAM PARKWAY LL | 1466 ST PETERS AVE BRONX, NY 10461 (40.839405402043354, -73.84584329657376) | CB109705R | 7/5/05 | FEDERAL FST-90 (NEW) | 1 | 3.01 | 2005 | 2040 | DUAL FUEL | 5 to 10 years old | ICI MMG-42P (NEW) | #4 | 29127 | 20389 | 4223 | 2956 |  |  | Elevator Apartments | 13 | 46204 | 1 | 6 | 51 | 51 | 1958
2041680001 | 1603 HOBART AVENUE Bronx, NY 10461 (40.844567951926194, -73.82959776154661) | Con Edison | ANCORA REALTY, LLC | TOMBA REALTY, . | 148 84th STREET NEW YORK, NY 10028 (40.77797929202984, -73.95608629081727) | CB015403H | 7/4/05 | BEST 5B-90 | 1 | 3.01 | 2003 | 2038 | DUAL FUEL | 5 to 10 years old | ICI MMG-42P | #4 | 29127 | 20389 | 4223 | 2956 |  |  | Elevator Apartments | 13 | 43500 | 1 | 5 | 49 | 54 | 1928
2033320072 | 3055 DECATUR AVENUE Bronx, NY 10467 (40.8708857010016, -73.87929985967145) | Con Edison | ARBERIA LLC | ARBERIA LLC | 28 PEACHTREE DRIVE CORTLANDT MANOR, NY 10567 (41.28948668263479, -73.87493147089322) | CA170196J | 7/6/05 | ROCKMILLS MP-90 | 1 | 3.72 | 1996 | 2031 | DUAL FUEL | 11 to 15 years old | ICI MMG-42P | #4 | 29127 | 20389 | 4223 | 2956 | Yes | 2022 | Walk-Up Apartments | 11 | 55200 | 1 | 6 | 49 | 49 | 1937
2043220043 | 2179 MATTHEWS AVENUE Bronx, NY 10462 (40.8561337973631, -73.86291209775094) | Con Edison | ASC PROP.MGMT.INC. | ASC PROPERTY MANAGEME | 754 MACE AVENUE BRONX, NY 10467 (40.86314421709324, -73.86531286966195) | CA103399J | 7/6/05 | FEDERAL FST 90 | 1 | 3.7 | 1999 | 2034 | DUAL FUEL | 11 to 15 years old | ICI MMG 42 | #4 | 29127 | 20389 | 4223 | 2956 |  |  | Condominiums | 13 | 35960 | 1 | 3 | 48 | 48 | 1948
2033470038 | 3291 HULL AVENUE Bronx, NY 10467 (40.87656587893058, -73.8746674799423) | Con Edison | CHATAM MANAGEMENT CO. INC. | AP-AMSTERDAM 209TH & | 2123 WILLIAMBRIDGE RD BRONX, NY 10461 (40.846960590359004, -73.840632836736) | CA334594N | 7/5/05 | ROCKMILLS MP-90 | 1 | 3.72 | 1994 | 2029 |  | 16 to 20 years old | INDUSTRIAL COMBUSTION MMG-42 (P) | #4 | 29127 | 20389 | 4223 | 2956 |  |  | Elevator Apartments | 11 | 22500 | 1 | 5 | 28 | 28 | 1930
2024290019 | 1145 CLAY AVENUE Bronx, NY 10456 (40.8309041862799, -73.91143738730348) | Con Edison | COLONIAL MANAGEMENT LLC | 1145 CLAY AVENUE OWNE | 625 BROOKLYN NY 11230 (40.62192951023877, -73.96551106018723) | CB182107X | 7/7/05 | EASTMOND ESP - 90 (NEW) | 1 | 3.01 | 2007 | 2042 | DUAL FUEL | Fewer than 5 years old | ICI MMG-42 P (NEW) | #4 | 29127 | 20389 | 4223 | 2956 |  |  | Walk-Up Apartments | 16 | 27805 | 2 | 5 | 42 | 44 | 1915
2026430011 | 648 JACKSON AVENUE Bronx, NY 10455 (40.81580139970277, -73.90814988941955) | Con Edison | JACKSON AVE. LLC. | ALTIN REALTY | 38 EMILY LA N Y 10451 (40.82069640711353, -73.92384136798472) | CB149300Z | 7/4/05 | FEDERAL FST-90 | 1 | 3.78 | 2000 | 2035 | DUAL FUEL | 5 to 10 years old | ICI MMG-42 P | #4 | 29127 | 20389 | 4223 | 2956 |  |  | Churches, Synagogues, etc. | 17 | 22344 | 1 | 6 | 28 | 30 | 1910
2043077501 | 1144 LYDIG AVENUE Bronx, NY 10461 (40.85548686044779, -73.85515336738887) | Con Edison | LYDIG CONDOMINIUMN |  | 2044 WILLIAMSBRIDGE N Y 10461 (40.8547696163533, -73.85481163962316) | CB180600J | 7/4/05 | FEDERAL FST-90 | 1 | 3.78 | 2000 | 2035 | DUAL FUEL | 5 to 10 years old | IND.COMB MMG-42 P | #4 | 29127 | 20389 | 4223 | 2956 | Yes | 2017 | Office Buildings | 13 | 45165 | 1 | 7 | 48 | 54 | 1964 | YES
2041960034 | 3063 BUHRE AVENUE Bronx, NY 10461 (40.84765660902739, -73.83061027865737) | Con Edison | M & A MONDELLI | L & M MANAGEMENT CORP | 3063 BUHRE AVE BRONX, NY 10461 (40.84765660902739, -73.83061027865737) | CA161198Z | 7/5/05 | FEDERAL FST-90 | 1 | 3.72 | 1998 | 2033 | DUAL FUEL | 11 to 15 years old | I.C.I. MMG-42P | #4 | 29127 | 20389 | 4223 | 2956 |  |  | Elevator Apartments | 13 | 42000 | 1 | 6 | 46 | 46 | 1935
2026830094 | 643 SOUTHERN BLVD Bronx, NY 10455 (40.81303613614407, -73.90104110807034) | Con Edison | MARQUIS HOUSING LLC | MARQUIS HOUSING LLC. | 113 PARKVILLE STATION BROOKLYN, NY 11204 (40.62994889358364, -73.97342540532364) | CB006308H | 7/6/05 | FEDERAL FST - 90 (NEW) | 1 | 3 | 2008 | 2043 | DUAL FUEL | Fewer than 5 years old | ICI MMG - 42P (NEW) | #4 | 29127 | 20389 | 4223 | 2956 |  |  | Warehouses | 17 | 40992 | 1 | 6 | 46 | 46 | 1925
2031480006 | 2474 VALENTINE AVENUE Bronx, NY 10458 (40.86140426589648, -73.89622001046057) | Con Edison | PRIME REALTY SERVICE LLC | 2474 VALENTINE LLC | 1920 NEW N Y 10116 (40.8110019996426, -73.95309800037239) | CB360700N | 7/7/05 | ROCKMILLS MP-90 | 1 | 3.78 | 2000 | 2035 | DUAL FUEL | 5 to 10 years old | INDUSTRIAL COMB. MMG-42 P | #4 | 29127 | 20389 | 4223 | 2956 |  |  | Office Buildings | 15 | 44590 | 1 | 5 | 54 | 54 | 1925
2028410010 | 16 ELLIOT PLACE Bronx, NY 10452 (40.83942431239453, -73.9177808374526) | Con Edison | SIXTEEN ELLIOT INC. | SIXTEEN ELLIOT, INC. | 589 BRONX NY 10470 (40.90012797192844, -73.8712277502604) | CB136706X | 7/5/05 | FEDERAL FST - 90 (NEW) | 1 | 3 | 2006 | 2041 | DUAL FUEL | Fewer than 5 years old | ICI MMG - 42P (NEW) | #4 | 29127 | 20389 | 4223 | 2956 |  |  | Walk-Up Apartments | 14 | 37000 | 1 | 5 | 48 | 48 | 1925
2028130003 | 2028 GRAND Bronx, NY 10457 (40.84579837129786, -73.89832418681175) | Con Edison | ROSENBERG DIAMOND | 2028 REALTY | 1919 WILLIAMSBRIDGE ROAD BRONX, NY 10461 (40.852643053158374, -73.8532354972766) | CA122993X | 7/6/05 | FEDERAL FST-90 | 1 | 3.7 | 1993 | 2028 |  | 16 to 20 years old | ICI MMG 42 (P) | #4 | 29125 | 20388 | 4223 | 2956 |  |  | Office Buildings | 14 | 34000 | 1 | 5 | 33 | 33 | 1914
2029510041 | 1940 CLINTON AVENUE Bronx, NY 10457 (40.84455093846585, -73.89035857886523) | Con Edison | BARRY MARTIN CLINTON CORP. | BARRY MARTIN CLINTONC | 4422 BROADWAY NEW YORK, NY 10040 (40.855441766919576, -73.93324681471678) | CA227493K | 7/6/05 | FEDERAL FST 90 | 1 | 3.72 | 1993 | 2028 |  | 16 to 20 years old | I.C.I. MMG 42P | #4 | 29100 | 20370 | 4220 | 2954 |  |  | Walk-Up Apartments | 15 | 47133 | 1 | 6 | 42 | 42 | 1937
2032130018 | 2446 DR M L KING JR BOULEVARD Bronx, NY 10468 (40.869693003729196, -73.89892699248668) | Con Edison | F. M. WEISS RLTY CORP. | 2446 REALTY ASSOICATE | 198 WESTCHESTER STA BRONX, NY 10461 (40.84054431315492, -73.84125020140367) | CA211394Z | 7/5/05 | BEST 4 B 100 | 1 | 4.2 | 1994 | 2029 |  | 16 to 20 years old | INDUSTRIAL COMB. MEG-42 (P) | #4 | 29100 | 20370 | 4220 | 2954 | Yes | 2013 | Elevator Apartments | 14 | 56388 | 1 | 5 | 54 | 54 | 1922
2033010001 | 245 196 STREET Bronx, NY 10458 (40.86722006179781, -73.89139885523504) | Con Edison | 245 E 196TH STREET INC | 245 EAST 196 STREET,I | 305 BRONXVILLE NY 10708 (40.941770673944184, -73.84088124030427) | CA166780R | 7/6/05 | ROCKMILLS #MP-80 | 1 | 2.8 | 1980 | 2015 | DUAL FUEL | 26 to 30 years old | INDUSTRIAL COMBUSTION #MEG-34(P) | #6 | 29073 | 20351 | 4361 | 3053 |  |  | Elevator Apartments | 15 | 43660 | 1 | 5 | 42 | 42 | 1922
2032250001 | 103 183 STREET Bronx, NY 10453 (40.858083503637296, -73.90179359080224) | Con Edison | RESIDENTIAL MANAGEMENT | ANDREWS 103 LLC | 1651 CONEY ISLAND AVE BROOKLYN, NY 11230 (40.617134059024586, -73.96362996399334) | CA068376X | 7/6/05 | ROCKMILLS MP70 | 1 | 3 | 1976 | 2011 |  | 31 to 35 years old | HEVEOIL AM 4 3/4DH | #4 | 29000 | 20300 | 4205 | 2944 |  |  | Walk-Up Apartments | 14 | 29520 | 1 | 5 | 36 | 36 | 1922
2033280135 | 3500 DEKALB AVENUE Bronx, NY 10467 (40.882233263004345, -73.88039889511086) | Con Edison | RUDY GJONAJ | DEMOSH ASSICIATES, | 426 YONKERS NY 10704 (40.93092829033841, -73.87055390139966) | CA009194P | 7/7/05 | FEDERAL FST-50 | 1 | 2.03 | 1994 | 2029 | DUAL FUEL | 16 to 20 years old | INDUSTRIAL COMB. MM6-22 | #4 | 28846 | 20192 | 4183 | 2928 |  |  | Elevator Apartments | 11 | 30990 | 1 | 6 | 34 | 37 | 1940
2051180046 | 834 PENFIELD STREET Bronx, NY 10470 (40.904204756572135, -73.84661975789028) | Con Edison | PRIME REALTY | PARKASH 84-34-836 | 736 173 STREET N Y 10032 (40.84568187096898, -73.94131256721298) | CB129901L | #N/A | FEDERAL FST 80 | 1 | 3.36 | 2001 | 2036 | DUAL FUEL | 5 to 10 years old | ICI MMG 34 P | #4 | 28825 | 20178 | 4180 | 2926 |  |  | Walk-Up Apartments | 11 | 39876 | 1 | 6 | 48 | 48 | 1941
2057030192 | 3063 GODWIN TERRACE Bronx, NY 10463 (40.87928525928889, -73.9059274342449) | Con Edison | DIDYMA REALTY INC. | DIDYMA REALTY CORP | 246 44TH STREET NY, NY 10017 (40.75160484288431, -73.97245597688921) | CA112178K | 7/5/05 | FEDERAL FST 100 | 1 | 9.9 | 1978 | 2013 |  | 31 to 35 years old | IND COMB INC DE-42-P | #6 | 28500 | 19950 | 4275 | 2992 | Yes | 2013 | Walk-Up Apartments | 11 | 64490 | 1 | 5 | 63 | 70 | 1925
2024530001 | 1210 SHERIDAN AVENUE Bronx, NY 10456 (40.8342333218848, -73.91650549650653) | Con Edison | WEISS REALTY LLC. | SILJAY HOLDING LLC | 3240 TREMONT AVE BRONX, NY 10461 (40.835682748374104, -73.83311145952986) | CA181670L | 7/6/05 | ROCKMILLS MP-70 | 1 | 2.73 | 1970 | 2010 |  | 36 - 40 year old | INDUSTRIAL COMBUSTION AM6E | #4 | 28470 | 19929 | 4128 | 2890 |  |  | Elevator Apartments | 16 | 36400 | 1 | 6 | 30 | 35 | 1921
2031490084 | 2108 RYER AVENUE Bronx, NY 10457 (40.853371917941644, -73.90064135607139) | Con Edison | 2108 RYER ASSOCIATES, LLC. | 2108 RYER LLC | 1412 AVE M BROOKLYN, NY 11230 (40.617896169220536, -73.96081092607069) | CA558085H | 7/5/05 | FEDERAL FST-60 | 1 | 2.6 | 1985 | 2020 |  | 21 to 26 years old | IND COMB MMG-28 | #4 | 28361 | 19853 | 4112 | 2879 |  |  | Elevator Apartments | 15 | 26490 | 1 | 5 | 32 | 32 | 1927
2057710057 | 3615 GREYSTONE AVENUE Bronx, NY 10463 (40.88576672447027, -73.90604895835386) | Con Edison | CLORANE REALTY CORP. | BRENDAN O'SULLIVAN | 5470 POST ROAD N Y 10471 (40.90282336396834, -73.89746100715072) | CB070102M | 7/6/05 | ROCKMILLS MP-60 | 1 | 2.59 | 2002 | 2037 | DUAL FUEL | 5 to 10 years old | INDUST.COMB. MMG-28 | #4 | 28361 | 19853 | 4112 | 2879 |  |  | Elevator Apartments | 11 | 44000 | 1 | 5 | 45 | 45 | 1927
2032920075 | 2950 BAINBRIDGE AVENUE Bronx, NY 10458 (40.87045915523591, -73.88508112636903) | Con Edison | DUFFER ASSOCIATES INC. | DUFFERIN ASSOCIATES, | 1601 BRONXDALE BRONX, NY 10462 (40.84351657306597, -73.85691921749257) | CA061384Y | 7/6/05 | FEDERAL FST-60 | 1 | 2.6 | 1984 | 2019 |  | 26 to 30 years old | INDUST COMB MMG-34(P) | #4 | 28361 | 19853 | 4112 | 2879 |  |  | Condominiums | 11 | 33683 | 1 | 6 | 33 | 33 | 1926
2025150014 | 1210 NELSON AVENUE Bronx, NY 10452 (40.83782543397827, -73.92525696575981) | Con Edison | JERILISA REALTY CORP | JERILISA RLTY CORP | 223 115 STREET MANHATTAN, NY 10026 (40.8028762932353, -73.95370771099509) | CA019686K | 7/5/05 | FEDERAL FST-60 | 1 | 2.6 | 1986 | 2021 |  | 21 to 26 years old | I.C.I. MMG-28 | #4 | 28361 | 19853 | 4112 | 2879 |  |  | Elevator Apartments | 16 | 40625 | 1 | 5 | 35 | 35 | 1926
2044470024 | 2556 COLDEN AVENUE Bronx, NY 10469 (40.86379401586822, -73.85964641751448) | Con Edison | LENART REALTY CORPORATION | LENART RLTY CORP | 1975 HEMPSTEAD TPKE EAST MEADOW, NY 11554 (40.724469631286524, -73.56329840130019) | CA671186L | 7/6/05 | FEDERAL FST 60 | 1 | 2.6 | 1986 | 2021 |  | 21 to 26 years old | ICI MM 28 | #4 | 28361 | 19853 | 4112 | 2879 |  |  | Walk-Up Apartments | 13 | 28520 | 1 | 5 | 30 | 30 | 1924
2033260018 | 85 MOSHOLU PARKWAY Bronx, NY 10467 (40.87822344023857, -73.88250830800028) | Con Edison | MOSHULA ENTERPRISES INC. | PARKSIDE MANAGEMENT L | 225 34 STREET MANHATTAN, NY 10122 (40.75122300024134, -73.9912030003182) | CA047687K | 7/6/05 | FEDERAL FST 60 | 1 | 2.6 | 1987 | 2022 |  | 21 to 26 years old | INDUSTRIAL COMBUSTION MMG 28 | #4 | 28361 | 19853 | 4112 | 2879 |  |  | Elevator Apartments | 11 | 31875 | 1 | 5 | 39 | 39 | 1924
2032930083 | 2555 BAINBRIDGE AVENUE Bronx, NY 10458 (40.86287841906919, -73.89308720559173) | Con Edison | NORWAX ASSOCIATES | BAINBRIDGE AVE. PRPRT | 1064 MCLEAN AVENUE YONKERS, NY 10704 (40.901340156272575, -73.86233460990296) | CA622886L | 7/6/05 | BEST 5 A 60 | 1 | 2.6 | 1986 | 2021 |  | 21 to 26 years old | ICI MMG 28 | #4 | 28361 | 19853 | 4112 | 2879 |  |  | Elevator Apartments | 15 | 44431 | 1 | 6 | 37 | 37 | 1937
2024570010 | 1236 GRAND Bronx, NY 10456 (40.83438331047751, -73.91447063601507) | Con Edison | 1236 GRAND CONCOURSE ASSOCIATS, LLC | 1236 GRAND CONCOURSE | 57 38TH ST NY, NY 10018 (40.75177564604877, -73.984528334898) | CA151387Z | 7/7/05 | FEDERAL FST-60 | 1 | 2.6 | 1987 | 2022 |  | 21 to 26 years old | IND. COMB. MMG-28 | #4 | 28361 | 19852 | 4112 | 2879 |  |  | Walk-Up Apartments | 16 | 28695 | 1 | 5 | 31 | 31 | 1917
2033280001 | 25 GUN HILL ROAD Bronx, NY 10467 (40.88242603123912, -73.88072727783364) | Con Edison | 25 GUNHILL ASSOCIATION | 3511 DEKALB AVE. LLC | 3397 TREMONT AVE BRONX, NY 10461 (40.83338716987582, -73.82838370707249) | CA138691R | 7/4/05 | FEDERAL FST-60 | 1 | 2.6 | 1991 | 2026 |  | 16 to 20 years old | INDUSTRIAL COMB. MMG-28 | #4 | 28361 | 19852 | 4112 | 2879 |  |  | Elevator Apartments | 11 | 36244 | 1 | 6 | 27 | 31 | 1927
2031970014 | 2275 DAVIDSON AVENUE Bronx, NY 10468 (40.85880700416004, -73.90484888023948) | Con Edison | CHATAN MANAGEMENT CO.INC. | PREETAN REALTY CO INC | 2123 WILLIAMSBRIDGE ROAD BRONX, NY 10461 (40.85578463648523, -73.8555897748353) | CA332290P | 7/6/05 | FEDERAL FST 60 | 1 | 2.6 | 1990 | 2025 |  | 16 to 20 years old | ICI MMG-28 | #4 | 28361 | 19852 | 4112 | 2879 |  |  | Walk-Up Apartments | 14 | 31500 | 1 | 5 | 31 | 36 | 1927
2031930021 | 2073 DAVIDSON AVENUE Bronx, NY 10453 (40.85461062650034, -73.90783415737982) | Con Edison | MD MGMT LLC. | BCBG MGMT LLC | 1373 CONEY ISLAND AVE BROOKLYN, NY 11230 (40.62406381500501, -73.9649390989803) | CA240786K | 7/5/05 | ROCKMILLS MP60 | 1 | 2.3 | 1986 | 2021 | DUAL FUEL | 21 to 26 years old | ICI-MMG28 | #4 | 28327 | 19829 | 4107 | 2875 |  |  | Elevator Apartments | 14 | 27100 | 1 | 5 | 32 | 32 | 1923
2028880028 | 1644 ANTHONY AVENUE Bronx, NY 10457 (40.84300274627167, -73.90471917258753) | Con Edison | RALPH LANGSAM ASSOCIATES INC. | REBIRTH REALTY CORP | 1601 BRONXDALE AVENUE BRONX, NY 10461 (40.84351657306597, -73.85691921749257) | CA311289P | 7/6/05 | FEDERAL FST-80 | 1 | 3.43 | 1989 | 2024 |  | 21 to 26 years old | ICI ME-34-P | #6 | 28169 | 19718 | 4225 | 2958 |  |  | Elevator Apartments | 14 | 36375 | 1 | 5 | 51 | 51 | 1924
2032980016 | 2966 BRIGGS AVENUE Bronx, NY 10458 (40.87117982159055, -73.88562164784955) | Con Edison | 2966 BRIGGS LLC | 2966 BRIGGS LLC | 145 HUGUENOT STREET NEW ROCHELLE, NY 10801 (40.91319235913511, -73.77945045104241) | CA201494R | 7/4/05 | FEDERAL FST-90 | 1 | 3.78 | 1994 | 2029 |  | 16 to 20 years old | I.C.I. MMG-42P | #4 | 28156 | 19709 | 4083 | 2858 |  |  | Elevator Apartments | 11 | 47145 | 1 | 6 | 42 | 42 | 1932
2028070070 | 2015 CRESTON AVENUE Bronx, NY 10453 (40.85198305177832, -73.90558334902948) | Con Edison | FRED LEIST | FRED LEIST | 3857 KINGS HIGHWAY BROOKLYN, NY 11234 (40.62264227948741, -73.93649131648931) | CA004197H | 7/5/05 | FEDERAL FST 125 | 1 | 5.3 | 1997 | 2032 | DUAL FUEL | 11 to 15 years old | ICI DEG 54P | #4 | 28125 | 19688 | 4078 | 2855 | Yes | 2017 | Elevator Apartments | 14 | 68000 | 1 | 6 | 67 | 67 | 1939
2026100058 | 1231 FULTON AVENUE Bronx, NY 10456 (40.83088409572298, -73.90437754743279) | Con Edison | DOUGERT MGMT | 1231 FULTON AVE CORP | 2811 ZULETTE AVENUE BRONX, NY 10461 (40.84206676900901, -73.83657671433792) | CA232991J | 7/4/05 | ROCKMILLS MP-80 | 1 | 3.43 | 1991 | 2026 |  | 16 to 20 years old | ICI MMG-34 P | #4 | 28032 | 19622 | 4065 | 2845 |  |  | Walk-Up Apartments | 16 | 33695 | 1 | 5 | 37 | 37 | 1928
2037440062 | 1144 STRATFORD AVENUE Bronx, NY 10472 (40.82775078760755, -73.87513016449225) | Con Edison | F & F STATFORD EQUITIES INC. | F AND F STRATFORD EQ | 82 BROOKLYN NY 11219 (40.63277295540763, -73.99667681118586) | CA215293H | 7/6/05 | ROCKMILLS MP-70 | 1 | 2.94 | 1993 | 2028 |  | 16 to 20 years old | ICI MMG 30 | #4 | 28032 | 19622 | 4065 | 2845 |  |  | Elevator Apartments | 18 | 28192 | 1 | 4 | 39 | 39 | 1928
2032840039 | 2833 DECATUR AVENUE Bronx, NY 10458 (40.86720126946589, -73.88560256967753) | Con Edison | 2833-35 DECATUR AVE ASSOCIATE, LLC | 2833 DECATUR ASSOCIAT | 381 PARK AVE NEW YORK, NY 10016 (40.74251902441455, -73.98458580592575) | CA359885Y | 7/4/05 | ROCKMILLS #MP70 | 1 | 3 | 1985 | 2020 |  | 21 to 26 years old | ICI #MMG 34P | #4 | 28000 | 19600 | 4060 | 2842 |  |  | Walk-Up Apartments | 15 | 30600 | 1 | 5 | 37 | 38 | 1926
2030840008 | 670 GARDEN STREET Bronx, NY 10457 (40.850915657030974, -73.88598045277199) | Con Edison | 670 GARDEN REALTY CORP | 670 GARDEN REALTY COR | 643 182ND STREET BRONX, NY 10457 (40.851216932019405, -73.88849698166378) | CA062384Z | 7/6/05 | ROCKMILLS MP70 | 1 | 2.6 | 1984 | 2019 |  | 26 to 30 years old | ICI MMG34P | #4 | 28000 | 19600 | 4060 | 2842 |  |  | Elevator Apartments | 15 | 33350 | 1 | 6 | 42 | 42 | 1923
2027960019 | 1774 EASTBURN AVENUE Bronx, NY 10457 (40.846232314373395, -73.90830649154796) | Con Edison | ANN-GUR REALTY CORP. | ANN-GUR RLTY CP | 1858 HAIGHT AVE BRONX, NY 10461 (40.850714117595125, -73.85391535657237) | CA278585H | 7/4/05 | ROCKMILLS MP70 | 1 | 2.6 | 1985 | 2020 |  | 21 to 26 years old | ICI MMG 30 | #4 | 28000 | 19600 | 4060 | 2842 |  |  | Elevator Apartments | 14 | 40800 | 1 | 6 | 41 | 41 | 1926
2057790810 | 3804 GREYSTONE AVENUE Bronx, NY 10463 (40.8882295510234, -73.90495915983605) | Con Edison | AV PROPERT MAGMT | AV GREYSTONE, LLC | 125 10 QUEENS BLVD KEW GARDENS, NY 11415 (40.708286075142325, -73.82855612156771) | CA257689J | 7/6/05 | ROCKMILLS MP 80 | 1 | 3.4 | 1989 | 2024 |  | 21 to 26 years old | ICI MMG 34P | #4 | 28000 | 19600 | 4060 | 2842 |  |  | Office Buildings | 11 | 42552 | 1 | 6 | 40 | 45 | 1927
2038200042 | 2266 GLEASON AVENUE Bronx, NY 10462 (40.832175299277246, -73.84900223021451) | Con Edison | CHATAN MANAGEMENT C/O GUPTA MGMT | CASTLE REALTY ASSOCIA | 2123 WILLIAMSBRIDGE ROAD BRONX, NY 10461 (40.85578463648523, -73.8555897748353) | CA016388Z | 7/7/05 | ROCKMILLS MP 70 | 1 | 2.94 | 1988 | 2023 |  | 21 to 26 years old | ICI - MMG 30 | #4 | 28000 | 19600 | 4060 | 2842 |  |  | Elevator Apartments | 18 | 33440 | 1 | 4 | 38 | 39 | 1927
2033430170 | 272 GUN HILL ROAD Bronx, NY 10467 (40.87950625307005, -73.87528657466488) | Con Edison | EGIDIO-GUN HILL CORP | 272 ASSOCIATES LLC | 738 WESTCHESTER SQUARE BRONX, NY 10461 (40.84184419627957, -73.84383723186575) | CA053583R | 7/5/05 | ROCKMILLS MP4-78 | 1 | 3.1 | 1983 | 2018 |  | 26 to 30 years old | ICI MMG34P | #4 | 28000 | 19600 | 4060 | 2842 |  |  | Condominiums | 11 | 44550 | 1 | 5 | 49 | 49 | 1926
2031720028 | 2323 CRESTON AVENUE Bronx, NY 10468 (40.85850276207739, -73.90053601667766) | Con Edison | FIRST METROPOLITAN REALTY | 2323 CRESTON LLC | 3810 14 AVENUE BROOKLYN, NY 11218 (40.63979797753441, -73.98359967638262) | CA150989L | 7/5/05 | ROCKMILLS MP60 | 1 | 2.6 | 1989 | 2024 |  | 21 to 26 years old | ICI MMG28 | #4 | 28000 | 19600 | 4060 | 2842 |  |  | Elevator Apartments | 14 | 27200 | 1 | 5 | 37 | 37 | 1923
2031730050 | 2409 CRESTON AVENUE Bronx, NY 10468 (40.8605319074126, -73.8993624943844) | Con Edison | LEOR MANAGEMENT CORP. | 2409 CRESTON, LLC | 2130 BROADWAY MANHATTAN, NY 10023 (40.78069165240327, -73.98124255715014) | CA015888K | 7/7/05 | ROCKMILLS MP 70 | 1 | 2.77 | 1988 | 2023 |  | 21 to 26 years old | ICI MMG 34 P | #4 | 28000 | 19600 | 4060 | 2842 |  |  | Walk-Up Apartments | 14 | 31375 | 1 | 5 | 37 | 37 | 1920
2037770015 | 1234 STRATFORD AVENUE Bronx, NY 10472 (40.830112049858165, -73.87568469726523) | Con Edison | PMG INC A/A/F/123 STRADFORD | 1234 STRATFORD LLC | 3154 ALBANY CRESCENT BRONX, NY 10463 (40.87958311461891, -73.90191629101832) | CA041288X | 7/7/05 | ROCKMILLS MP 70 | 1 | 2.59 | 1988 | 2023 |  | 21 to 26 years old | ICI MMG 30 | #4 | 28000 | 19600 | 4060 | 2842 |  |  | Elevator Apartments | 18 | 31400 | 1 | 4 | 38 | 38 | 1928
2038990055 | 1427 TAYLOR AVENUE Bronx, NY 10460 (40.8354800425682, -73.8660675732832) | Con Edison | SANTA FE PROPERTIES | TAYLOR AVE HOLDINGS L | 429 GREENLAWN NY 11740 (40.8654864671268, -73.36178314757416) | CA619786R | 7/6/05 | ROCKMILLS MP70 | 1 | 2.94 | 1986 | 2021 |  | 21 to 26 years old | ICI MMG 30 | #4 | 28000 | 19600 | 4060 | 2842 |  |  | Factory & Industrial Buildings | 18 | 38500 | 1 | 5 | 40 | 40 | 1930
2038100013 | 2104 CROSS BRONX EXPRESSWAY Bronx, NY 10472 (40.83084603927809, -73.85335571883265) | Con Edison | 2104 C.B. ASSOCIATES | GRANDVIEW BLVD. CORP. | 3093 BAINBRIDGE AVENUE BRONX, NY 10467 (40.87364682172387, -73.87936821874146) | CA166380H | 7/6/05 | ROCKMILLS MP 70 | 1 | 2.8 | 1980 | 2015 |  | 26 to 30 years old | ICI DEG 42Y | #6 | 28000 | 19600 | 4200 | 2940 |  |  | Walk-Up Apartments | 18 | 34815 | 1 | 6 | 39 | 39 | 1928
2032970001 | 2929 BAINBRIDGE AVENUE Bronx, NY 10458 (40.87019098725214, -73.88558470963723) | Con Edison | BAINBRIDGE CONSTRUCTION | BAINBRIDGE CONSTRUCTI | 613 LENOX HILL STATION MANHATTAN, NY 10021 (40.76920532766377, -73.959183941086) | CA355584M | 7/7/05 | FEDERAL FST-150 | 1 | 6.2 | 1984 | 2019 |  | 26 to 30 years old | ICI DEG-63 | #6 | 28000 | 19600 | 4200 | 2940 | Yes | 2017 | Walk-Up Apartments | 15 | 59085 | 1 | 6 | 55 | 55 | 1955
2032280097 | 1945 LORING PLACE Bronx, NY 10453 (40.85536762192235, -73.91420897254945) | Con Edison | FINKELSTEIN MORGAN REAL ESTATE | ANDREW ASSOCIATES LLC | 111 BROOK ST SCARSDALE, NY 10453 (40.977925558804145, -73.80659198988673) | CA140194Z | 7/4/05 | YORK SHIPLEY MP #90 | 1 | 3.57 | 1994 | 2029 |  | 16 to 20 years old | I.C. DEG #42 P | #6 | 28000 | 19600 | 4200 | 2940 |  |  | Elevator Apartments | 14 | 47500 | 1 | 6 | 42 | 42 | 1927
2031460016 | 2330 VALENTINE AVENUE Bronx, NY 10458 (40.85765362332442, -73.89780132294607) | Con Edison | SCHUR MGMT. CO. | 2330 VALENTINE LLC | 5676 RIVERDALETHE BRONX, NY 10401 (40.90603192863733, -73.90429477417916) | CA288181K | 7/7/05 | FEDERAL FST 80 | 1 | 3.4 | 1981 | 2016 |  | 26 to 30 years old | ICI DEG 42P | #6 | 28000 | 19600 | 4200 | 2940 |  |  | Elevator Apartments | 15 | 29448 | 1 | 6 | 37 | 37 | 1937
2028300013 | 1320 SHERIDAN AVENUE Bronx, NY 10456 (40.8368114200758, -73.91394211526861) | Con Edison | ZEVRONE REALTY CORP. | ZEVRONE REALTY CORP | 1601 BRONXDALE AVENUE BRONX, NY 10462 (40.84351657306597, -73.85691921749257) | CA099189M | 7/4/05 | FEDERAL FST 100 | 1 | 4.2 | 1989 | 2024 |  | 21 to 26 years old | ICI MEG 42P | #6 | 28000 | 19600 | 4200 | 2940 | Yes | 2020 | Elevator Apartments | 16 | 52740 | 1 | 6 | 55 | 55 | 1926
2049950011 | 675 234 STREET Bronx, NY 10466 (40.894493137694894, -73.85786467708445) | Con Edison | 675 EAST 234 STREET ASSOC. | 675 EAST 234 ASSOCIAT | 825 233 STREET N Y 10466 (40.89221310483329, -73.85355883486339) | CB195600J | 7/5/05 | FEDERAL FST-90 | 1 | 3.57 | 2000 | 2035 | DUAL FUEL | 5 to 10 years old | IND.COMB DEG-42 P | #6 | 27925 | 19548 | 4189 | 2932 |  |  | Condominiums | 12 | 38600 | 1 | 6 | 42 | 42 | 1930
2046450028 | 3650 BRONX BOULEVARD Bronx, NY 10467 (40.88116052504156, -73.86754873894509) | Con Edison | ALPS REALTY OF N.Y. CORP. | ALPS REALTY OF NY COR | 3650 BRONX BOULEVARD BRONX, NY 10461 (40.88116052504156, -73.86754873894509) | CB564103N | 7/7/05 | FEDERAL FST 90 (NEW) | 1 | 3.01 | 2003 | 2038 | DUAL FUEL | 5 to 10 years old | INDUSTRIAL COMBUSTION DEG 42P | #6 | 27925 | 19548 | 4189 | 2932 |  |  | Elevator Apartments | 12 | 41514 | 1 | 6 | 49 | 49 | 1932
2028410041 | 1356 WALTON AVENUE Bronx, NY 10452 (40.83839988545053, -73.91681812772897) | Con Edison | 1356 WALTON AVE.LLC. | 1356 WALTON AVENUE | 4013 CLIFTON NJ 11204 (40.619055848049015, -73.98479859887618) | CA095399M | 7/6/05 | FEDERAL FST-90 | 1 | 3.57 | 1999 | 2034 | DUAL FUEL | 11 to 15 years old | INDUSTRIAL COMB. DEG-42 P | #6 | 27923 | 19546 | 4188 | 2932 |  |  | Office Buildings | 14 | 46128 | 1 | 5 | 49 | 49 | 1923
2024960081 | 35 MCCLELLAN STREET Bronx, NY 10452 (40.83452662906499, -73.92315286128702) | Con Edison | 35 REALTY LLC | 35 REALTY LLC | 1624 WEBSTER AVENUE BRONX, NY 10457 (40.84184033491622, -73.90412994919767) | CB134908J | 7/4/05 | ROCKMILLS MP - 90 (EXSTG) | 1 | 3 | 2008 | 2043 | DUAL FUEL | Fewer than 5 years old | ICI DEG - 42P (NEW) | #6 | 27923 | 19546 | 4188 | 2932 | Yes | 2016 | Elevator Apartments | 16 | 55650 | 1 | 6 | 45 | 49 | 1929
2024660001 | 105 168 STREET Bronx, NY 10452 (40.83639599047806, -73.91824056455583) | Con Edison | EAST 168, LLC | EAST 168 REALTY LLC | 243 PARKVILLE STATION N Y 11204 (40.619055848049015, -73.98479859887618) | CB270100L | 7/5/05 | FEDERAL-FST 90 | 1 | 3.78 | 2000 | 2035 | DUAL FUEL | 5 to 10 years old | ICI DEG-42 | #6 | 27923 | 19546 | 4188 | 2932 |  |  | Walk-Up Apartments | 16 | 41503 | 1 | 5 | 46 | 46 | 1929
2024790012 | 1170 GERARD AVENUE Bronx, NY 10452 (40.83450392073632, -73.92078724277839) | Con Edison | GERARD AVE. LLC % SOLAR MGMT. | GERARD AVENUE PROPERT | 57 38 STREET NEW YORK, NY 10018 (40.752024858264235, -73.98520633812598) | CB164408M | 7/5/05 | ROCKMILLS MP - 9 OSS (NEW) | 1 | 3 | 2008 | 2043 | DUAL FUEL | Fewer than 5 years old | ICI DEG - 42P (NEW) | #6 | 27923 | 19546 | 4188 | 2932 | Yes | 2019 | Hotels | 16 | 55000 | 1 | 5 | 54 | 55 | 1926
2032090060 | 2305 GRAND AVENUE Bronx, NY 10468 (40.86020957201326, -73.90502952116647) | Con Edison | GRANDCO LLC | 2305 GRANDCO, L.L.C. | 1476 WALTON AVE BRONX, NY 10452 (40.841136727003224, -73.91477088050677) | CB409505M | 7/4/05 | FEDERAL FST-90 (EXSTG) | 1 | 3.01 | 2005 | 2040 | DUAL FUEL | 5 to 10 years old | ICI DEG-42P (NEW) | #6 | 27923 | 19546 | 4188 | 2932 | Yes | 2019 | Walk-Up Apartments | 14 | 59377 | 1 | 5 | 52 | 53 | 1923
2033720025 | 4313 KEPLER AVENUE Bronx, NY 10470 (40.898674952338986, -73.87089471535609) | Con Edison | J.J.A HOLDING CORP. | JJA HOLDING CORP | 817 YONKERS N Y 10704 (40.92135262717308, -73.8624832788796) | CB178301X | 7/6/05 | FEDERAL-FST-90 | 1 | 3.78 | 2001 | 2036 | DUAL FUEL | 5 to 10 years old | ICI DEG-42 P | #6 | 27923 | 19546 | 4188 | 2932 |  |  | Office Buildings | 11 | 32622 | 1 | 6 | 44 | 44 | 1948
2058512105 | 6425 BROADWAY Bronx, NY 10471 (40.90324229556866, -73.89640911661618) | Con Edison | PAE SURREY LLC./DELTA REALTY | SURREY, PAE (NY) . | 805 THIRD AVENUE MANHATTAN, NY 10022 (40.755592969327324, -73.9708898396616) | CA223597R | 7/5/05 | FEDERAL FST-90 | 1 | 3.57 | 1997 | 2032 | DUAL FUEL | 11 to 15 years old | INDUSTRIAL COMB. MEG-42 P | #6 | 27923 | 19546 | 4188 | 2932 |  |  | Office Buildings | 11 | 48100 | 1 | 13 | 55 | 55 | 1974
2037440034 | 1121 MORRISON AVENUE Bronx, NY 10472 (40.8272759087182, -73.87407666421778) | Con Edison | PRIME REALTY CORP. | 1121 MORRISON LLC | 1920 MANHATTAN NY 10116 (40.8110019996426, -73.95309800037239) | CA207999J | 7/4/05 | FEDERAL FST 90 | 1 | 3.6 | 1999 | 2034 | DUAL FUEL | 11 to 15 years old | ICI DEG 42 (P) | #6 | 27923 | 19546 | 4188 | 2932 |  |  | Walk-Up Apartments | 18 | 44500 | 1 | 5 | 59 | 59 | 1929
2037440024 | 1145 MORRISON AVENUE Bronx, NY 10472 (40.82793827523263, -73.87423479676401) | Con Edison | PRIME REALTY CORP. | 1121 MORRISON LLC | 1920 MANHATTAN NY 10116 (40.8110019996426, -73.95309800037239) | CA208399K | 7/4/05 | FEDERAL FST-90 | 1 | 3.6 | 1999 | 2034 | DUAL FUEL | 11 to 15 years old | ICI DEG-42 (P) | #6 | 27923 | 19546 | 4188 | 2932 |  |  | Condominiums | 18 | 44500 | 1 | 5 | 59 | 59 | 1929
2028090005 | 1916 GRAND Bronx, NY 10457 (40.84579837129786, -73.89832418681175) | Con Edison | RACHEL - OLIVER ASSOCIATES LLC | RACHEL-OLIVER ASSOCIA | 111 BROOK ST SCARSDALE, NY 10583 (40.977925558804145, -73.80659198988673) | CB409105J | 7/5/05 | (EXISTING) ROCKMILLS MP-90 | 1 | 3.01 | 2005 | 2040 | DUAL FUEL | 5 to 10 years old | (REPLACEMENT) ICI DEG-42P | #6 | 27923 | 19546 | 4188 | 2932 | Yes | 2019 | Elevator Apartments | 14 | 60000 | 1 | 5 | 50 | 51 | 1922
2039200018 | 1517 TAYLOR AVENUE Bronx, NY 10460 (40.83807059766787, -73.86650727603924) | Con Edison | TAYLOR AVENUE REALTY LLC | TAYLOR AVE REALTY LLC | 1412 AVENU BROOKLYN, NY 11230 (40.62192951023877, -73.96551106018723) | CB086406R | 7/5/05 | FEDERAL FST-90 (NEW) | 1 | 3 | 2006 | 2041 | DUAL FUEL | Fewer than 5 years old | ICI DEG-42P (NEW) | #6 | 27923 | 19546 | 4188 | 2932 |  |  | Walk-Up Apartments | 18 | 20575 | 1 | 5 | 30 | 30 | 1927
2031340035 | 975 181 STREET Bronx, NY 10460 (40.8446172562247, -73.87957474574785) | Con Edison | TREMONT ASSOCIATES, LLC | TREMONT ASSOCIATES LL | 92 BRONX NY 10461 (40.846960590359004, -73.840632836736) | CB209402L | 7/7/05 | ROCKMILLS MP-90 (REFILING) | 1 | 3.01 | 2002 | 2037 | DUAL FUEL | 5 to 10 years old | ICI DEG-42P | #6 | 27923 | 19546 | 4188 | 2932 |  |  | Walk-Up Apartments | 15 | 40880 | 1 | 5 | 49 | 49 | 1926
2033190040 | 2876 JEROME AVENUE Bronx, NY 10468 (40.87178071433753, -73.89203734676998) | Con Edison | 2876 JEROME REALTY CORP. | 2876 JEROME AVENUE RE | 040211 BROOKLYN N Y 11204 (40.619055848049015, -73.98479859887618) | CB174400P | 7/4/05 | FEDERAL FST-90 | 1 | 3.78 | 2000 | 2035 | DUAL FUEL | 5 to 10 years old | ICI DEG-42 P | #6 | 27922 | 19546 | 4188 | 2932 |  |  | Elevator Apartments | 15 | 47544 | 1 | 6 | 59 | 59 | 1931
2041960030 | 3073 BUHRE AVENUE Bronx, NY 10461 (40.847749993227104, -73.83036496100702) | Con Edison | 3073 BUHRE ASSOC./ALAN WASSERMAN | 3073 BUHRE ASSOCIATES | 145 HUGUENOT ST NEW ROCHELLE, NY 10801 (40.91319235913511, -73.77945045104241) | CA075294H | 7/4/05 | ROCKMILLS MP-90 | 1 | 3.57 | 1994 | 2029 |  | 16 to 20 years old | INDUSTRIAL COMB. MEG-42 (P) | #6 | 27922 | 19546 | 4188 | 2932 |  |  | Condominiums | 13 | 42000 | 1 | 6 | 46 | 46 | 1935
2046680001 | 770 221 STREET Bronx, NY 10467 (40.88457613926785, -73.8608097395417) | Con Edison | GMT ASSOCIATES | ZMT ASSOCAITES LLC | 39 WYKAGYL STATION NEW ROCHELLE, NY 10804 (40.940782243246865, -73.79650931541907) | CA070590J | 7/6/05 | FEDERAL FST-60 | 1 | 2.59 | 1990 | 2025 |  | 16 to 20 years old | HEVE MMG-28 | #4 | 27922 | 19546 | 4049 | 2834 |  |  | Walk-Up Apartments | 12 | 39104 | 1 | 4 | 43 | 43 | 1929
2046490021 | 3750 BRONX BOULEVARD Bronx, NY 10467 (40.88340843065212, -73.86645781795882) | Con Edison | DURCO REALTY CO. | FTG REALTY CORP. | 101 MAMARONECK NY 10543 (40.94870609049789, -73.73301321043485) | CA012882X | 7/5/05 | ROCKMILLS BOILER MP - 70 | 1 | 2.5 | 1982 | 2017 |  | 26 to 30 years old | INDUSTRIAL COMBUSTION MMG - 34 - P | #4 | 27740 | 19418 | 4022 | 2816 |  |  | Condominiums | 12 | 43085 | 1 | 6 | 43 | 43 | 1936
2023270039 | 358 149 STREET Bronx, NY 10455 (40.81642619459974, -73.91939605644123) | Con Edison | SCHWAMM & SNOW, LLC | JAY MARC SCWAMM & JUD | 251 57 STREET NEW YORK, NY 10019 (40.766441768313065, -73.98215163759838) | CA214656N | 7/7/05 | FEDERAL FM 10330 | 1 | 2.7 | 1956 | 2010 |  | Over 50 years | PETRO W4AH | #4 | 27740 | 19418 | 4022 | 2816 |  |  | Elevator Apartments | 17 | 33150 | 1 | 2 | 0 | 5 | 1957
2042510001 | 2955 196 STREET Bronx, NY 10461 (40.85419157816292, -73.82969689903727) | Con Edison | 196TH ST.ASSO.,LLC% R.A.COHEN & ASSO.,INC | JULIZ ENTERPRISES, LT | 60 42 STREET NEW YORK, NY 10165 (40.65526525234372, -74.01511809347186) | CA115367N | 7/6/05 | ROCKMILLS MP 70 | 1 | 2.7 | 1967 | 2010 |  | 41 - 45 years old | PETRO A06-4.5 | #4 | 27700 | 19390 | 4016 | 2812 |  |  | Elevator Apartments | 13 | 35000 | 1 | 4 | 37 | 37 | 1931
2049470017 | 3893 DYRE AVENUE Bronx, NY 10466 (40.8890869254102, -73.83134282625349) | Con Edison | NATIVITY OUR LADY RC SCHOOL | CHURCH/BLESSED LADY | 1531 233 STREET BRONX, NY 10466 (40.88924961180519, -73.83184969329143) | CA106692M | 7/5/05 | H.B. SMITH 60-S-16 | 1 | 3.9 | 1992 | 2027 |  | 16 to 20 years old | RAY PAECR 134 SIZE 100 | #4 | 27563 | 19294 | 3997 | 2798 |  |  | Condominiums | 12 | 7860 | 2 | 1 | 0 | 1 | 1952
2059070362 | 640 239 STREET Bronx, NY 10463 (40.88968487482654, -73.91248680525149) | Con Edison | 620 OWNERS CORP/ROBERT E. HILL, INC. | 620 TENANTS CORP | 279 231 STREET BRONX, NY 10463 (40.880419334248025, -73.9076260517666) | CA344790J | 7/7/05 | FEDERAL FST 100 (EXG) | 1 | 4.2 | 1990 | 2025 |  | 16 to 20 years old | HEV-E-OIL MEG 42S ( NEW ) | #6 | 27562 | 19294 | 4134 | 2894 | Yes | 2017 | Elevator Apartments | 11 | 119600 | 3 | 6 | 76 | 76 | 1953 |  | YES
2032480143 | 135 KINGSBRIDGE ROAD Bronx, NY 10468 (40.86654954131206, -73.89502281843687) | Con Edison | 135 W.KINGSBRIDGE LLC. | 135 WEST KINGSBRIDGE | 126 FORHAM ROAD BRONX, NY 10468 (40.869693003729196, -73.89892699248668) | CA121385H | 7/4/05 | ROCKMILLS MP-125 | 1 | 5.2 | 1985 | 2020 |  | 21 to 26 years old | IND COMB INC MM-54P | #4 | 27302 | 19111 | 3959 | 2771 | Yes | 2018 | Elevator Apartments | 14 | 79000 | 1 | 6 | 58 | 68 | 1922
2031490145 | 2191 VALENTINE AVENUE Bronx, NY 10457 (40.854896365538266, -73.89902337667495) | Con Edison | CHURCH OF ST.SIMON STOCK SCHOOL | ST SIMON STOCK R C CH | 2191 VALENTINE AVENUE N Y 10457 (40.854896365538266, -73.89902337667495) | CB103300X | 7/7/05 | FEDERAL FST 100 | 1 | 4.2 | 2000 | 2035 | DUAL FUEL | 5 to 10 years old | IND COMB. MMG 42 P | #4 | 27216 | 19051 | 3946 | 2762 |  |  | Elevator Apartments | 15 | 5400 | 1 | 3 | 0 | 1 | 1925
2059060331 | 3720 INDEPENDENCE AVENUE Bronx, NY 10463 (40.88843568619822, -73.91306021594772) | Con Edison | 3720 HOMES INC. | 3720 HOMES INC. | 66 PALMER AVE BRONXVILLE, NY 10708 (40.941628489972146, -73.83603979021855) | CA436684Y | 7/6/05 | FEDERAL FST 125SP | 1 | 4.8 | 1984 | 2019 |  | 26 to 30 years old | IND COMB INC DEG 54P | #6 | 27192 | 19034 | 4079 | 2855 | Yes | 2016 | Elevator Apartments | 11 | 72594 | 2 | 6 | 49 | 49 | 1954 |  | YES
2032110035 | 2230 DR M L KING JR BOULEVARD Bronx, NY 10453 (40.852786838341956, -73.91342678431863) | Con Edison | NALEA REALTY CORP | 2230 UNIVERSITY AVENU |  | CA050095Y | 7/6/05 | SPENCER 5 M 85 | 1 | 4.2 | 1995 | 2030 | DUAL FUEL | 11 to 15 years old | INDUSTRIAL COMBUSTION MMG-42 (P) | #4 | 27132 | 18992 | 3934 | 2754 | Yes | 2021 | Office Buildings | 14 | 75085 | 1 | 6 | 84 | 84 | 1951
2031970009 | 2285 DAVIDSON AVENUE Bronx, NY 10468 (40.85901270909536, -73.90472207582731) | Con Edison | METRO PARK HDFC | METRO PARK HOUSING DE | 2751 GRAND BRONX, NY 10468 (40.86785065240455, -73.89951166617763) | CB196406Z | 7/7/05 | BEST 5B - 90 (NEW) | 1 | 3 | 2006 | 2041 | DUAL FUEL | Fewer than 5 years old | ICI MMG - 42 (P) (NEW) | #4 | 27104 | 18973 | 3930 | 2751 |  |  | Elevator Apartments | 14 | 46285 | 1 | 5 | 51 | 51 | 1923
2059070362 | 620 239 STREET Bronx, NY 10463 (40.889606376858445, -73.91152671471865) | Con Edison | 620 TENENTS CORP%R.E.HILL | 620 TENANTS CORP | 279 231 STREET BRONX, NY 10463 (40.880419334248025, -73.9076260517666) | CA090998L | 7/5/05 | FEDERAL FST-100 | 1 | 3.79 | 1998 | 2033 | DUAL FUEL | 11 to 15 years old | INDUSTRIAL COMB. MEG-42 P | #6 | 27100 | 18970 | 4065 | 2846 | Yes | 2017 | Condominiums | 11 | 119600 | 3 | 6 | 76 | 76 | 1953 |  | YES
2028700061 | 1975 DAVIDSON AVENUE Bronx, NY 10453 (40.8521552210326, -73.91006947759858) | Con Edison | 1975 RLTY. ASSOCIATES | 1975 REALTY ASSOCIATE | 1601 BRONXDALE AVENUE BRONX, NY 10462 (40.84351657306597, -73.85691921749257) | CA609286L | 7/6/05 | ROCKMILLS MP 60 | 1 | 2.59 | 1986 | 2021 |  | 21 to 26 years old | ICI INC.MM 28 | #4 | 27010 | 18907 | 3916 | 2742 |  |  | Elevator Apartments | 14 | 32580 | 1 | 5 | 34 | 38 | 1924
2031540022 | 2558 GRAND Bronx, NY 10458 (40.86571165032266, -73.90103959634867) | Con Edison | ELECTRO CONCOURSE ASSOCIATES | ELECTRO CONCOURSE ASS | 156 WILLIAM STREET MANHATTAN, NY 10038 (40.70999054661479, -74.0060256431043) | CA154580Y | 7/5/05 | FEDERAL FST-70 | 1 | 2.6 | 1980 | 2015 |  | 26 to 30 years old | HEVEOIL AMG 4 3/4 | #4 | 27010 | 18907 | 3916 | 2742 |  |  | Elevator Apartments | 15 | 35100 | 1 | 5 | 43 | 49 | 1924
2024560070 | 1124 CARROLL PLACE Bronx, NY 10456 (40.831940705776816, -73.91870490457808) | Con Edison | J RAND REAL ESTATE MANAGEMENT | 1124 CARROLL RLTY ASS | 6179 BRONX NY 10451 (40.82069640711353, -73.92384136798472) | CA123692R | 7/5/05 | FEDERAL FST-70 | 1 | 2.59 | 1992 | 2027 |  | 16 to 20 years old | ICI MMG-30 | #4 | 27010 | 18907 | 3916 | 2742 |  |  | Hotels | 16 | 38045 | 2 | 6 | 49 | 54 | 1926
2033030034 | 2965 BRIGGS AVENUE Bronx, NY 10458 (40.87117330294376, -73.88573803574761) | Con Edison | KOTZEN,ARNOLD | ASAL REALTY, | 60 42nd ST MANHATTAN, NY 10165 (40.751926000284755, -73.97926500017957) | CA062583L | 7/5/05 | ROCKMILLS MP-70 | 1 | 2.5 | 1983 | 2018 |  | 26 to 30 years old | HEV-E-OIL AM4 3/4CM (I.C.I.) | #4 | 27010 | 18907 | 3916 | 2742 |  |  | Office Buildings | 11 | 43900 | 1 | 5 | 37 | 37 | 1929
2032180020 | 2296 ANDREWS AVENUE Bronx, NY 10468 (40.860893054343116, -73.90780027246113) | Con Edison | MD MANAGEMENT LLC | 2296 REALTY LLC | 4 EXECUITIVE BLVD SUFFERN, NY 10901 (41.11910113096366, -74.11765848660127) | CA580286P | 7/6/05 | FEDERAL FST 60 | 1 | 2.59 | 1986 | 2021 |  | 21 to 26 years old | ICI MMG 28 P | #4 | 27010 | 18907 | 3916 | 2742 |  |  | Elevator Apartments | 14 | 29700 | 1 | 5 | 28 | 28 | 1931
2038990010 | 1426 BEACH AVENUE Bronx, NY 10460 (40.83599525894412, -73.86693405064752) | Con Edison | PAAF REALTY CORP. | 1426 BEACH REALTY LLC | 1740 HONE AVENUE BRONX, NY 10461 (40.84807348158441, -73.85403894793876) | CA245885Z | 7/4/05 | FEDERAL FST-60 | 1 | 2.5 | 1985 | 2020 |  | 21 to 26 years old | IND COMB MMG-28-P | #4 | 27010 | 18907 | 3916 | 2742 |  |  | Walk-Up Apartments | 18 | 28950 | 1 | 5 | 34 | 34 | 1930
2032240032 | 102 183 STREET Bronx, NY 10453 (40.858042953810376, -73.90185065087792) | Con Edison | RESIDENTIAL MANAGEMENT | ANDREWS 102 LLC | 1651 CONEY ISLAND AVE MANHATTAN, NY 10005 (40.7061257920717, -74.00858468583453) | CA345194H | 7/5/05 | BEST 4870 | 1 | 2.59 | 1994 | 2029 |  | 16 to 20 years old | ICI MMG-28 | #4 | 27010 | 18907 | 3916 | 2742 | Yes | 2014 | Elevator Apartments | 14 | 54000 | 1 | 6 | 43 | 43 | 1931
2039970030 | 2446 LYVERE STREET Bronx, NY 10461 (40.841691071849674, -73.85220558524571) | Con Edison | RO-JO REALTY COMPANY | LYVERE HOLDINGS LLC | 2260 OLINVILLE AVENUE BRONX, NY 10467 (40.85903732498514, -73.86854749263708) | CA111386K | 7/5/05 | GENERAL BOILER MODEL G 320-45 | 1 | 2.59 | 1986 | 2021 |  | 21 to 26 years old | I.C.I. MM-28 | #4 | 27010 | 18907 | 3916 | 2742 |  |  | Elevator Apartments | 18 | 32100 | 1 | 5 | 38 | 38 | 1923
2032840001 | 2820 MARION AVENUE Bronx, NY 10458 (40.86723419003876, -73.88687386183044) | Con Edison | 2820 MARION CO.LLC | 2820 MARION CO., | 455 CENTRAL PARK AVENUE SCARSDALE, NY 10583 (41.00577938986657, -73.8114886957748) | CA161397L | 7/5/05 | FEDERAL FST-70 | 1 | 2.59 | 1997 | 2032 | DUAL FUEL | 11 to 15 years old | (ICI) MMG-30 | #4 | 27000 | 18900 | 3915 | 2740 |  |  | Walk-Up Apartments | 15 | 41500 | 1 | 5 | 35 | 40 | 1921
2030440040 | 495 178 STREET Bronx, NY 10457 (40.84814214919991, -73.89669446945464) | Con Edison | 495 EAST 178TH ST.H.D.F.C | 495 E 178 ST HOUSING | 495 178 STREET BRONX, NY 10457 (40.84814214919991, -73.89669446945464) | CA210090P | 7/7/05 | ROCKMILLS MP100 | 1 | 4.06 | 1990 | 2025 |  | 16 to 20 years old | ICI MMG-42P | #4 | 27000 | 18900 | 3915 | 2740 | Yes | 2014 | Educational Structures | 15 | 55137 | 1 | 6 | 56 | 56 | 1941 |  | YES
2032630025 | 3822 BAILEY AVENUE Bronx, NY 10463 (40.884311228243384, -73.89754341792005) | Con Edison | BAILAU REALTY CORP. | BAILAV REALTY CORP | 1385 GRAND MANHATTAN, NY 10163 (40.75296200039605, -73.97494000038068) | CA389587N | 7/4/05 | FEDERAL FST 100 | 1 | 4.1 | 1987 | 2022 |  | 21 to 26 years old | ICI MMG 42 P | #4 | 27000 | 18900 | 3915 | 2740 | Yes | 2013 | Elevator Apartments | 11 | 55000 | 1 | 5 | 58 | 58 | 1926
2032130037 | 2463 GRAND AVENUE Bronx, NY 10468 (40.863389222327406, -73.90286015271177) | Con Edison | JON-COR REALTY/JERRY FELDMAN | JON-COR REALTY CO. LL | 3092 HULL AVE BRONX, NY 10467 (40.872182149815785, -73.87850567572308) | CA388884P | 7/7/05 | ROCKMILLS MP60 | 1 | 2.6 | 1984 | 2019 |  | 26 to 30 years old | ICI MMG 34P | #4 | 27000 | 18900 | 3915 | 2740 |  |  | Walk-Up Apartments | 14 | 26315 | 1 | 5 | 36 | 36 | 1922
2033790050 | 278 239 STREET Bronx, NY 10470 (40.90020549223187, -73.86844581635555) | Con Edison | KATONAH REALTY CO | 278 EAST 239, LLC | 600 MAMAROMECK AVE HARRISON, NY 10528 (40.97181109572365, -73.74294097398212) | CA240286Y | 7/5/05 | FEDERAL FST-80 | 1 | 3.36 | 1986 | 2021 |  | 21 to 26 years old | IRON FIREMAN A04-4.2 RK | #4 | 27000 | 18900 | 3915 | 2740 |  |  | Elevator Apartments | 11 | 41571 | 2 | 6 | 45 | 49 | 1928
2025060033 | 1234 SHAKESPEARE AVENUE Bronx, NY 10452 (40.83796666644562, -73.92323250742562) | Con Edison | R & R REALTY MGMT. | 1234 SHAKESPEARE LLC | 2753 BROADWAY NEW YORK, NY 10025 (40.80128072580902, -73.96800230770549) | CA030587M | 7/6/05 | ROCKMILLS MP 60 | 1 | 2.3 | 1987 | 2022 |  | 21 to 26 years old | ICI MMG 28 | #4 | 27000 | 18900 | 3915 | 2740 |  |  | Elevator Apartments | 16 | 31815 | 1 | 5 | 38 | 38 | 1925
2028440033 | 1455 TOWNSEND AVENUE Bronx, NY 10452 (40.84109503362044, -73.9159603798888) | Con Edison | RALPH LANGSAM ASSOCIATES | ENDACOFE REALTY CORP | 1601 BRONXDALE AVENUE BRONX, NY 10462 (40.84351657306597, -73.85691921749257) | CA393789N | 7/6/05 | FEDERAL FST 100 | 1 | 4.2 | 1989 | 2024 |  | 21 to 26 years old | ICI MM 42P | #4 | 27000 | 18900 | 3915 | 2740 | Yes | 2014 | Elevator Apartments | 14 | 56842 | 1 | 6 | 54 | 54 | 1926
2027990045 | 1755 CLAY AVENUE Bronx, NY 10457 (40.84551197440586, -73.90481949180712) | Con Edison | 1755 CLAY LLC. | 1755 CLAY LLC | 5676 RIVERDALE AVENUE BRONX, NY 10471 (40.90603192863733, -73.90429477417916) | CA156183J | 7/5/05 | FEDERAL FST 80 | 1 | 3.28 | 1983 | 2018 |  | 26 to 30 years old | ICI DEG 42 P | #6 | 27000 | 18900 | 4050 | 2835 |  |  | Elevator Apartments | 14 | 31995 | 1 | 6 | 36 | 36 | 1938
2032500046 | 2825 WEBB AVENUE Bronx, NY 10468 (40.87258788798804, -73.90090639126163) | Con Edison | 2825 WEBB AVENUE CORP. | UPTOWN BRONX HOUSING | 2811 ZULETTE AVENUE BRONX, NY 10461 (40.84206676900901, -73.83657671433792) | CA219283M | 7/5/05 | ROCKMILLS MP90 | 1 | 3.6 | 1983 | 2018 |  | 26 to 30 years old | ICI DEG 42P | #6 | 27000 | 18900 | 4050 | 2835 |  |  | Elevator Apartments | 14 | 45000 | 1 | 5 | 49 | 49 | 1924
2057540005 | 3214 KINGSBRIDGE AVENUE Bronx, NY 10463 (40.881277026585096, -73.90512411758408) | Con Edison | 3214 LLC | 3214 LLC | 217 233 RD STREET BRONX, NY 10463 (40.88101138555471, -73.90371445503114) | CA492885R | 7/5/05 | FEDERAL FST-90 | 1 | 3.7 | 1985 | 2020 |  | 21 to 26 years old | ICI DEG 42YP | #6 | 27000 | 18900 | 4050 | 2835 | Yes | 2014 | Loft Buildings | 11 | 61020 | 1 | 6 | 54 | 54 | 1927
2033820050 | 360 234 STREET Bronx, NY 10470 (40.896977649134065, -73.86620742099585) | Con Edison | J.J.A. HOLDING CORP. | JJA HOLDING CORP | 817 YONKERS NY 10704-0817 (40.92135262717308, -73.8624832788796) | CA034073N | 7/5/05 | ROCKMILLS MP-100 | 1 | 4.2 | 1973 | 2010 |  | 36 - 40 year old | ICI DE-42 | #6 | 27000 | 18900 | 4050 | 2835 | Yes | 2022 | Elevator Apartments | 11 | 50886 | 1 | 6 | 54 | 54 | 1931
2045100028 | 2758 CRUGER AVENUE Bronx, NY 10467 (40.86618818866951, -73.86628473849849) | Con Edison | MCHROKH SONGHORRIAN | SONGHORIAN MAHROKH | 237 35TH ST MANHATTAN, NY 10001 (40.752138063383725, -73.99115560732379) | CA236286M | 7/5/05 | ROCKMILLS MP-100 | 1 | 4.07 | 1986 | 2021 |  | 21 to 26 years old | ICI-DE 54 S | #6 | 27000 | 18900 | 4050 | 2835 |  |  | Condominiums | 13 | 48800 | 1 | 6 | 54 | 54 | 1928
2029980014 | 1796 VYSE AVENUE Bronx, NY 10460 (40.83749510657106, -73.88552033448524) | Con Edison | RTP MGMT.CORP. | VYSE VALLEY CORP C/O | 30 92 HULL AVE BRONX, NY 10467 (40.8770479121315, -73.87153250082423) | CA379988P | 7/5/05 | FEDERAL FST 125 | 1 | 5.3 | 1988 | 2023 |  | 21 to 26 years old | ICI DEG 54 P | #6 | 27000 | 18900 | 4050 | 2835 |  |  | Elevator Apartments | 15 | 36300 | 1 | 5 | 53 | 53 | 1931
2050340028 | 4305 CARPENTER AVENUE Bronx, NY 10466 (40.89655908297943, -73.85905379593424) | Con Edison | CARPENTER REALTY LLC | CARPENTER REALTY LLC | 92 BRONX NY 10461 (40.846960590359004, -73.840632836736) | CB049508J | 7/5/05 | FEDERAL FST - 80 (EXSTG) | 1 | 2.6 | 2008 | 2043 | DUAL FUEL | Fewer than 5 years old | ICI MMG-28 (NEW) | #4 | 26984 | 18888 | 3913 | 2739 |  |  | Walk-Up Apartments | 11 | 39240 | 1 | 5 | 41 | 41 | 1930
2033550043 | 3273 PARKSIDE PLACE Bronx, NY 10467 (40.87546925567064, -73.87337993534832) | Con Edison | RALPH LANGSAM ASSOC.INC. | BIG ROCK PARK, LLC |  | CA155180J | 7/6/05 | ROCKMILLS MP-70 | 1 | 2.6 | 1980 | 2015 | DUAL FUEL | 26 to 30 years old | ICI MMG-34P | #4 | 26949 | 18864 | 3908 | 2735 |  |  | Walk-Up Apartments | 11 | 38760 | 1 | 6 | 43 | 43 | 1928
2032850065 | 2953 DECATUR AVENUE Bronx, NY 10458 (40.86811117770331, -73.88413501663828) | Con Edison | UNIVERSAL MGMT AGENCY | NU REALTY CO., | 825 233 STREET BRONX, NY 10466 (40.89221310483329, -73.85355883486339) | CA158093P | 7/6/05 | FEDERAL FST-150 | 1 | 6.27 | 1993 | 2028 |  | 16 to 20 years old | ICI DEG-63 (P) | #6 | 26937 | 18856 | 4041 | 2828 | Yes | 2015 | Elevator Apartments | 11 | 72110 | 1 | 5 | 65 | 65 | 1923
2032920068 | 305 BEDFORD PARK BOULEVARD Bronx, NY 10458 (40.8700788620049, -73.8853433015977) | Con Edison | SALISBURY MGMT ASSOCIATES | BEDBAIN ESTATES LLC | 425 73 STREET MANHATTAN, NY 10021 (40.76826733788848, -73.95489674663972) | CA151271R | 7/7/05 | ROCKMILLS MP60 | 1 | 2.1 | 1971 | 2010 |  | 36 - 40 year old | HEV-E-OIL AM41/2DH | #4 | 26900 | 18830 | 3900 | 2730 |  |  | Elevator Apartments | 11 | 17600 | 1 | 5 | 16 | 16 | 1911
2025080026 | 1045 ANDERSON AVENUE Bronx, NY 10452 (40.83333110741414, -73.92638485893377) | Con Edison | 1045 ANDERSON AVENUE HDFC | 1045 ANDERSON AVE HSN |  | CB171906P | 7/5/05 | FEDERAL FST-80 (NEW) | 1 | 2.6 | 2006 | 2041 | DUAL FUEL | Fewer than 5 years old | ICI MMG - 34P (NEW) | #4 | 26828 | 18780 | 3890 | 2723 | Yes | 2018 | Elevator Apartments | 17 | 54180 | 1 | 6 | 50 | 50 | 1931 |  | YES
2028570081 | 1425 MACOMBS ROAD Bronx, NY 10452 (40.84129033136991, -73.91765427943746) | Con Edison | 1441 MACOMBS RLTY. % WEISS REALTY | 1441 MACOMBS REALTYCO | 3240 TREMONT AVE BRONX, NY 10461 (40.835682748374104, -73.83311145952986) | CB113803J | 7/5/05 | FEDERAL FST-80 (EXSTG) | 1 | 3.36 | 2003 | 2038 | DUAL FUEL | 5 to 10 years old | INDUSTRIAL COMBUSTION MMG-34P | #4 | 26828 | 18780 | 3890 | 2723 |  |  | Elevator Apartments | 16 | 37700 | 1 | 5 | 35 | 39 | 1927
2028010018 | 1855 MONROE AVENUE Bronx, NY 10457 (40.8479633647594, -73.90622226449233) | Con Edison | 1855 REALTY LLC | 1855 REALTY, LLC | 243 PARKVILLE STA BROOKLYN, NY 11204 (40.6316030672718, -73.97001046325005) | CA219999H | 7/4/05 | FEDERAL FST-80 | 1 | 3.43 | 1999 | 2034 | DUAL FUEL | 11 to 15 years old | I.C. MMG-34 P | #4 | 26828 | 18780 | 3890 | 2723 |  |  | Condominiums | 14 | 37000 | 1 | 6 | 36 | 36 | 1936
2039310006 | 1922 MCGRAW AVENUE Bronx, NY 10462 (40.83459092081918, -73.86079435695801) | Con Edison | 1922 MCGRAW AVENUE OWNERS INC. | 1922 MCGRAW AVE OWNER | 1 RED OAK LANE WHITE PLAINS, NY 10604 (41.016878796838895, -73.71843597130328) | CB077906M | 7/5/05 | FEDERAL FST - 80 (NEW) | 1 | 2.6 | 2006 | 2041 | DUAL FUEL | Fewer than 5 years old | ICI MMG - 34P (NEW) | #4 | 26828 | 18780 | 3890 | 2723 | Yes | 2021 | Hotels | 18 | 57000 | 1 | 6 | 52 | 54 | 1929 |  | YES
2033480071 | 3315 HULL AVENUE Bronx, NY 10467 (40.87698574844339, -73.87435047605092) | Con Edison | 209 HULL AVE.REALTY CORP. | 209 HULL REALTY CORP. | 3810 14TH AVENUE MANHATTAN, NY 11216 (40.680758670876, -73.94926775090596) | CA016596N | 7/6/05 | ROCKMILL MP-80 | 1 | 3.43 | 1996 | 2031 | DUAL FUEL | 11 to 15 years old | I.C. MMG-34 (P) | #4 | 26828 | 18780 | 3890 | 2723 | Yes | 2018 | Elevator Apartments | 11 | 54000 | 1 | 6 | 50 | 50 | 1929
2043280011 | 2185 HONE AVENUE Bronx, NY 10461 (40.85636861895209, -73.85994094934425) | Con Edison | 2185 HONE AVENUE LLC | 2185 HONE AVENUE LLC | 21 THROGGS NECK STA BRONX, NY 10461 (40.81378287739674, -73.8109193312093) | CB089005Z | 7/5/05 | FEDERAL FST 80 (NEW) | 1 | 2.6 | 2005 | 2040 | DUAL FUEL | 5 to 10 years old | MMG 34P (NEW) | #4 | 26828 | 18780 | 3890 | 2723 |  |  | Office Buildings | 13 | 41225 | 1 | 6 | 43 | 43 | 1962
2027940062 | 221 173 STREET Bronx, NY 10457 (40.84376950406947, -73.90882595240157) | Con Edison | 221 E. 173RD ST. HDFC | 221 E. 173RD STREET H | 3397 TREMONT AVENUE BRONX, NY 10461 (40.83338716987582, -73.82838370707249) | CB094706H | 7/5/05 | FEDERAL-FST-80 (NEW) | 1 | 2.6 | 2006 | 2041 | DUAL FUEL | Fewer than 5 years old | ICI-MEG-34 (NEW) | #4 | 26828 | 18780 | 3890 | 2723 |  |  | Elevator Apartments | 14 | 32150 | 1 | 6 | 26 | 26 | 1939
2033540033 | 3225 PARKSIDE PLACE Bronx, NY 10467 (40.874582127329525, -73.87402424256122) | Con Edison | 3225 PARKSIDE ASSOCIATES LLC | PARKSIDE ASSOCIATES, | 92 BRONX NY 10461 (40.846960590359004, -73.840632836736) | CA204296J | 7/7/05 | ROCKMILLS MP-80 | 1 | 3.43 | 1996 | 2031 | DUAL FUEL | 11 to 15 years old | I.C. MMG-34 (P) | #4 | 26828 | 18780 | 3890 | 2723 | Yes | 2014 | Elevator Apartments | 11 | 50000 | 1 | 5 | 43 | 43 | 1930
2033240059 | 36 38 WEST GUN HILL ROAD Bronx, NY 10467 (40.8770479121315, -73.87153250082423) | Con Edison | 36-38 GUNHILL ROAD CORP. | 36-38 WEST GUN HILL R | 198 WESTCHESTER Sq Sta BRONX, NY 10461 (40.84054431315492, -73.84125020140367) | CB101405J | 7/4/05 | FEDERAL FST-80 (NEW) | 1 | 2.6 | 2005 | 2040 | DUAL FUEL | 5 to 10 years old | ICI MMG-34-P (NEW) | #4 | 26828 | 18780 | 3890 | 2723 |  |  | Office Buildings | 11 | 46400 | 1 | 5 | 45 | 45 | 1926
2026230049 | 563 CAULDWELL AVENUE Bronx, NY 10455 (40.81477692295753, -73.91058765507455) | Con Edison | 563 CAULDWELL ASSOCIATES LLC | 381 E. 160 EQUITIES L |  | CB061102R | 7/6/05 | FEDERAL-FST 80 | 1 | 3.36 | 2002 | 2037 | DUAL FUEL | 5 to 10 years old | ICI MMG-34 P | #4 | 26828 | 18780 | 3890 | 2723 |  |  | Loft Buildings | 17 | 45750 | 1 | 5 | 48 | 48 | 1921
2030680055 | 600 178 STREET Bronx, NY 10457 (40.84694703141513, -73.8930330896439) | Con Edison | 600 LLC | ARTHUR REALTY APARTM | 2753 BROADWAY SUITE #377 N Y, NEW YORK 10025 (40.80128072580902, -73.96800230770549) | CB053601Z | 7/5/05 | FEDERAL FST-80 | 1 | 3.43 | 2001 | 2036 | DUAL FUEL | 5 to 10 years old | INDUSTRIAL COMB. DEG-42 Y, P | #6 | 26828 | 18780 | 4024 | 2817 |  |  | Condominiums | 15 | 47191 | 1 | 6 | 43 | 50 | 1929
2029530001 | 765 175 STREET Bronx, NY 10460 (40.84162577403629, -73.8913359073541) | Con Edison | 765 E.175 ST%HOUSEHOLD CORP. | 765175 LLC | 57 175 ST NEW YORK, NY 10118 (40.847299604466905, -73.91133270109775) | CA136597L | 7/5/05 | FEDERAL FST-80 | 1 | 3.43 | 1997 | 2032 | DUAL FUEL | 11 to 15 years old | INDUSTRIAL COMB. MMG-34 P | #4 | 26828 | 18780 | 3890 | 2723 |  |  | Elevator Apartments | 15 | 47826 | 1 | 6 | 49 | 50 | 1935
2037430001 | 1105 STRATFORD AVENUE Bronx, NY 10472 (40.82665275452992, -73.8749491009736) | Con Edison | ASHAND REALTY CORP | ASHAND REALTY CORP. | 87 10A LEFFERTS BOULEVARD RICHMOND HILL, NY 11418 (40.69637041236467, -73.84031024991805) | CA042486L | 7/5/05 | ROCKMILLS MP-34 (P) | 1 | 3.4 | 1986 | 2021 |  | 21 to 26 years old | HEVE MEG 34 (P) | #4 | 26828 | 18780 | 3890 | 2723 |  |  | Elevator Apartments | 18 | 46800 | 1 | 6 | 46 | 46 | 1929
2032810029 | 2995 MARION AVENUE Bronx, NY 10458 (40.86991756226235, -73.8828250076699) | Con Edison | B & B MANAGEMENT | HOME STREET LLC | 3000513 MIDWOOD ALBERTSON, NY 11507 (40.77077708179695, -73.65203462369891) | CA115798P | 7/6/05 | FEDERAL FST-80 | 1 | 3.43 | 1998 | 2033 | DUAL FUEL | 11 to 15 years old | I.C.I MMG-34P | #4 | 26828 | 18780 | 3890 | 2723 |  |  | Condominiums | 11 | 46162 | 1 | 6 | 44 | 44 | 1937
2033130084 | 161 206 STREET Bronx, NY 10458 (40.87595520417981, -73.88522596610096) | Con Edison | B N REALTY ASSOCIATES | B N REALTY ASSOCIATES |  | CB119202M | 7/7/05 | FEDERAL FST-80 | 1 | 3.36 | 2002 | 2037 | DUAL FUEL | 5 to 10 years old | INDUSTRIAL COMB. MMG- 34 P | #4 | 26828 | 18780 | 3890 | 2723 |  |  | Elevator Apartments | 11 | 32249 | 1 | 6 | 35 | 35 | 1938
2028400088 | 121 CLARKE PLACE Bronx, NY 10452 (40.837514310327045, -73.9167010056115) | Con Edison | CLARK-WAITON,LLC | CLARKE-WALTON LLC | 1601 BRONXDALE AVE BRONX, NY 10462 (40.84351657306597, -73.85691921749257) | CA197798R | 7/6/05 | FEDERAL-FST-80 | 1 | 3.43 | 1998 | 2033 | DUAL FUEL | 11 to 15 years old | INDUSTRIAL COMB. MMG-34 P | #4 | 26828 | 18780 | 3890 | 2723 |  |  | Elevator Apartments | 14 | 44634 | 1 | 6 | 48 | 48 | 1927
2033310010 | 3050 DECATUR AVENUE Bronx, NY 10467 (40.87078315190517, -73.87936438708694) | Con Edison | FERNAL REALTY | 3050 REALTY LLC | 3050 DECATUR AVE BRONX, NY 10467 (40.87078315190517, -73.87936438708694) | CA042599H | 7/4/05 | FEDERAL FST-80 | 1 | 3.43 | 1999 | 2034 | DUAL FUEL | 11 to 15 years old | INDUSTRIAL COMB. MMG-34 P | #4 | 26828 | 18780 | 3890 | 2723 |  |  | Elevator Apartments | 11 | 44100 | 1 | 6 | 42 | 42 | 1928
2031860032 | 2195 WALTON AVENUE Bronx, NY 10453 (40.85637380926009, -73.90405509466537) | Con Edison | LEMLE REALTY CORP. | LEMLE REALTY CORP | 5925 BROADWAY BRONX, NY 10463 (40.888406443876256, -73.899128719106) | CA114798K | 7/5/05 | FEDERAL FST-80 | 1 | 3.43 | 1998 | 2033 | DUAL FUEL | 11 to 15 years old | I.C.I. MMG-34P | #4 | 26828 | 18780 | 3890 | 2723 |  |  | Elevator Apartments | 14 | 44928 | 1 | 6 | 43 | 43 | 1929
2033010010 | 2772 VALENTINE AVENUE Bronx, NY 10458 (40.867599480909995, -73.89160773596247) | Con Edison | LENAL ASSOCIATES LLC | LENAL ASSOCIATES, | 3211 BAINBRIDGE AVENUE BRONX, NY 10467 (40.876134754979354, -73.87965821991988) | CB200203X | 7/6/05 | FEDERAL-FST 90 (NEW) | 1 | 3.01 | 2003 | 2038 | DUAL FUEL | 5 to 10 years old | INDUSTRIAL COMBUSTION-MMG 42P | #4 | 26828 | 18780 | 3890 | 2723 | Yes | 2021 | Elevator Apartments | 15 | 56222 | 1 | 5 | 56 | 56 | 1923
2057811100 | 3900 MANHATTAN COLLEGE PKWY Bronx, NY 10471 (40.890199774342264, -73.90802495642039) | Con Edison | MANCOL PARK REALTY CORP. | MANCOLPARK REALTY COR | 3062 BAINBRIDGE AVENUE BRONX, NY 10467 (40.873348382089866, -73.87978512178402) | CB182007H | 7/6/05 | FEDERAL FST - 80 (NEW) | 1 | 2.6 | 2007 | 2042 | DUAL FUEL | Fewer than 5 years old | ICI MMG - 34P (NEW) | #4 | 26828 | 18780 | 3890 | 2723 |  |  | Elevator Apartments | 11 | 37962 | 2 | 6 | 37 | 37 | 1928
2031560003 | 2060 GRAND Bronx, NY 10457 (40.84579837129786, -73.89832418681175) | Con Edison | MILBROOK PROPERTIES LTD | 2060 ASSOC LLC | 243 BAYVIEW AVENUE BROOKLYN, NY 11204 (40.619055848049015, -73.98479859887618) | CA222395Y | 7/5/05 | FEDERAL FST-80 | 1 | 3.43 | 1995 | 2030 | DUAL FUEL | 11 to 15 years old | I.C. MMG-34P | #4 | 26828 | 18780 | 3890 | 2723 |  |  | Elevator Apartments | 14 | 34506 | 1 | 5 | 40 | 40 | 1923
2028330006 | 1414 WYTHE PLACE Bronx, NY 10452 (40.83958672138213, -73.9147898779904) | Con Edison | MILBROOK PROPERTIES LTD. | 744 COSTER REALTY LLC | 1412 AVE BROOKLYN, NY 11230 (40.62192951023877, -73.96551106018723) | CA222295R | 7/5/05 | FEDERAL FST-80 | 1 | 3.43 | 1995 | 2030 | DUAL FUEL | 11 to 15 years old | I.C. MEG-34P | #6 | 26828 | 18780 | 4024 | 2817 |  |  | Factory & Industrial Buildings | 14 | 44040 | 1 | 5 | 57 | 59 | 1925
2033270063 | 55 210 STREET Bronx, NY 10467 (40.88018016173896, -73.88196204835198) | Con Edison | NEILSON ASSOCIATES LLC | NEILSON ASSOCIATES | 145 HUGUENOT STREET NEW ROCHELLE, NY 10801 (40.91319235913511, -73.77945045104241) | CB233603J | 7/5/05 | (EXISTING) ROCKMILLS MP 80 | 1 | 2.67 | 2003 | 2038 | DUAL FUEL | 5 to 10 years old | I.C.I MMG 34 (NEW) | #4 | 26828 | 18780 | 3890 | 2723 |  |  | Hotels | 11 | 42254 | 1 | 5 | 47 | 48 | 1940
2027400039 | 1275 LAFAYETTE AVENUE Bronx, NY 10474 (40.81671414379002, -73.88829933083859) | Con Edison | NEW 1275 LAFAYETTE LLC | NEW 1275 LAFAYETTE | 199 LEE AVENUE BROOKLYN, NY 11211 (40.70196753163612, -73.95570905231308) | CB004706R | 7/5/05 | ROCKMILLS MP-80 (EXSTG) | 1 | 2.6 | 2006 | 2041 | DUAL FUEL | Fewer than 5 years old | ICI MMG-34P (NEW) | #4 | 26828 | 18780 | 3890 | 2723 |  |  | Condominiums | 17 | 32580 | 1 | 5 | 40 | 44 | 1925
2032850028 | 2986 MARION AVENUE Bronx, NY 10458 (40.86968883770895, -73.88308122791946) | Con Edison | P.M.N.G. MANAGEMENT LLC | 2800 BAINBRIDGE LLC | 127 TUCKAHOE NY 10707 (40.95928050898834, -73.82285830396751) | CB532503Y | 7/5/05 | FEDERAL FST-80 (NEW) | 1 | 2.67 | 2003 | 2038 | DUAL FUEL | 5 to 10 years old | ICI MMG-34P (NEW) | #4 | 26828 | 18780 | 3890 | 2723 | Yes | 2015 | Walk-Up Apartments | 11 | 53600 | 1 | 6 | 50 | 50 | 1931
2028160045 | 1355 MORRIS AVENUE Bronx, NY 10456 (40.83680425359607, -73.9120587778681) | Con Edison | 1355 MORRIS AVENUE HOLDING LLC | 1355 MORRIS AVE. HOLD | 4502 18TH AVE BROOKLYN, NY 11204 (40.63027754148312, -73.97820870493085) | CB220002X | 7/7/05 | FEDERAL FST-80 | 1 | 2.68 | 2002 | 2037 | DUAL FUEL | 5 to 10 years old | ICI MMG-34P | #4 | 26828 | 18779 | 3890 | 2723 |  |  | Walk-Up Apartments | 16 | 36085 | 1 | 5 | 45 | 45 | 1924
2032370111 | 2619 SEDGWICK AVENUE Bronx, NY 10468 (40.86896846590261, -73.90550509161018) | Con Edison | B & B MANAGEMENT CORP.OPERTING ACCOUNT | 2619 REALTY LLC | 1624 WEBSTER AVENUE BRONX, NY 10457 (40.84184033491622, -73.90412994919767) | CA261993X | 7/6/05 | ROCKMILLS MP-80 | 1 | 3.43 | 1993 | 2028 |  | 16 to 20 years old | IND. COMB. MMG-34 | #4 | 26828 | 18779 | 3890 | 2723 | Yes | 2017 | Walk-Up Apartments | 14 | 50800 | 1 | 5 | 44 | 44 | 1922
2031730024 | 2438 MORRIS AVENUE Bronx, NY 10468 (40.86162450952034, -73.89987508933696) | Con Edison | COPPERFIELD ENTERPRISE | COPPERFIELD ENTERPRIS | 4422 BROADWAY MANHATTAN, NY 10040 (40.855441766919576, -73.93324681471678) | CA037497K | 7/7/05 | FEDERAL FST-80 | 1 | 3.43 | 1997 | 2032 | DUAL FUEL | 11 to 15 years old | I.C.I. MMG-34 P | #4 | 26828 | 18779 | 3890 | 2723 |  |  | Elevator Apartments | 14 | 48000 | 1 | 6 | 65 | 65 | 1928
2025090006 | 1072 WOODYCREST AVENUE Bronx, NY 10452 (40.834214782397616, -73.92674032480477) | Con Edison | WALLACE COOKE JR. | THE BRONX PARK-VIEW L | 1072 WOODYCREST AVENUE BRONX, NY 10452 (40.834214782397616, -73.92674032480477) | CA188192H | #N/A | FEDERAL FDST-70 | 1 | 3.43 | 1992 | 2027 |  | 16 to 20 years old | ICI MMG-34 (P) | #4 | 26828 | 18779 | 3890 | 2723 |  |  | Elevator Apartments | 16 | 42652 | 1 | 6 | 52 | 52 | 1928
2028790123 | 1805 DR M L KING JR BOULEVARD Bronx, NY 10453 (40.852786838341956, -73.91342678431863) | Con Edison | NATIONAL MANAGEMENT CONSULTANT | UNIVERSITY HOLDING | 189012 BROOKLYN NY 11218 (40.64322700851966, -73.9764486221062) | CA236294M | 7/4/05 | FEDERAL FST-80 | 1 | 3.43 | 1994 | 2029 |  | 16 to 20 years old | INDUSTRIAL COMB. DEG-42 (YP) | #6 | 26828 | 18779 | 4024 | 2817 |  |  | Outdoor Recreation | 14 | 22500 | 1 | 5 | 26 | 26 | 1923
2027030007 | 936 INTERVALE AVENUE Bronx, NY 10459 (40.82082735299217, -73.89686544196805) | Con Edison | LOUIS ZAMBOLI | ZAM 936, LLC | 936 INTERVALE AVENUE BRONX, NY 10459 (40.82082735299217, -73.89686544196805) | CA161599J | 7/7/05 | EASTMOND ESP-80 | 1 | 3.43 | 1999 | 2034 | DUAL FUEL | 11 to 15 years old | INDUSTRIAL COMBUSTION MMG-34P | #4 | 26826 | 18778 | 3890 | 2723 |  |  | Elevator Apartments | 17 | 21000 | 1 | 5 | 28 | 33 | 1931
2032250123 | 2327 ANDREWS AVENUE Bronx, NY 10468 (40.86145278342858, -73.9073838939534) | Con Edison | 2327 ANDREWS AVENUE CORP. | 2327 ANDREWS JDB, LLC | 4 EXCUTIVE BLVD SUFFERN, NY 10901 (41.131818461652756, -74.10938078889228) | CA229886K | 7/6/05 | FEDERAL FST 80 | 1 | 3.1 | 1986 | 2021 |  | 21 to 26 years old | I.C.I. MM 34 | #4 | 26280 | 18396 | 3811 | 2667 |  |  | Office Buildings | 14 | 31175 | 1 | 5 | 41 | 41 | 1924
2033170053 | 2683 MORRIS AVENUE Bronx, NY 10468 (40.86751281485617, -73.89598607186693) | Con Edison | 2683 MORRIS AVE ASSOC. | 2683 MORRIS ASSOCIATE | 33 20th STREET NEW YORK, NY 10003 (40.73904247191553, -73.9894263623572) | CA292781X | 7/5/05 | FEDERAL #FST-80 | 1 | 2.8 | 1981 | 2016 |  | 26 to 30 years old | INDUSTRIAL COMBUSTION #MEG-34-P | #6 | 26280 | 18396 | 3942 | 2759 |  |  | Elevator Apartments | 15 | 44000 | 1 | 5 | 42 | 42 | 1921
2032920079 | 2956 BAINBRIDGE AVENUE Bronx, NY 10458 (40.87056692938647, -73.88491991838333) | Con Edison | 2956 BAINBRIDGE ASSOC. LLC | 2956 BAINBRIDGE ASSOC | 617 188 STREET BRONX, NY 10458 (40.85616451251135, -73.88619474619041) | CA106286R | 7/7/05 | FEDERAL FST 80 | 1 | 3.08 | 1986 | 2021 |  | 21 to 26 years old | I.C.I. MMG 34 | #4 | 26280 | 18396 | 3811 | 2667 |  |  | Walk-Up Apartments | 11 | 48000 | 1 | 5 | 43 | 43 | 1924
2046270029 | 3435 OLINVILLE AVENUE Bronx, NY 10467 (40.87635456848099, -73.86814791955882) | Con Edison | GMT 3435 REALTY LLC. | GMT 3435 REALTY LLC. | 3093 BAINDBRDGE AVENUE BRONX, NY 10467 (40.8770479121315, -73.87153250082423) | CA063488H | 7/7/05 | ROCKMILL MP 80 | 1 | 3.4 | 1988 | 2023 |  | 21 to 26 years old | ICI MMG 34P | #4 | 26280 | 18396 | 3811 | 2667 |  |  | Elevator Apartments | 11 | 44256 | 1 | 6 | 54 | 54 | 1929
2028290030 | 55 179 STREET Bronx, NY 10453 (40.85219711055318, -73.90749862341059) | Con Edison | H.S.C. MANAGEMENT | HEO HOLDING CORP. | 850 BRONX RIVER ROAD BRONXVILLE, NY 10708 (40.92713623295677, -73.84319071815916) | CA447889L | 7/6/05 | FEDERAL FST 60 | 1 | 2.59 | 1989 | 2024 |  | 21 to 26 years old | HEVE MMG 28 | #4 | 26280 | 18396 | 3811 | 2667 |  |  | Loft Buildings | 14 | 29655 | 1 | 6 | 33 | 33 | 1923
2043440035 | 2251 HOLLAND AVENUE Bronx, NY 10467 (40.858759597109355, -73.86566021133682) | Con Edison | JACODA REALTY | JAGODA REALTY CO. | 2251 HOLLAND AVENUE BRONX, NY 10467 (40.858759597109355, -73.86566021133682) | CB570103L | #N/A | (EXISTING) FEDERAL FST-80 | 1 | 2.67 | 2003 | 2038 | DUAL FUEL | 5 to 10 years old | (NEW) CARLING 1150 FFD | #4 | 26280 | 18396 | 3811 | 2667 | Yes | 2014 | Elevator Apartments | 13 | 54000 | 1 | 6 | 43 | 49 | 1931
2031420030 | 306 180 STREET Bronx, NY 10457 (40.85241524202535, -73.8997992591446) | Con Edison | LSL SERVICE INC. | L.S.L. SERVICES, INC. | 559 189TH ST MANHATTAN, NY 10040 (40.853860649538326, -73.9289340156895) | CA146292J | 7/5/05 | ROCKMILLS MP 60 | 1 | 2.59 | 1992 | 2027 |  | 16 to 20 years old | I C MMG 28 | #4 | 26280 | 18396 | 3811 | 2667 |  |  | Walk-Up Apartments | 15 | 27410 | 1 | 5 | 35 | 36 | 1917
2024570044 | 1272 GRAND Bronx, NY 10456 (40.83520722976847, -73.91397702671011) | Con Edison | MAR-GOL REALTY LTD | MAR-GOL REALITY LTD | 0211 BROOKLYN NY 11204 (40.619055848049015, -73.98479859887618) | CA428588Y | 7/5/05 | ROCKMILL MP80 | 1 | 3.1 | 1988 | 2023 |  | 21 to 26 years old | I.C. MM34 | #4 | 26280 | 18396 | 3811 | 2667 |  |  | Elevator Apartments | 16 | 48000 | 1 | 5 | 50 | 51 | 1928
2033280097 | 50 212 STREET Bronx, NY 10467 (40.88368443481875, -73.87837236158585) | Con Edison | MOSHOLU PRESEVATION CORP. | MOSHOLU PRESERVATIONC | 1601 BRONXDALE AVENUE BRONX, NY 10462 (40.84351657306597, -73.85691921749257) | CA282283Y | 7/5/05 | ROCKMILLS MP-80 | 1 | 3.4 | 1983 | 2018 |  | 26 to 30 years old | HEV-E-OIL AM6CM | #4 | 26280 | 18396 | 3811 | 2667 | Yes | 2018 | Walk-Up Apartments | 11 | 52000 | 1 | 6 | 42 | 42 | 1930
2041770030 | 3109 ROBERTS AVENUE Bronx, NY 10461 (40.84638598620825, -73.82833256379622) | Con Edison | MS. JOAN RAZZA | RALLY, REALTY . | 198 YONKERS NY 10704 (40.91979536266592, -73.86310263457887) | CA163387R | 7/6/05 | FEDERAL FST 70 | 1 | 2.8 | 1987 | 2022 |  | 21 to 26 years old | ICI MM 30 | #4 | 26280 | 18396 | 3811 | 2667 |  |  | Elevator Apartments | 13 | 30000 | 1 | 5 | 37 | 37 | 1927
2031740022 | 58 190 STREET Bronx, NY 10468 (40.86310325184286, -73.89874240014231) | Con Edison | SACHSON REALTY CORP. | PARKASH 190 LLC | 2811 ZULETTE AVENUE BRONX, NY 10461 (40.84206676900901, -73.83657671433792) | CA186482R | 7/5/05 | ROCKMILLS MP-80 | 1 | 3.5 | 1982 | 2017 | DUAL FUEL | 26 to 30 years old | I.C.I. DEG 42P | #6 | 26280 | 18396 | 3942 | 2759 |  |  | Condominiums | 14 | 29058 | 1 | 6 | 42 | 42 | 1927
2043400086 | 2255 BARKER AVENUE Bronx, NY 10467 (40.85892842311474, -73.86955216780848) | Con Edison | V. K. V. ASSOCIATES | VKV ASSOCIATES | 615 87TH ST BRONX, NY 10458 (40.86260132868841, -73.88479001504714) | CA428288M | 7/5/05 | FEDERAL FST-70 | 1 | 2.9 | 1988 | 2023 |  | 21 to 26 years old | I.C.I. MMG-30 | #4 | 26280 | 18396 | 3811 | 2667 |  |  | Educational Structures | 13 | 31320 | 1 | 6 | 42 | 42 | 1964
2033410030 | 3110 BAINBRIDGE AVENUE Bronx, NY 10467 (40.87397472890738, -73.87928028565824) | Con Edison | VITO SACCHETTI | 3110 BAINBRIDGE REALT | 24 13 46 STREET QUEENS, NY 11103 (40.76286893025696, -73.91327185810974) | CA119072Y | 7/5/05 | PACIFIC #4721 | 1 | 2.9 | 1972 | 2010 |  | 36 - 40 year old | PETRO WD 4 AH | #4 | 26280 | 18396 | 3811 | 2667 |  |  | Elevator Apartments | 11 | 39000 | 1 | 5 | 32 | 37 | 1924
2028790094 | 1801 LORING PLACE Bronx, NY 10453 (40.851980416716174, -73.91642332694943) | Con Edison | ROBERT HERSHKOWITZ | 1801 LORING ASSOC LLC | 198 WESTCHESTER SQ STA BRONX, NY 10461 (40.84054431315492, -73.84125020140367) | CA142982Z | 7/4/05 | FEDERAL #FST-70 | 1 | 2.5 | 1982 | 2017 |  | 26 to 30 years old | INDUSTRIAL COMBUSTION #MMG-34-P | #4 | 26200 | 18340 | 3799 | 2659 |  |  | Elevator Apartments | 14 | 38625 | 1 | 5 | 39 | 39 | 1925
2032920019 | 2968 PERRY AVENUE Bronx, NY 10458 (40.87032322623813, -73.88364844089932) | Con Edison | PERRY RLTY/ALAN WASSERMAN | 2968 PERRY AVENUE LLC | 145 HUGUENOT ST NEW ROCHELLE, NY 10801 (40.91319235913511, -73.77945045104241) | CA186181N | 7/7/05 | PACIFIC - 40 L 1 | 1 | 2.5 | 1981 | 2016 |  | 26 to 30 years old | INDUSTRIAL COMBUSTION-AM4 1/2DH | #4 | 26061 | 18243 | 3779 | 2645 |  |  | Elevator Apartments | 11 | 34320 | 1 | 6 | 31 | 31 | 1931
2048250068 | 654 224 STREET Bronx, NY 10466 (40.88757976457446, -73.86246319292451) | Con Edison | REGINA PROPERTIES LLC, C/O ALAN WASSERMAN | 654 EAST 224TH STREET | 25 HUGUENOT STREET NEW ROCHELLE, NY 10026 (40.913991546149965, -73.77433218206677) | CA242493X | 7/7/05 | ROCKMILLS MP-70 | 1 | 2.94 | 1993 | 2028 |  | 16 to 20 years old | I.C.I. MMG 30 | #4 | 26061 | 18243 | 3779 | 2645 |  |  | Loft Buildings | 12 | 37361 | 1 | 5 | 46 | 46 | 1929
2028240062 | 1685 MORRIS AVENUE Bronx, NY 10457 (40.84405885863623, -73.90948016381788) | Con Edison | 1685 REALTY LLC. | MORRIS AVENUE PROPERT | 1969 JAF STATION NEW YORK, NY 10116 (40.8110019996426, -73.95309800037239) | CA265789R | 7/6/05 | FEDERAL FST -80 | 1 | 3.43 | 1989 | 2024 |  | 21 to 26 years old | ICI MMG 34 P | #4 | 26000 | 18200 | 3770 | 2639 |  |  | Condominiums | 14 | 47472 | 1 | 6 | 48 | 49 | 1928
2028420059 | 1401 GRAND Bronx, NY 10452 (40.83772426336412, -73.9233322114124) | Con Edison | BOMBART MANAGEMENT | 1401 GRAND CONCOURSEA | 117 70 STREET MANHATTAN, NY 10023 (40.77644301748253, -73.98050755546609) | CA285989J | 7/5/05 | FEDERAL FST 100 | 1 | 4.06 | 1989 | 2024 |  | 21 to 26 years old | ICI MMG 42 P | #4 | 26000 | 18200 | 3770 | 2639 | Yes | 2022 | Elevator Apartments | 14 | 50890 | 1 | 5 | 60 | 64 | 1923
2033150098 | 2781 GRAND Bronx, NY 10468 (40.86785065240455, -73.89951166617763) | Con Edison | HSC MANAGEMENT CORP. | DAJ REALTY LLC | 850 BRONX RIVER ROAD YONKERS, NY 10708 (40.92713623295677, -73.84319071815916) | CA381086Z | 7/6/05 | FEDERAL FST-80 | 1 | 3.43 | 1986 | 2021 |  | 21 to 26 years old | I.C.I. MMG-34 P | #4 | 26000 | 18200 | 3770 | 2639 | Yes | 2015 | Elevator Apartments | 15 | 53406 | 1 | 5 | 54 | 54 | 1922
2033190098 | 2905 GRAND Bronx, NY 10468 (40.86785065240455, -73.89951166617763) | Con Edison | LEKA PALUSHJ | 2905 GRAND CONCOURSE | 2905 GRAND BRONX, NY 10468 (40.86785065240455, -73.89951166617763) | CA178680H | 7/6/05 | ROCKMILLS MP-70 | 1 | 2.8 | 1980 | 2015 |  | 26 to 30 years old | IND COMBUSTION DEG 42Y | #6 | 26000 | 18200 | 3900 | 2730 |  |  | Loft Buildings | 15 | 43325 | 1 | 6 | 49 | 49 | 1925
2032490065 | 2754 CLAFLIN AVENUE Bronx, NY 10468 (40.87039270609737, -73.90051928898207) | Con Edison | NIKGJONAJ REALTY CORP. | NIKGJONAJ RLTY CORP | 1067 STELL PLACE BRONX, NY 10469 (40.8604401877147, -73.85644927650152) | CA234689H | 7/6/05 | ROCKMILLS MP-80 | 1 | 3.1 | 1989 | 2024 |  | 21 to 26 years old | ICI MMG 34 P | #4 | 26000 | 18200 | 3770 | 2639 | Yes | 2019 | Elevator Apartments | 14 | 51116 | 1 | 6 | 51 | 51 | 1962
2028780120 | 1710 MONTGOMERY AVENUE Bronx, NY 10453 (40.84989962698131, -73.91909775631596) | Con Edison | PROPERTY SERVICES | 1710 MONTGOMERY REALT | 104 SO CENTRAL AVENUE VALLY STREAM, NY 11580 (40.66421505532338, -73.70852092259156) | CA269189L | 7/6/05 | ROCKMILLS MP175 | 1 | 4.9 | 1989 | 2024 |  | 21 to 26 years old | RAY AEOR 144 SIZE 125 | #6 | 26000 | 18200 | 3900 | 2730 | Yes | 2018 | Elevator Apartments | 16 | 65400 | 1 | 6 | 50 | 50 | 1927
2038750017 | 1328 COMMONWEALTH AVENUE Bronx, NY 10472 (40.833327245984954, -73.86858006261755) | Con Edison | EDJ REALTY | 2332 WALTON REALTY, I | 9480 BARDONIA NY 10954 (41.099664189350904, -74.01202823401576) | CA006182Y | 7/7/05 | FEDERAL FST 80 | 1 | 3.4 | 1982 | 2017 |  | 26 to 30 years old | IND COMBUSTION-MM-34(P) | #4 | 25918 | 18143 | 3758 | 2631 |  |  | Elevator Apartments | 18 | 35624 | 1 | 6 | 49 | 49 | 1928
2032920051 | 2971 MARION AVENUE Bronx, NY 10458 (40.869602073910706, -73.88333621376368) | Con Edison | ALL CITY REALTY CORP AGENCY CORP | 2971 MARION REALTY CO | 1412 AVENUE BROOKLYN, NY 11230 (40.62192951023877, -73.96551106018723) | CA117381Z | 7/6/05 | ROCKMILLS MP 70 | 1 | 2.8 | 1981 | 2016 |  | 26 to 30 years old | I.C.I. DEG 42 YP | #6 | 25917 | 18142 | 3888 | 2721 |  |  | Elevator Apartments | 11 | 43200 | 1 | 6 | 36 | 36 | 1927
2025200001 | 1350 SHAKESPEARE AVENUE Bronx, NY 10452 (40.84112069989953, -73.9218592813451) | Con Edison | JITA REALTY CORP | JITA REALTY CORP | 350 201 STREET BRONX, NY 10458 (40.869654874860416, -73.88273164253962) | CA236782L | 7/5/05 | ROCKMILLS MP 100 | 1 | 4.2 | 1982 | 2017 | DUAL FUEL | 26 to 30 years old | ICI DEG 42 P | #6 | 25660 | 17962 | 3849 | 2694 |  |  | Elevator Apartments | 16 | 42456 | 1 | 6 | 34 | 41 | 1937
2027990030 | 274 175 STREET Bronx, NY 10457 (40.846646583274364, -73.9052550304277) | Con Edison | O. RAGOO | 274 E 175TH REALTY LL | 1780 GRAND BRONX, NY 10457 (40.84579837129786, -73.89832418681175) | CA250886R | 7/6/05 | FEDERAL FST 80 | 1 | 2.6 | 1986 | 2021 |  | 21 to 26 years old | HEVE MEG 34 (P) | #6 | 25638 | 17947 | 3846 | 2692 |  |  | Condominiums | 14 | 38000 | 1 | 6 | 43 | 43 | 1925
2032140086 | 2547 AQUEDUCT AVENUE Bronx, NY 10468 (40.86579372703812, -73.90187170734553) | Con Edison | SENACO RLTY/TOTAL RLTY | DEIMOS REALTY, LLC | 1969 JAF STATION NEW YORK, NY 10116 (40.8110019996426, -73.95309800037239) | CA298383H | 7/7/05 | FEDERAL FST-70 | 1 | 2 | 1983 | 2018 |  | 26 to 30 years old | I.C.I. MMG-34P | #4 | 25600 | 17920 | 3712 | 2598 |  |  | Walk-Up Apartments | 14 | 27250 | 1 | 6 | 37 | 37 | 1924
2029900034 | 1693 VYSE AVENUE Bronx, NY 10460 (40.835679033379144, -73.88665515918666) | Con Edison | MBD II ASSOCIATES | MBD II ASSOCIATES | 955 163 STREET BRONX, NY 10459 (40.82102127608155, -73.89565834555971) | CA160483N | 7/5/05 | SPENCER 4F-311-50 | 1 | 2.6 | 1983 | 2018 | DUAL FUEL | 26 to 30 years old | HEV-E-OIL AMG 4 3/4 | #4 | 25309 | 17716 | 3670 | 2569 |  |  | Loft Buildings | 15 | 23750 | 1 | 5 | 26 | 26 | 1931
2031640015 | 2332 CRESTON AVENUE Bronx, NY 10468 (40.85872856596812, -73.90032199155306) | Con Edison | 1940 HOLDING LTD. | 1940 HOLDING LTD |  | CA031392R | 7/5/05 | FEDERAL FST-80 | 1 | 3.28 | 1992 | 2027 |  | 16 to 20 years old | ICI DEG-42Y(P) | #6 | 25160 | 17612 | 3774 | 2642 |  |  | Elevator Apartments | 14 | 34000 | 1 | 5 | 43 | 43 | 1913
2033180092 | 2810 MORRIS AVENUE Bronx, NY 10468 (40.87042326090793, -73.89337907481635) | Con Edison | 2810 MORRIS AVENUE CORP. | 2810 MORRIS AVE CORP | 3810 14TH AVE BROOKLYN, NY 11218 (40.63979797753441, -73.98359967638262) | CA399692Y | 7/6/05 | ROCKMILLS MP-60 | 1 | 2.59 | 1992 | 2027 |  | 16 to 20 years old | ICI MMG-28 | #4 | 25112 | 17578 | 3641 | 2549 |  |  | Elevator Apartments | 15 | 36900 | 1 | 6 | 35 | 35 | 1927
2033200028 | 2925 GRAND Bronx, NY 10468 (40.86785065240455, -73.89951166617763) | Con Edison | STANLEY WASSERMAN | 2925 GRAND CONCOURSE | 25 45TH STREET NEW YORK, NY 10025 (40.65178506133922, -74.01376619540055) | CA181784J | 7/6/05 | ROCKMILLS MP-60 | 1 | 2.6 | 1984 | 2019 |  | 26 to 30 years old | ICI MMG-34-P | #4 | 25112 | 17578 | 3641 | 2549 |  |  | Elevator Apartments | 11 | 42864 | 1 | 6 | 38 | 38 | 1956
2033090031 | 227 203 STREET Bronx, NY 10458 (40.87373579716415, -73.88556125868827) | Con Edison | C. J.REALTY CO. | C J REALTY CO | 300513 MIDWOOD STATION BROOKLYN, NY 11230 (40.62192951023877, -73.96551106018723) | CA018793L | 7/6/05 | ROCKMILLS MP-80 | 1 | 3.43 | 1993 | 2028 |  | 16 to 20 years old | ICI MMG-34 (P) | #4 | 25039 | 17527 | 3631 | 2541 | Yes | 2019 | Condominiums | 11 | 50762 | 1 | 6 | 43 | 43 | 1928
2024720028 | 1049 GRAND Bronx, NY 10452 (40.83772426336412, -73.9233322114124) | Con Edison | 1049 LLC. | PRANA ASSOCIATES TWEN | 542 MAIN STREET NEW ROCHELLE, NY 10801 (40.90794031848401, -73.78299377983785) | CA389788J | 7/5/05 | ROCKMILLS MP70 | 1 | 2.59 | 1988 | 2023 |  | 21 to 26 years old | ICI - MMG 30 | #4 | 25000 | 17500 | 3625 | 2538 |  |  | Elevator Apartments | 16 | 29400 | 1 | 5 | 36 | 37 | 1917
2040070037 | 1180 LEBANON STREET Bronx, NY 10460 (40.84044295665206, -73.87395272722152) | Con Edison | 1180 REALTY LLC. | 1180 REALTY LLC |  | CA416587Y | 7/6/05 | FEDERAL FST 80 | 1 | 3.43 | 1987 | 2022 |  | 21 to 26 years old | ICI MEG 34 P | #6 | 25000 | 17500 | 3750 | 2625 |  |  | Elevator Apartments | 15 | 36852 | 1 | 5 | 56 | 56 | 1928
2024560171 | 1189 SHERIDAN AVENUE Bronx, NY 10456 (40.83363771917524, -73.91700894252693) | Con Edison | 1189 SHERIDAN REALTY CORP | 1189 SHERIDAN RLTY CO | 1601 BRONXDALE AVENUE BRONX, NY 10462 (40.84351657306597, -73.85691921749257) | CA161190Y | 7/6/05 | FEDERAL FST 80 | 1 | 3.43 | 1990 | 2025 |  | 16 to 20 years old | ICI MMG 34P | #4 | 25000 | 17500 | 3625 | 2538 |  |  | Walk-Up Apartments | 16 | 44800 | 1 | 5 | 46 | 46 | 1926
2033060018 | 210 201 STREET Bronx, NY 10458 (40.87252763291437, -73.88676510870371) | Con Edison | 210 EAST 201 ASSOCIATES | 210 EAST 201 ASSOCIAT | 145 HUGUENOT STREET NEW ROCHELLE, NY 10801 (40.91319235913511, -73.77945045104241) | CA264089L | 7/6/05 | ROCKMILLS MP70 | 1 | 2.59 | 1989 | 2024 |  | 21 to 26 years old | ICI MMG 30 | #4 | 25000 | 17500 | 3625 | 2538 |  |  | Elevator Apartments | 11 | 32300 | 1 | 6 | 32 | 34 | 1936
2032710128 | 213 238 STREET Bronx, NY 10463 (40.884658517112655, -73.89904558798284) | Con Edison | 213 W 238 STREET, LLC. | 213 WEST 238 LLC | 1920 NEW YORK, NY 10116 (40.8110019996426, -73.95309800037239) | CA204087N | 7/6/05 | ROCKMILLS MP 70 | 1 | 2.84 | 1987 | 2022 |  | 21 to 26 years old | ICI DEG 424 | #6 | 25000 | 17500 | 3750 | 2625 |  |  | Elevator Apartments | 11 | 45000 | 1 | 5 | 59 | 59 | 1923
2033070058 | 221 201 STREET Bronx, NY 10458 (40.87246432010647, -73.88627039930932) | Con Edison | 221 VALENTINE ASSOC | 221 VALENTINE ASSOCIA | 145 HUGUENOT STREET NEW ROCHELLE, NY 10801 (40.91319235913511, -73.77945045104241) | CA263489X | 7/6/05 | ROCKMILLS MP 70 | 1 | 2.59 | 1989 | 2024 |  | 21 to 26 years old | ICI MMG 30 | #4 | 25000 | 17500 | 3625 | 2538 |  |  | Loft Buildings | 11 | 35537 | 1 | 6 | 30 | 30 | 1931
2028110007 | 227 178 STREET Bronx, NY 10457 (40.85039752337884, -73.90433855408737) | Con Edison | 227 EAST 178TH ST. ASSOCIATES | 227 E 178 REALTY CO., | 255 PARKVILLE STATION BROOKLYN, NY 11204-0007 (40.63177004321717, -73.96967241974419) | CA159183N | 7/5/05 | FEDERAL FST 80 | 1 | 3.1 | 1983 | 2018 |  | 26 to 30 years old | ICI MEG 34P | #6 | 25000 | 17500 | 3750 | 2625 |  |  | Elevator Apartments | 14 | 37800 | 1 | 6 | 48 | 48 | 1921
2033240055 | 3450 GATES PLACE Bronx, NY 10467 (40.88261229638404, -73.88390524265346) | Con Edison | 3450 GATES PL. ASSOCIATES., LLC | 3450 GATES PL | 825 233rd STREET BRONX, NY 10466 (40.89221310483329, -73.85355883486339) | CA152085H | 7/4/05 | ROCKMILLS MP80 | 1 | 3.4 | 1985 | 2020 |  | 21 to 26 years old | ICI MMG34P | #4 | 25000 | 17500 | 3625 | 2538 |  |  | Elevator Apartments | 11 | 41610 | 1 | 6 | 43 | 43 | 1937
2033280181 | 3515 ROCHAMBEAU AVENUE Bronx, NY 10467 (40.881819330521395, -73.87926737324993) | Con Edison | 3515 REALTY CORP | 3515 ROC LLC | 1755 NEW YORK, NY 10156 (40.74681900039661, -73.97679400044274) | CA140684L | 7/6/05 | ROCKMILLS MP4-69 | 1 | 2.6 | 1984 | 2019 |  | 26 to 30 years old | ICI MMG-34P | #4 | 25000 | 17500 | 3625 | 2538 |  |  | Walk-Up Apartments | 11 | 30075 | 1 | 5 | 36 | 37 | 1927
2033160030 | 50 196 STREET Bronx, NY 10468 (40.86871369305751, -73.89494496507346) | Con Edison | 50 E. 196TH ST. ASSOCIATES | 50 EAST 196 ST LLC | 3154 ALBANY CRESCENT BRONX, NY 10468 (40.87958311461891, -73.90191629101832) | CA476987H | 7/5/05 | FEDERAL FST 80 | 1 | 3.43 | 1987 | 2022 |  | 21 to 26 years old | ICI MMG 34 P | #4 | 25000 | 17500 | 3625 | 2538 |  |  | Walk-Up Apartments | 15 | 40372 | 1 | 6 | 43 | 43 | 1931
2033480008 | 3318 PERRY AVENUE Bronx, NY 10467 (40.87748925920571, -73.87493872508415) | Con Edison | 7318 PERRY REALTY | 3318 REALTY CORP. | 520 3RD STREET MT VERNON, NY 10553 (40.90834104318196, -73.81740559252835) | CA251887N | 7/7/05 | ROCKMILLS MP 70 | 1 | 2.6 | 1987 | 2022 |  | 21 to 26 years old | ICI MMG 30 | #4 | 25000 | 17500 | 3625 | 2538 |  |  | Walk-Up Apartments | 11 | 36000 | 1 | 6 | 36 | 36 | 1927
2028100013 | 214 178 STREET Bronx, NY 10457 (40.85039420856759, -73.9046055135841) | Con Edison | ANNAL MANAGEMENT CORPORATION | ANNAL MANAGEMENT CO L | 1325 CASTLE HILL AVENUE BRONX, NY 10462 (40.835149781325846, -73.8520142998785) | CA287781J | 7/7/05 | NATIONAL (NRC) CA4885 | 1 | 2.8 | 1981 | 2016 |  | 26 to 30 years old | ICI DEG 42YS | #6 | 25000 | 17500 | 3750 | 2625 |  |  | Condominiums | 14 | 29000 | 1 | 6 | 30 | 30 | 1951
2028050045 | 124 177 STREET Bronx, NY 10453 (40.84956326421487, -73.90759687697862) | Con Edison | ANTAONY ASSOIATES | 124 E 177 LLC | 124 177TH STREET BRONX, NY 10458 (40.84956326421487, -73.90759687697862) | CA274388K | 7/4/05 | FEDERAL FST-80 | 1 | 3.43 | 1988 | 2023 |  | 21 to 26 years old | ICI ME-34P | #6 | 25000 | 17500 | 3750 | 2625 |  |  | Elevator Apartments | 14 | 39360 | 1 | 6 | 42 | 42 | 1939
2022610005 | 500 134 STREET Bronx, NY 10454 (40.80517743071019, -73.92152107002927) | Con Edison | BIG JOHN'S MOVING, INC. | TOP SECURITY STORAGEI | 1602 1 AVENUE MANHATTAN, NY 10028 (40.775038508994044, -73.95072633152262) | CA019373J | 7/7/05 | FEDERAL FLW 850 | 1 | 2.5 | 1973 | 2010 |  | 36 - 40 year old | PETRO WD 4AH | #4 | 25000 | 17500 | 3625 | 2538 |  |  | Elevator Apartments | 8 | 40000 | 2 | 5 | 0 | 2 | 1931
2029850013 | 1890 CROTONA PARKWAY Bronx, NY 10460 (40.84092048770434, -73.8855788743577) | Con Edison | CROTONA PROPERTIES LLC | 1890 REALTY LLC | 0010 BROOKLYN NY 11204-0010 (40.619055848049015, -73.98479859887618) | CA468087M | 7/7/05 | FEDERAL FST 80 | 1 | 3.43 | 1987 | 2022 |  | 21 to 26 years old | ICI MMG 34 P | #4 | 25000 | 17500 | 3625 | 2538 |  |  | Elevator Apartments | 15 | 43244 | 1 | 5 | 39 | 39 | 1913
2031960093 | 2254 DAVIDSON AVENUE Bronx, NY 10453 (40.85818933178383, -73.90514019310918) | Con Edison | DAVIDSON REALTY CORP. | DAVIDSON (87) RLTY CO | 1679 WHITE PLAINS NY 10602 (41.02768599970915, -73.77355800000169) | CA047789L | 7/5/05 | BEST BOILER 4B-60 | 1 | 2.59 | 1989 | 2024 |  | 21 to 26 years old | ICI MMG28 | #4 | 25000 | 17500 | 3625 | 2538 |  |  | Elevator Apartments | 14 | 26590 | 1 | 5 | 37 | 37 | 1922
2041720007 | 3070 ROBERTS AVENUE Bronx, NY 10461 (40.84605067816246, -73.82906447338954) | Con Edison | DR TV MANAGEMENT INC | DRT REALTY CORP | 3070 ROBERTS AVENUE BRONX, NY 10461 (40.84605067816246, -73.82906447338954) | CA333587K | 7/7/05 | FEDERAL FST 100 | 1 | 4.2 | 1987 | 2022 |  | 21 to 26 years old | IRON FIREMAN AGO6-4.2RK | #4 | 25000 | 17500 | 3625 | 2538 |  |  | Elevator Apartments | 13 | 46494 | 1 | 6 | 43 | 43 | 1929
2027960023 | 1780 EASTBURN AVENUE Bronx, NY 10457 (40.846365086086216, -73.90829381110348) | Con Edison | EASTBURN REALTY LLC | 1780 EASTBURN AVE. LL | 542 MAIN ST NEW ROCHELLE, NY 10801 (40.90794031848401, -73.78299377983785) | CA221689P | 7/6/05 | ROCKMILLS MP70 | 1 | 2.9 | 1989 | 2024 |  | 21 to 26 years old | ICI MMG30 | #4 | 25000 | 17500 | 3625 | 2538 |  |  | Educational Structures | 14 | 32000 | 1 | 6 | 37 | 37 | 1941
2028240045 | 1706 SELWYN AVENUE Bronx, NY 10457 (40.8440644170733, -73.91031838717122) | Con Edison | ECHO PLACE INC/GIDI RLTY. | ECHO PLACE | 1706 SELWYN AVE BRONX, NY 10457 (40.8440644170733, -73.91031838717122) | CA213689P | 7/6/05 | ROCKMILLS MP60 | 1 | 2.32 | 1989 | 2024 |  | 21 to 26 years old | ICI MMG28 | #4 | 25000 | 17500 | 3625 | 2538 |  |  | Educational Structures | 14 | 28856 | 1 | 6 | 28 | 33 | 1929
2050390035 | 693 236 STREET Bronx, NY 10466 (40.895729163548275, -73.85647140683388) | Con Edison | ENF 7/9/92 | LULANAI ASSOCIATES IN | 22 1 ST MT VERNON, NY 10550 (40.91188475247723, -73.83614072099705) | CA381185Y | 7/4/05 | ROCKMILLS MP 50 | 1 | 2 | 1985 | 2020 |  | 21 to 26 years old | ICI MMG 22 | #4 | 25000 | 17500 | 3625 | 2538 |  |  | Elevator Apartments | 11 | 25386 | 1 | 6 | 27 | 30 | 1928
2031920001 | 2050 DAVIDSON AVENUE Bronx, NY 10453 (40.85410913154481, -73.90820902103535) | Con Edison | ESWAR REALTY CO INC. | ESWAR REALTY CO. LLC | 2123 WILLIAMSBRIDGE ROAD BRONX, NY 10461 (40.85578463648523, -73.8555897748353) | CA504485N | 7/5/05 | ROCKMILLS MP 70 | 1 | 2.6 | 1985 | 2020 |  | 21 to 26 years old | ICI MMG 30 | #4 | 25000 | 17500 | 3625 | 2538 |  |  | Elevator Apartments | 14 | 30540 | 1 | 5 | 33 | 40 | 1920
2024530022 | 1225 SHERMAN AVENUE Bronx, NY 10456 (40.834160014987454, -73.91571041843278) | Con Edison | FINKELSTEIN-MORGAN | 1225 INC., A NEW YORK | 5600A BROADWAY BRONX, NY 10463 (40.87943056565291, -73.90428356958549) | CA364084K | 7/6/05 | ROCKMILLS MP 70 | 1 | 2.8 | 1984 | 2019 |  | 26 to 30 years old | I.C.I. DEG 42YP | #6 | 25000 | 17500 | 3750 | 2625 |  |  | Walk-Up Apartments | 16 | 34970 | 1 | 6 | 37 | 37 | 1937
2031720025 | 2333 CRESTON AVENUE Bronx, NY 10468 (40.858751087357575, -73.90038807821287) | Con Edison | FIRST METROPOLITAN REALTY | 2323 CRESTON LLC | 3810 14 AVENUE BROOKLYN, NY 11218 (40.63979797753441, -73.98359967638262) | CA150589M | 7/5/05 | ROCKMILLS MP60 | 1 | 2.6 | 1989 | 2024 |  | 21 to 26 years old | ICI MMG28 | #4 | 25000 | 17500 | 3625 | 2538 |  |  | Elevator Apartments | 14 | 23030 | 1 | 5 | 30 | 30 | 1915
2026980084 | 936 REV JAMES POLITE AVENUE Bronx, NY 10459 (40.82157081570343, -73.89896276904425) | Con Edison | GIL SMALL REALTY CORP. | GIL SMALL RALTY CORP. | 954 REV JAMES POLITE AVENUE BRONX, NY 10459 (40.822038288333324, -73.89889139844618) | CA635086X | 7/6/05 | FEDERAL FST 100 | 1 | 4.07 | 1986 | 2021 |  | 21 to 26 years old | ICI MEG 42 P | #4 | 25000 | 17500 | 3625 | 2538 |  |  | Elevator Apartments | 17 | 40800 | 1 | 6 | 47 | 47 | 1925
2033560107 | 323 GUN HILL ROAD Bronx, NY 10467 (40.87892306411953, -73.87362793069731) | Con Edison | GUNHILL ASSOCIATES | 323 EAST GUNHILL LLC | 733 YONKERS AVE YONKERS, NY 10704 (40.92365098316586, -73.86577167165724) | CA218783Y | 7/5/05 | ROCKMILLS MP-100 | 1 | 4.2 | 1983 | 2018 |  | 26 to 30 years old | ICI DEG 42 P | #6 | 25000 | 17500 | 3750 | 2625 | Yes | 2016 | Educational Structures | 11 | 67500 | 1 | 6 | 52 | 56 | 1920
2028410014 | 22 ELLIOT PLACE Bronx, NY 10452 (40.83937141684394, -73.91764388869834) | Con Edison | LANGSAM ASSOC. INC. | 22-24 ELLIOT REALTYCO | 1601 BRONXDALE AVENUE BRONX, NY 10462 (40.84351657306597, -73.85691921749257) | CA265689J | 7/6/05 | FEDERAL FST 70 | 1 | 2.59 | 1989 | 2024 |  | 21 to 26 years old | ICI MMG-28 | #4 | 25000 | 17500 | 3625 | 2538 |  |  | Walk-Up Apartments | 14 | 35385 | 1 | 5 | 50 | 50 | 1926
2033270060 | 3405 KOSSUTH AVENUE Bronx, NY 10467 (40.880195127376226, -73.88176583937063) | Con Edison | LEOR MGMT CORP | 3405 KOSSUTH ASSOCIAT | 2130 BROADWAY NEW YORK, NY 10023 (40.78069165240327, -73.98124255715014) | CA256891Z | 7/7/05 | ROCKMILLS MP60 | 1 | 2.6 | 1991 | 2026 |  | 16 to 20 years old | ICI MMG28 | #4 | 25000 | 17500 | 3625 | 2538 |  |  | Elevator Apartments | 11 | 35454 | 1 | 5 | 38 | 38 | 1925
2032480111 | 2728 WEBB AVENUE Bronx, NY 10468 (40.86989432755353, -73.90172071887895) | Con Edison | MORRIS AVENUE EQUITIES. | MORRIS AVE. EQUITIESC | 825 233RD ROAD BRONX, NY 10466 (40.89221310483329, -73.85355883486339) | CA166785X | 7/7/05 | ROCKMILLS MP50 | 1 | 2 | 1985 | 2020 |  | 21 to 26 years old | ICI MMG22 | #4 | 25000 | 17500 | 3625 | 2538 |  |  | Walk-Up Apartments | 14 | 27720 | 1 | 5 | 32 | 32 | 1926
2033110107 | 166 205 STREET Bronx, NY 10458 (40.87524329213511, -73.8853395775634) | Con Edison | ORIN MANAGEMENT | 205 ASSOCIATES, | 1168 FLUSHING NY 11354 (40.76862022064671, -73.82719028070687) | CA223382J | 7/4/05 | ROCKMILLS MP4-61 | 1 | 2.3 | 1982 | 2017 |  | 26 to 30 years old | ICI AM 4 12 DH | #4 | 25000 | 17500 | 3625 | 2538 |  |  | Condominiums | 11 | 30126 | 1 | 6 | 31 | 31 | 1939
2033240045 | 3424 GATES PLACE Bronx, NY 10467 (40.88229051957938, -73.8842723548305) | Con Edison | PAT-MAR MANAGEMENT CO. | PAT MAR MANAGEMENT CO | 3424 GATES PLACE BRONX, NY 10467 (40.88229051957938, -73.8842723548305) | CA345983K | 7/6/05 | ROCKMILLS MP 90 | 1 | 3.6 | 1983 | 2018 |  | 26 to 30 years old | ICI DE 42P | #6 | 25000 | 17500 | 3750 | 2625 |  |  | Loft Buildings | 11 | 42640 | 1 | 6 | 48 | 48 | 1928
2031990059 | 2390 DAVIDSON AVENUE Bronx, NY 10468 (40.86130118262432, -73.90322663146283) | Con Edison | PHOBOS REALTY LLC | PHOBOS REALTY LLC | 57 38th STREET NEW YORK, NY 10118 (40.597201016623984, -73.9891037917239) | CA279591Z | 7/4/05 | ROCKMILLS MP 70 (NEW) | 1 | 2.59 | 1991 | 2026 |  | 16 to 20 years old | ICI MMG-30 (NEW) | #4 | 25000 | 17500 | 3625 | 2538 |  |  | Elevator Apartments | 14 | 26780 | 1 | 5 | 38 | 38 | 1938
2032140082 | 2541 AQUEDUCT AVENUE Bronx, NY 10468 (40.86568293027277, -73.90195615244778) | Con Edison | R.S.G.PROPERTIES.ENF 8/13/93 | 2541 AQUEDUCT ASSOCIA | 660 229 STREET BRONX, NY 10466 (40.89110048632442, -73.86046922182427) | CA545586N | 7/6/05 | ROCKMILLS MP-80 | 1 | 3.43 | 1986 | 2021 |  | 21 to 26 years old | I.C.I. MMG-34-P | #4 | 25000 | 17500 | 3625 | 2538 |  |  | Elevator Apartments | 14 | 27250 | 1 | 6 | 37 | 37 | 1924
2032250034 | 2261 ANDREWS AVENUE Bronx, NY 10468 (40.86028927563415, -73.90843173138231) | Con Edison | RESIDENTIAL MGMT | ANDREWS 2261 LLC | 1651 CONEY ISLAND AVE BROOKLYN, NY 11230 (40.617134059024586, -73.96362996399334) | CA002483J | 7/5/05 | ROCKMILLS MP 60 | 1 | 2.6 | 1983 | 2018 |  | 26 to 30 years old | ICI MMG34P | #4 | 25000 | 17500 | 3625 | 2538 |  |  | Elevator Apartments | 14 | 27800 | 1 | 5 | 38 | 38 | 1922
2032020060 | 3 192 STREET Bronx, NY 10468 (40.86567211540784, -73.89900159503149) | Con Edison | ROBERT E. WEISS | 3 WEST 192 ASSOCIATES | 198 BRONX NY 10461 (40.846960590359004, -73.840632836736) | CA228882Z | 7/5/05 | ROCKMILLS MP 60 | 1 | 2.6 | 1982 | 2017 |  | 26 to 30 years old | ICI MMG 34 P | #4 | 25000 | 17500 | 3625 | 2538 |  |  | Walk-Up Apartments | 14 | 39384 | 1 | 5 | 32 | 37 | 1915
2028000072 | 273 175 STREET Bronx, NY 10457 (40.84670311224686, -73.9052966610619) | Con Edison | RONBERT ASSOCIATES LLC. | RONBERT ASSOCIATES LL | 3211 BAINBRIDGE AVENUE BRONX, NY 10467 (40.876134754979354, -73.87965821991988) | CA339988Z | 7/5/05 | FEDERAL FST 80 | 1 | 3.1 | 1988 | 2023 |  | 21 to 26 years old | IND COMB MM34 | #4 | 25000 | 17500 | 3625 | 2538 |  |  | Factory & Industrial Buildings | 14 | 32500 | 1 | 5 | 58 | 58 | 1923
2032180078 | 2257 DR M L KING JR BOULEVARD Bronx, NY 10468 (40.869693003729196, -73.89892699248668) | Con Edison | ROSEBERG DIAMOND | 2257 UNVISITY REALTY, | 1919 WILLIAMBRIDGE ROAD BRONX, NY 10461 (40.846960590359004, -73.840632836736) | CA202388H | 7/4/05 | ROCKMILLS MP 70 | 1 | 2.59 | 1988 | 2023 |  | 21 to 26 years old | ICI MMG 30 | #4 | 25000 | 17500 | 3625 | 2538 |  |  | Elevator Apartments | 14 | 43176 | 1 | 6 | 37 | 37 | 1929
2031840026 | 2410 WALTON AVENUE Bronx, NY 10468 (40.860885685719786, -73.9012099946877) | Con Edison | ROSENBERG DIAMOND | 2410 REALTY, L.L.C. | 1919 WILLIAMSBRIDGE ROAD BRONXRS, NY 10461 (40.852643053158374, -73.8532354972766) | CA641186Y | 7/6/05 | ROCKMILLS MP60 | 1 | 2.32 | 1986 | 2021 |  | 21 to 26 years old | ICI MMG 28 | #4 | 25000 | 17500 | 3625 | 2538 |  |  | Elevator Apartments | 14 | 31935 | 1 | 5 | 38 | 38 | 1923
2028140082 | 1963 RYER AVENUE Bronx, NY 10457 (40.85030043163965, -73.9015407656154) | Con Edison | RYER EQUITIES COORP | 1963 RYER REALTY CORP | 3200 CRUGER AVE BRONX, NY 10467 (40.871464594371155, -73.86611756820807) | CA236187R | 7/6/05 | FEDERAL FST 90 | 1 | 3.78 | 1987 | 2022 |  | 21 to 26 years old | ICI DEG 42 P | #6 | 25000 | 17500 | 3750 | 2625 |  |  | Elevator Apartments | 14 | 44000 | 1 | 6 | 48 | 48 | 1939
2024560237 | 1195 SHERMAN AVENUE Bronx, NY 10456 (40.83344049247124, -73.91612880741917) | Con Edison | S.Z. REALTY CORP. | S Z REALTY CORP | 426 MIDWOOD STN BROOKLYN, NY 11230 (40.66031622812219, -73.94680132235256) | CA517985M | 7/5/05 | FEDERAL FST 60 | 1 | 2.3 | 1985 | 2020 |  | 21 to 26 years old | ICI MMG28 | #4 | 25000 | 17500 | 3625 | 2538 |  |  | Elevator Apartments | 16 | 28000 | 1 | 5 | 42 | 43 | 1924
2025140050 | 1146 OGDEN AVENUE Bronx, NY 10452 (40.83656003019448, -73.9272847665231) | Con Edison | STADIUM HOLDING LLC % NEW CITY MGMT | 1146 OGDEN LLC | 5041 BROADWAY NEW YORK, NY 10034 (40.86978091239143, -73.91603366515042) | CA103586P | 7/5/05 | ROCKMILLS # MP 70 | 1 | 2.6 | 1986 | 2021 |  | 21 to 26 years old | ICI # MMG 30 | #4 | 25000 | 17500 | 3625 | 2538 | Yes | 2014 | Loft Buildings | 16 | 50400 | 1 | 6 | 48 | 48 | 1931
2023980027 | 395 151 STREET Bronx, NY 10455 (40.81759320900292, -73.91732677202516) | Con Edison | STELLAR MANAGEMENT | 395 EAST 151ST STREET | 156 WILLIAM ST MANHATTAN, NY 10038 (40.70999054661479, -74.0060256431043) | CA276289Y | 7/6/05 | FEDERAL FST-90 | 1 | 3.72 | 1989 | 2024 |  | 21 to 26 years old | ICI MMG 42 P | #4 | 25000 | 17500 | 3625 | 2538 |  |  | Loft Buildings | 17 | 36360 | 2 | 6 | 32 | 39 | 1931
2057920445 | 525 235 STREET Bronx, NY 10463 (40.88537386750627, -73.90834223982786) | Con Edison | STUART HOUSES OWNERS CORP | STUART HOUSE OWN INC | 1046 MCLEAN AVE YONKERS, NY 10704 (40.901480913451834, -73.8626385728918) | CA255389Z | 7/5/05 | FEDERAL FST 80 | 1 | 3.36 | 1989 | 2024 |  | 21 to 26 years old | ICI MEG-34P | #6 | 25000 | 17500 | 3750 | 2625 |  |  | Elevator Apartments | 11 | 47000 | 1 | 6 | 38 | 38 | 1954
2038630032 | 1364 BRONX RIVER AVENUE Bronx, NY 10472 (40.83312025257408, -73.8802468611566) | Con Edison | SUSSMAN MANAGEMENT | S & S GROUP HOLDINGS | 191024 BROOKLYN NY 11219 (40.63277295540763, -73.99667681118586) | CA255483P | 7/6/05 | FEDERAL FST 50 | 1 | 2 | 1983 | 2018 |  | 26 to 30 years old | ICI AM4 1/2DH | #4 | 25000 | 17500 | 3625 | 2538 |  |  | Elevator Apartments | 18 | 24515 | 1 | 5 | 31 | 31 | 1927
2032070056 | 50 182 STREET Bronx, NY 10453 (40.85697577951644, -73.90357795550328) | Con Edison | TOTAL RLTY /50 W. 182 ST. AS | 50 WEST 182ND STREET, | 1969 JAF STATION NEW YORK, NY 10116 (40.8110019996426, -73.95309800037239) | CA081787R | 7/6/05 | FEDERAL FST 60 | 1 | 2.32 | 1987 | 2022 |  | 21 to 26 years old | ICI MMG 28 | #4 | 25000 | 17500 | 3625 | 2538 |  |  | Elevator Apartments | 14 | 29274 | 1 | 6 | 30 | 30 | 1935
2033350042 | 241 MOSHOLU PARKWAY Bronx, NY 10467 (40.87399780671266, -73.88136159609998) | Con Edison | UNIVERSAL MGMT AGENCY | BRI REALTY, INC. | 725 BURKE AVE BRONX, NY 10467 (40.87144411166827, -73.86593019542691) | CA307387R | 7/6/05 | ROCKMILLS MP-80 | 1 | 3.43 | 1987 | 2022 |  | 21 to 26 years old | ICI MMG 34P | #4 | 25000 | 17500 | 3625 | 2538 |  |  | Elevator Apartments | 11 | 42500 | 1 | 5 | 49 | 49 | 1923
2027840050 | 1487 TELLER AVENUE Bronx, NY 10457 (40.83952486016946, -73.9090201661937) | Con Edison | UNIVERSAL MGMT AGENCY | R&D 1487 TELLER LLC | 825 233 STREET BRONX, NY 10466 (40.89221310483329, -73.85355883486339) | CA204584Y | 7/6/05 | ROCKMILLS MP4-61 | 1 | 2.59 | 1984 | 2019 |  | 26 to 30 years old | ICI MMG34P | #4 | 25000 | 17500 | 3625 | 2538 |  |  | Elevator Apartments | 16 | 27900 | 1 | 5 | 36 | 36 | 1926
2033280130 | 65 GUN HILL ROAD Bronx, NY 10467 (40.88194613818104, -73.8799798154376) | Con Edison | UNIVERSAL MGMT AGENCY | 65 EAST GUN HILL ASSO | 825 233 STREET BRONX, NY 10466 (40.89221310483329, -73.85355883486339) | CA204384J | 7/6/05 | ROCKMILLS MP60 | 1 | 2.6 | 1984 | 2019 |  | 26 to 30 years old | ICI MMG 34 P | #4 | 25000 | 17500 | 3625 | 2538 |  |  | Elevator Apartments | 11 | 37000 | 1 | 5 | 36 | 37 | 1922
2045120005 | 2714 WALLACE AVENUE Bronx, NY 10467 (40.8657181082418, -73.86442018476279) | Con Edison | UNIVERSAL MGMT. AGENCY | DEE-GREE MANAGEMENT C | 1959 BRONXDALE AVE BRONX, NY 10462 (40.8493592803162, -73.86317758669486) | CA211390L | 7/6/05 | ROCKMILLS MP 80 | 1 | 3.28 | 1990 | 2025 |  | 16 to 20 years old | ICI MEG 34P | #6 | 25000 | 17500 | 3750 | 2625 |  |  | Walk-Up Apartments | 13 | 41964 | 1 | 6 | 49 | 49 | 1927
2025850001 | 780 134 STREET Bronx, NY 10454 (40.801553804555894, -73.91302884823685) | Con Edison | MONTAGUE ASSOC/BLDG MGMT | 1G MONTAGUE CORP. | 417 5th AVENUE MANHATTAN, NY 10016 (40.7508150795849, -73.98282286232246) | CA001184P | 7/6/05 | FEDERAL FST-175 | 1 | 7.4 | 1984 | 2019 |  | 26 to 30 years old | INDUSTRIAL COMBUSTION DEG 84P | #6 | 24975 | 17482 | 3746 | 2622 | Yes | 2015 | Elevator Apartments | 17 | 143570 | 1 | 6 | 0 | 6 | 1925
2037150039 | 1063 WARD AVENUE Bronx, NY 10472 (40.82544684242075, -73.87658240139841) | Con Edison | HUGH & HEIM LEWIS DBA. REALTY | JECO LLC | 1306 FTELEY AVENUE BRONX, NY 10472 (40.83236433548022, -73.87223530573584) | CA305783J | 7/6/05 | FEDERAL FST-50 | 1 | 2 | 1983 | 2018 |  | 26 to 30 years old | I.C.I. AM 4 1/2 DH | #4 | 24784 | 17349 | 3594 | 2516 |  |  | Walk-Up Apartments | 18 | 15200 | 1 | 4 | 20 | 20 | 1932
2032960027 | 2886 BRIGGS AVENUE Bronx, NY 10458 (40.86970667206695, -73.88799688148038) | Con Edison | EST OF GIOVANNI PACELLA | ADAMO, IOLANDA | 1601 BRONXDALE AVENUE BRONX, NY 10462 (40.84351657306597, -73.85691921749257) | CA232473J | 7/6/05 | ROCKMILLS R 60 | 1 | 1.9 | 1973 | 2010 |  | 36 - 40 year old | PETRO WD 3 AH | #4 | 24784 | 17348 | 3594 | 2516 |  |  | Elevator Apartments | 15 | 30425 | 1 | 6 | 31 | 31 | 1925
2027630144 | 754 COSTER STREET Bronx, NY 10474 (40.81552166339204, -73.88766311828694) | Con Edison | LANGSAM PROPERTY SER CORP. | 754 COSTER PROPERTIES | 1601 BRONXDALE AVENUE BRONX, NY 10462 (40.84351657306597, -73.85691921749257) | CA030790H | 7/6/05 | ROCKMILLS MP60 | 1 | 2.59 | 1990 | 2025 |  | 16 to 20 years old | HEVE MMG 28 | #4 | 24648 | 17253 | 3574 | 2502 |  |  | Elevator Apartments | 17 | 29700 | 1 | 5 | 38 | 38 | 1922
2048300028 | 4026 CARPENTER AVENUE Bronx, NY 10466 (40.890263342216215, -73.86244371522892) | Con Edison | 4026 CARDENTEN AVE LLC. | 4026 CARPENTER AVENUE | 4 EVARIS AVE ELMSFORD, NY 10523 (41.059941580639475, -73.81782969978076) | CA266486Y | 7/5/05 | FEDERAL FST 70 | 1 | 2.6 | 1986 | 2021 |  | 21 to 26 years old | HEV E OIL MMG-28 | #4 | 24638 | 17247 | 3573 | 2501 |  |  | Elevator Apartments | 12 | 26964 | 1 | 6 | 30 | 30 | 1940
2032170027 | 98 183 STREET Bronx, NY 10453 (40.85807520110131, -73.90194354817531) | Con Edison | ALPHA DYNAMICS LTD. | ALPHA-DYNAMICS, LTD. | 220 RIVERSIDE BLVD NEW YORK, NY 10069 (40.77953885225366, -73.98797567279642) | CA558385J | 7/5/05 | FEDERAL FST 80 | 1 | 2.9 | 1985 | 2020 |  | 21 to 26 years old | HEV-E MMG 34 P | #4 | 24638 | 17247 | 3573 | 2501 |  |  | Elevator Apartments | 14 | 39150 | 1 | 5 | 41 | 41 | 1920
2033050032 | 2910 GRAND Bronx, NY 10458 (40.86260132868841, -73.88479001504714) | Con Edison | CAPITAL HOLDING CO. | ESKSBN CORP | 134 MOSHOLU PARKWAY BRONX, NY 10458 (40.87554093973353, -73.88348596745318) | CA529185M | 7/5/05 | FEDERAL FST 60 | 1 | 2.6 | 1985 | 2020 |  | 21 to 26 years old | HEVE MMG 28 | #4 | 24638 | 17247 | 3573 | 2501 |  |  | Elevator Apartments | 15 | 34572 | 1 | 6 | 31 | 31 | 1939
2032920034 | 326 201 STREET Bronx, NY 10458 (40.87036467129596, -73.88315752075962) | Con Edison | CAPITOL HOLDING CORP | VLORA REALTY CORP. | 606 YORKTOWN HGHTS, NY 10598 (41.28391689804647, -73.79647920625035) | CA528885Z | 7/5/05 | FEDERAL FST-60 | 1 | 2.6 | 1985 | 2020 |  | 21 to 26 years old | HEVEOIL MMG 28 | #4 | 24638 | 17247 | 3573 | 2501 |  |  | Walk-Up Apartments | 11 | 28555 | 1 | 5 | 32 | 32 | 1930
2028260072 | 1815 GRAND Bronx, NY 10453 (40.849524926005174, -73.91333897240024) | Con Edison | G.C.R.REALTY CO.LLC | G.C.R. REALTY CO., LL | 251 39TH ST NEW YORK, NY 10018 (40.754911681978285, -73.9901975753886) | CA324185N | 7/5/05 | ROCKMILLS MP 60 | 1 | 2.6 | 1985 | 2020 |  | 21 to 26 years old | I.C.I. MMG-28 | #4 | 24638 | 17247 | 3573 | 2501 |  |  | Office Buildings | 14 | 36300 | 1 | 6 | 32 | 36 | 1928
2038130037 | 2160 NEWBOLD AVENUE Bronx, NY 10462 (40.83317836164033, -73.85257994043786) | Con Edison | GOODDAY APTS LLC. | GOOD DAY APARTMENTS |  | CA225986J | 7/5/05 | FEDERAL FST-70 | 1 | 2.6 | 1986 | 2021 |  | 21 to 26 years old | HEVE MMG-30 | #4 | 24638 | 17247 | 3573 | 2501 |  |  | Condominiums | 18 | 32899 | 1 | 4 | 33 | 33 | 1931
2032250026 | 2285 ANDREWS AVENUE Bronx, NY 10468 (40.860712369342494, -73.90805069962157) | Con Edison | KILGARUAN REALTY/D. HEALY | KILGARVEN REALTY CORP | 562 JEROME AVE STA BRONX, NY 10468 (40.869693003729196, -73.89892699248668) | CA176782J | 7/5/05 | FEDERAL FST 60 | 1 | 2.6 | 1982 | 2017 |  | 26 to 30 years old | HEVE OIL MMG 34P | #4 | 24638 | 17247 | 3573 | 2501 |  |  | Hospitals & Health | 14 | 30325 | 1 | 5 | 37 | 37 | 1922
2031480010 | 2482 VALENTINE AVENUE Bronx, NY 10458 (40.86162617360721, -73.89612913396951) | Con Edison | LANGSAM PROPERTY SERVICE | BIG ROCK PARK, LLC |  | CA120084J | 7/6/05 | FEDERAL FST-50 | 1 | 2.1 | 1984 | 2019 |  | 26 to 30 years old | I.C.I. MMG-22 | #4 | 24638 | 17247 | 3573 | 2501 |  |  | Elevator Apartments | 15 | 21585 | 1 | 5 | 26 | 26 | 1915
2031650024 | 2420 CRESTON AVENUE Bronx, NY 10468 (40.8609457964428, -73.89906249102336) | Con Edison | LEOR MGNT. CORP.A/A/F | FORDHAM FIVE ASSOCIAT | 2130 BROADWAY NEW YORK, NY 10023 (40.78069165240327, -73.98124255715014) | CA388384Z | 7/7/05 | `EDERAL FST-60 | 1 | 2.6 | 1984 | 2019 |  | 26 to 30 years old | HEVE MMG-28-P | #4 | 24638 | 17247 | 3573 | 2501 |  |  | Elevator Apartments | 15 | 27925 | 2 | 5 | 36 | 36 | 1917
2032250106 | 2326 LORING PLACE Bronx, NY 10468 (40.8614893158787, -73.90852288395664) | Con Edison | LORING PL. L.L.C. | NINETY SECOND L.P. | 1461 FRIST AVENUE MANHATTAN, NY 10021 (40.76920532766377, -73.959183941086) | CA144384H | 7/6/05 | ROCKMILLS MP 70 | 1 | 2.8 | 1984 | 2019 |  | 26 to 30 years old | HEV-E MMG 28 P | #4 | 24638 | 17247 | 3573 | 2501 |  |  | Elevator Apartments | 14 | 39780 | 1 | 6 | 42 | 42 | 1928
2029900037 | 1687 VYSE AVENUE Bronx, NY 10460 (40.835582765560204, -73.88671209176775) | Con Edison | M.D.B.D. #2 ASSOC. | MBD II ASSOCIATES | 955 163rd STREET BRONX, NY 10459 (40.82102127608155, -73.89565834555971) | CA160383X | 7/5/05 | SPENCER 4F-311-50 | 1 | 2.6 | 1983 | 2018 |  | 26 to 30 years old | HEVE AMG 4 3/4 | #4 | 24638 | 17247 | 3573 | 2501 |  |  | Elevator Apartments | 15 | 23750 | 1 | 5 | 26 | 26 | 1925
2032240017 | 2226 LORING PLACE Bronx, NY 10453 (40.859858970241845, -73.90996269031838) | Con Edison | MASTER MANAGEMENT/2226 LORING PLACE | LORING PLACE PROPERTI | 1969 JAF STATION NEW YORK, NY 10116 (40.8110019996426, -73.95309800037239) | CA687186H | 7/6/05 | FEDERAL FST 80 | 1 | 3.1 | 1986 | 2021 |  | 21 to 26 years old | I.C.I. MMG-34P | #4 | 24638 | 17247 | 3573 | 2501 |  |  | Elevator Apartments | 14 | 31050 | 1 | 5 | 32 | 32 | 1917
2033040065 | 2675 VALENTINE AVENUE Bronx, NY 10458 (40.86588447289963, -73.89299470911229) | Con Edison | MERSADA REALTY CORP | MERSADA REALTY CORP | 66 10 149 STREET FLUSHING, NY 11367 (40.730323085042414, -73.82610630716033) | CA266386R | 7/5/05 | FEDERAL FST80 | 1 | 3.1 | 1986 | 2021 |  | 21 to 26 years old | HEVE MMG30 | #4 | 24638 | 17247 | 3573 | 2501 |  |  | Elevator Apartments | 15 | 43500 | 1 | 5 | 43 | 43 | 1923
2030670023 | 2505 HOFFMAN STREET Bronx, NY 10458 (40.85865775401844, -73.8862001683888) | Con Edison | MIDLAND REALTY CO. | GORE CREEK, LLC |  | CA470485K | 7/5/05 | ROCKMILLS R-60 | 1 | 2.59 | 1985 | 2020 |  | 21 to 26 years old | ICI MM 28 P | #4 | 24638 | 17247 | 3573 | 2501 |  |  | Elevator Apartments | 15 | 17812 | 1 | 5 | 26 | 26 | 1911
2032120026 | 2294 DR M L KING JR BOULEVARD Bronx, NY 10468 (40.869693003729196, -73.89892699248668) | Con Edison | O RAGOO | 2294-2300 LLC | 111 BROOK ST SCARSDALE, NY 10583 (40.977925558804145, -73.80659198988673) | CA113086H | 7/5/05 | FEDERAL FST 60 | 1 | 2.52 | 1986 | 2021 |  | 21 to 26 years old | HEVE MMG 28 ( I.C.I. ) | #4 | 24638 | 17247 | 3573 | 2501 |  |  | Office Buildings | 14 | 27330 | 1 | 5 | 27 | 27 | 1923
2031730048 | 2415 CRESTON AVENUE Bronx, NY 10468 (40.86067501530789, -73.89928580787512) | Con Edison | OSCAR ROJAS | 2415 CRESTON LLC | 507 186th STREET BRONX, NY 10033 (40.851435294493115, -73.92916842004861) | CA236486R | 7/5/05 | BEST 5B-60 | 1 | 2.6 | 1986 | 2021 |  | 21 to 26 years old | HEVE MMG-28 ( I.C.I. ) | #4 | 24638 | 17247 | 3573 | 2501 |  |  | Elevator Apartments | 14 | 27200 | 1 | 5 | 32 | 32 | 1920
2028680098 | 1910 DR M L KING JR BOULEVARD Bronx, NY 10453 (40.852786838341956, -73.91342678431863) | Con Edison | PALAZZOLO PROP I CORP. | 1910 BLDG., LLC | 1412 AVENUE BROOKLYN, NY 11230 (40.62192951023877, -73.96551106018723) | CA529585L | 7/5/05 | FEDERAL FST-60 | 1 | 2.6 | 1985 | 2020 |  | 21 to 26 years old | I.C.I. MMG 34 (P) | #4 | 24638 | 17247 | 3573 | 2501 |  |  | Elevator Apartments | 14 | 27983 | 1 | 5 | 36 | 36 | 1923
2028770424 | 1710 POPHAM AVENUE Bronx, NY 10453 (40.85007891720637, -73.9200698132182) | Con Edison | PRIME REALTY SERV. | 1710 POPHAM LLC | 1920 NEW YORK, NY 10116 (40.8110019996426, -73.95309800037239) | CA586186P | 7/7/05 | FEDERAL FST 60 | 1 | 2.3 | 1986 | 2021 |  | 21 to 26 years old | HEV E MMG 28 ( I.C.I. ) | #4 | 24638 | 17247 | 3573 | 2501 |  |  | Churches, Synagogues, etc. | 16 | 32800 | 1 | 6 | 37 | 37 | 1931
2028770431 | 1730 POPHAM AVENUE Bronx, NY 10453 (40.85058697748716, -73.91962884125805) | Con Edison | PRIME REALTY SERVICE INC. | 1710 POPHAM LLC | 1920 MANHATTAN NY 10116 (40.8110019996426, -73.95309800037239) | CA586386J | 7/7/05 | FEDERAL FST 60 | 1 | 2.3 | 1986 | 2021 |  | 21 to 26 years old | HEV E MMG 28 ( I.C.I. ) | #4 | 24638 | 17247 | 3573 | 2501 |  |  | Walk-Up Apartments | 16 | 34200 | 1 | 6 | 36 | 36 | 1937
2030950007 | 700 OAKLAND PLACE Bronx, NY 10457 (40.84734181573608, -73.88945310233484) | Con Edison | PUDENCIO CEPEDA | 700 OAKLAND PL DVLPMT | 2003 SOUTHERN BRONX, NY 10465 (40.84384055124153, -73.88547724239127) | CA113383Y | 7/5/05 | FEDERAL FST-60 | 1 | 2.6 | 1983 | 2018 |  | 26 to 30 years old | INDUSTRIAL COMBUSTION AM-4 1/2-DH | #4 | 24638 | 17247 | 3573 | 2501 |  |  | Walk-Up Apartments | 15 | 25176 | 1 | 6 | 30 | 30 | 1931
2025250020 | 162 165 STREET Bronx, NY 10452 (40.83459909872722, -73.92923752648937) | Con Edison | SCHMIDT, JOSEPH W. | 162 WEST 165TH LLC | 2735 WEBSTER AVENUE BRONX, NY 10458 (40.86515849927069, -73.88724130877964) | CA286185Z | 7/5/05 | ROCKMILLS MP70 | 1 | 2.6 | 1985 | 2020 |  | 21 to 26 years old | I C I MMG 30P | #4 | 24638 | 17247 | 3573 | 2501 |  |  | Loft Buildings | 17 | 31875 | 1 | 5 | 39 | 39 | 1926
2032120028 | 2300 DR M L KING JR BOULEVARD Bronx, NY 10468 (40.869693003729196, -73.89892699248668) | Con Edison | SOVEREING SERVING SYSTEM | 2294-2300 LLC | 111 BROOK ST SCARSDALE, NY 10583 (40.977925558804145, -73.80659198988673) | CA019986M | 7/5/05 | FEDERAL FST60 | 1 | 2.3 | 1986 | 2021 |  | 21 to 26 years old | HEVEOIL MMG-28 ( I.C.I. ) | #4 | 24638 | 17247 | 3573 | 2501 |  |  | Elevator Apartments | 14 | 27330 | 1 | 5 | 27 | 27 | 1923
2031030040 | 2345 CROTONA AVENUE Bronx, NY 10458 (40.852841879793374, -73.88420050770965) | Con Edison | TAMPA-CROTONA LLC | 2345 ASSOCIATES, INC. | 572 YONKES NY 10710 (40.96800743479531, -73.84691481076987) | CA335486K | 7/5/05 | FEDERAL FST 60 | 1 | 2.6 | 1986 | 2021 |  | 21 to 26 years old | HEVE MMG28 ( I.C.I. ) | #4 | 24638 | 17247 | 3573 | 2501 |  |  | Walk-Up Apartments | 15 | 24645 | 1 | 5 | 33 | 33 | 1926
2032500087 | 2855 CLAFLIN AVENUE Bronx, NY 10468 (40.87299570122637, -73.89978036392277) | Con Edison | 2855 CLAFLIN CORP. | 2855 HOLDINGS LLC | 3062 BAINBRIDGE AVENUE BRONX, NY 10467 (40.873348382089866, -73.87978512178402) | CA557085N | 7/5/05 | FEDERAL FST 80 | 1 | 3.1 | 1985 | 2020 |  | 21 to 26 years old | ICI MEG 34 P | #6 | 24638 | 17247 | 3696 | 2587 | Yes | 2020 | Elevator Apartments | 14 | 52200 | 1 | 6 | 43 | 43 | 1927
2033260060 | 3310 KOSSUTH AVENUE Bronx, NY 10467 (40.87934314254119, -73.88198773087251) | Con Edison | BX MONTEFIORE REALTY LLC&ARAZI RLTY LLC | BRONX MONTEFIORE REAL | 57 28th STREET NEW YORK, NY 10018 (40.60165097041378, -73.99648709769232) | CA152185P | 7/5/05 | FEDERAL FST-80 | 1 | 3.13 | 1985 | 2020 |  | 21 to 26 years old | I.C.I. MEG 34-(P) | #6 | 24638 | 17247 | 3696 | 2587 |  |  | Elevator Apartments | 11 | 34620 | 1 | 5 | 48 | 48 | 1928
2031810015 | 2200 WALTON AVENUE Bronx, NY 10453 (40.85646099623479, -73.90392196223635) | Con Edison | 21 REALTY COMPANY | 21 REALTY CO | 3153 PERRY AVENUE BRONX, NY 10467 (40.87383551851227, -73.87786931234272) | CA382989Y | 7/6/05 | ROCKMILLS MP4 69 | 1 | 2.59 | 1989 | 2024 |  | 21 to 26 years old | HEVE MMG28 | #4 | 24638 | 17246 | 3572 | 2501 |  |  | Elevator Apartments | 14 | 36500 | 1 | 6 | 36 | 36 | 1932
2031730052 | 2403 CRESTON AVENUE Bronx, NY 10468 (40.86038879959374, -73.89943918085274) | Con Edison | 2347 MORRIS REALTY CORP. | MC GUT LLC |  | CA073989P | 7/5/05 | ROCKMILLS MP 60 | 1 | 2.59 | 1989 | 2024 |  | 21 to 26 years old | HEVE MMG 28 ( I.C.I. ) | #4 | 24638 | 17246 | 3572 | 2501 |  |  | Walk-Up Apartments | 14 | 29135 | 1 | 5 | 31 | 31 | 1920
2044340014 | 2528 CRUGER AVENUE Bronx, NY 10467 (40.863930534014294, -73.86635522715727) | Con Edison | 2528 CRUGER AVENUE CORP. | CRUGER REALTY HOLDING | 513 MIDWOOD STATION BROOKLYN, NY 11230 (40.66057360743874, -73.94362550407162) | CA266888R | 7/5/05 | FEDERAL FST 80 | 1 | 2.6 | 1988 | 2023 |  | 21 to 26 years old | HEV-S MMG-30 | #4 | 24638 | 17246 | 3572 | 2501 |  |  | Walk-Up Apartments | 13 | 31668 | 1 | 6 | 42 | 42 | 1928
2031620009 | 2170 CRESTON AVENUE Bronx, NY 10453 (40.85518982160146, -73.90256368948702) | Con Edison | 38 HOLDING CORP | 38 HLDG CORP | 349 149 STREET BRONX, NY 10451 (40.81667954995552, -73.91966489573737) | CA347988Z | 7/5/05 | FEDERAL FST 60 | 1 | 2.6 | 1988 | 2023 |  | 21 to 26 years old | I.C.I. MM28 | #4 | 24638 | 17246 | 3572 | 2501 |  |  | Elevator Apartments | 14 | 24498 | 1 | 6 | 29 | 29 | 1931
2032010003 | 2506 DAVIDSON AVENUE Bronx, NY 10468 (40.86433762324093, -73.90102954829885) | Con Edison | BRUDAVA COPRORATION | BRUDAVA CORP | 1 RED ORK LANE WHITE PLAINS, NY 10604 (41.05390791212051, -73.74818772578288) | CA197480R | 7/6/05 | FEDERAL FST-60 | 1 | 2.6 | 1980 | 2015 |  | 26 to 30 years old | I.C.I. MMG-34P | #4 | 24638 | 17246 | 3572 | 2501 |  |  | Elevator Apartments | 14 | 37000 | 1 | 6 | 42 | 42 | 1941
2037370035 | 1156 COLGATE AVENUE Bronx, NY 10472 (40.82719115926624, -73.88167399087463) | Con Edison | COLGATE TOWER% BOYSIE SIEW | COLGATE TOWERS, INC. | 115 VERMILYEA AVE MANHATTAN, NY 10034 (40.86637365428976, -73.92166024353565) | CA066789P | 7/4/05 | ROCKMILLS MP4-51 | 1 | 2.32 | 1989 | 2024 |  | 21 to 26 years old | HEVE MMG28 | #4 | 24638 | 17246 | 3572 | 2501 |  |  | Elevator Apartments | 17 | 13446 | 1 | 4 | 17 | 17 | 1927
2032130030 | 2477 GRAND AVENUE Bronx, NY 10468 (40.8636953906221, -73.90263374254425) | Con Edison | EDITH OPPENHEIMEN | 2477 GRAND AVE CORP | 939 8TH AVE MANHATTAN, NY 10019 (40.76588341073574, -73.98348863305) | CA448887M | 7/7/05 | FEDERAL FST 60 | 1 | 2.3 | 1987 | 2022 |  | 21 to 26 years old | HEVE MMG 28 | #4 | 24638 | 17246 | 3572 | 2501 |  |  | Elevator Apartments | 14 | 23890 | 1 | 5 | 30 | 30 | 1920
2030010020 | 1558 BRYANT AVENUE Bronx, NY 10460 (40.83369337666627, -73.88673019723137) | Con Edison | FEIN MANAGEMENT | CHEROKEE PARTNERS | 3000 BRONX PARK BRONX, NY 10467 (40.86971543619559, -73.87048308781573) | CA114288K | 7/5/05 | FEDERAL FST 70 | 1 | 2.6 | 1988 | 2023 |  | 21 to 26 years old | HEVE MMG 30 | #4 | 24638 | 17246 | 3572 | 2501 |  |  | Walk-Up Apartments | 15 | 25695 | 1 | 5 | 37 | 37 | 1931
2032710185 | 3801 REVIEW PLACE Bronx, NY 10463 (40.884860788120335, -73.89971257999986) | Con Edison | GOODMAN MGMT CO. INC | REVIEW REALTY COMPANY | 2736 INDEPENDENCE AVENUE RIVERDALE, NY 10463 (40.882258954549314, -73.91765023386792) | CA037993J | 7/6/05 | FEDERAL FST-70 | 1 | 2.9 | 1993 | 2028 |  | 16 to 20 years old | HEVE MMG-30 | #4 | 24638 | 17246 | 3572 | 2501 |  |  | Office Buildings | 11 | 22000 | 1 | 5 | 26 | 26 | 1916
2027400007 | 887 HUNTS POINT AVENUE Bronx, NY 10474 (40.81903014357878, -73.8895316271308) | Con Edison | KAY MGMT GROUP | 887 HUNTS POINT ASSOC | 141 50 85TH ROAD BRIARWOOD, NY 11435 (40.70119264912154, -73.80979665579099) | CA109688N | 7/7/05 | FEDERAL FST 70 | 1 | 2.9 | 1988 | 2023 |  | 21 to 26 years old | HEVE MMG 30 | #4 | 24638 | 17246 | 3572 | 2501 |  |  | Elevator Apartments | 17 | 22120 | 1 | 5 | 23 | 25 | 1925
2044280056 | 2515 OLINVILLE AVENUE Bronx, NY 10467 (40.86344564721505, -73.86846766023595) | Con Edison | LEMLE & WOLFF INC. | BETHCO CORPORATION | 513 MIDWOOD STATION BROOKLYN, NY 11230 (40.66057360743874, -73.94362550407162) | CA271682H | 7/5/05 | ROCKMILLS MP4-89 | 1 | 3.4 | 1982 | 2017 |  | 26 to 30 years old | INDUSTRIAL COMBUSTION MMG-34P | #4 | 24638 | 17246 | 3572 | 2501 |  |  | Walk-Up Apartments | 13 | 41664 | 1 | 6 | 48 | 48 | 1929
2023800048 | 464 159 STREET Bronx, NY 10451 (40.82229645671123, -73.91253871236243) | Con Edison | LONGFELLOW HALL, LLC | LONGFELLOW-HALL, | 1601 BRONVALE BRONX, NY 10462 (40.84225833665295, -73.85799663293824) | CA117687L | 7/6/05 | FEDERAL FST 60 | 1 | 2.6 | 1987 | 2022 |  | 21 to 26 years old | I.C.I. MMG-28 | #4 | 24638 | 17246 | 3572 | 2501 |  |  | Loft Buildings | 17 | 25182 | 1 | 6 | 30 | 30 | 1925
2032130085 | 2487 GRAND AVENUE Bronx, NY 10468 (40.864017568408805, -73.90239515338578) | Con Edison | NICHOLAS HAROS | GORE CREEK 2487, LLC |  | CA303689Y | 7/6/05 | FEDERAL FST 70 | 1 | 2.8 | 1989 | 2024 |  | 21 to 26 years old | HEVE MMG 28 | #4 | 24638 | 17246 | 3572 | 2501 |  |  | Walk-Up Apartments | 14 | 33650 | 1 | 5 | 41 | 41 | 1920
2025240021 | 917 OGDEN AVENUE Bronx, NY 10452 (40.830958948987906, -73.93054870061168) | Con Edison | PYRAMID REALTY CORP. | GOOD UPTOWN REALTY LL | 507 186th ST MANHATTAN, NY 10033 (40.851435294493115, -73.92916842004861) | CA121788M | 7/7/05 | FEDERAL FST 70 | 1 | 2.6 | 1988 | 2023 |  | 21 to 26 years old | HEVE MM 28 | #4 | 24638 | 17246 | 3572 | 2501 |  |  | Elevator Apartments | 17 | 36888 | 1 | 6 | 36 | 39 | 1929
2031510014 | 2330 RYER AVENUE Bronx, NY 10458 (40.85792410892798, -73.89869619403589) | Con Edison | RAGOO,OLLDHORAM | 2330 RYER AVENUE LLC | 1 STONE PLAZA BRONXVILLE, NY 10708 (40.940041555955844, -73.83775645989778) | CA356387H | 7/7/05 | FEDERAL FST 60 | 1 | 2.6 | 1987 | 2022 |  | 21 to 26 years old | HEVE MMG 42 P | #4 | 24638 | 17246 | 3572 | 2501 |  |  | Elevator Apartments | 15 | 26095 | 1 | 5 | 36 | 36 | 1927
2031570044 | 2205 RYER AVENUE Bronx, NY 10457 (40.85518280502437, -73.89991571427063) | Con Edison | RYER REALTY LLC. | RYER REALTY LLC | 255 PARKVILLE STREET BKLYN, NY 11204 (40.619055848049015, -73.98479859887618) | CA405688J | 7/5/05 | FEDERAL FST60 | 1 | 2.6 | 1988 | 2023 |  | 21 to 26 years old | HEVE MMG28 | #4 | 24638 | 17246 | 3572 | 2501 |  |  | Elevator Apartments | 15 | 28495 | 1 | 5 | 38 | 38 | 1923
2031990021 | 42 FORDHAM ROAD Bronx, NY 10468 (40.862496869442, -73.90040918457021) | Con Edison | SCHMIDT, JOHN E. | 2426 GRAND OPERATINGC | 2735 WEBSTER AVE BRONX, NY 10458 (40.86515849927069, -73.88724130877964) | CA269088M | 7/5/05 | FEDERAL FST 70 | 1 | 2.94 | 1988 | 2023 |  | 21 to 26 years old | HEVE MMG 30 | #4 | 24638 | 17246 | 3572 | 2501 |  |  | Walk-Up Apartments | 14 | 23255 | 1 | 5 | 19 | 25 | 1912
2032120021 | 2290 DR M L KING JR BOULEVARD Bronx, NY 10468 (40.869693003729196, -73.89892699248668) | Con Edison | SHELBE ASSOCIATES LLC. | SHELBE ASSOCIATES LLC | 3211 BAINBRIDGE AVENUE BRONX, NY 10467 (40.876134754979354, -73.87965821991988) | CA000383N | 7/5/05 | ROCKMILLS MP-90 | 1 | 3.6 | 1983 | 2018 |  | 26 to 30 years old | HEVE MEG 42P | #6 | 24638 | 17246 | 3696 | 2587 | Yes | 2022 | Educational Structures | 14 | 52204 | 1 | 5 | 52 | 52 | 1959
2059580001 | 6301 RIVERDALE AVENUE Bronx, NY 10471 (40.91243382486147, -73.90264032913016) | Con Edison | SIS.ANN MARIE% CONVENT MOUNT ST VINCENT | COLLEGE OF MOUNT SAIN | 6301 RIVERDALE AVENUE BRONX, NY 10471 (40.91243382486147, -73.90264032913016) | CA034092Z | 7/5/05 | ROCKMILLS MP-80 | 1 | 3.08 | 1992 | 2027 |  | 16 to 20 years old | INDUSTRIAL COMBUSTION MMG-34 | #4 | 24638 | 17246 | 3572 | 2501 | Yes | 2018 | Elevator Apartments | 11 | 237021 | 12 | 12 | 0 | 1 | 1848
2032370100 | 2647 SEDGWICK AVENUE Bronx, NY 10468 (40.86919271059541, -73.90506431608303) | Con Edison | 2647 SEDGWICK CO./J. CUSATO | 2647 SEDGWICK |  | CA313886M | 7/6/05 | FEDERAL FST-70 | 1 | 2.59 | 1986 | 2021 |  | 21 to 26 years old | IND. COMB. MMG-30 | #4 | 24637 | 17246 | 3572 | 2501 |  |  | Walk-Up Apartments | 14 | 27225 | 1 | 5 | 38 | 39 | 1924
2025240018 | 935 OGDEN AVENUE Bronx, NY 10452 (40.831336192134515, -73.93033313309934) | Con Edison | 935 OGDEN AVENUE CORP. | 935 OGDEN AVE CORP | 1325 CASTLE HILL AVENUE BRONX, NY 10462 (40.835149781325846, -73.8520142998785) | CA083983N | 7/5/05 | FEDERAL FST-60 | 1 | 2.6 | 1983 | 2018 |  | 26 to 30 years old | INDUSTRIAL COMBUSTION #MM-34-P | #4 | 24637 | 17246 | 3572 | 2501 |  |  | Walk-Up Apartments | 17 | 25264 | 1 | 6 | 29 | 29 | 1928
2031840019 | 2406 WALTON AVENUE Bronx, NY 10468 (40.86082023826938, -73.90125199013504) | Con Edison | ROSENBERG DIAMOND | 2406 WALTON REATLY | 1919 WILLIAMSBRIDGE ROAD BRONX, NY 10461 (40.852643053158374, -73.8532354972766) | CA116883Y | 7/5/05 | FEDERAL FST-70 | 1 | 2.59 | 1983 | 2018 |  | 26 to 30 years old | INDUSTRIAL COMBUSTION MMG-34P | #4 | 24637 | 17246 | 3572 | 2501 |  |  | Walk-Up Apartments | 14 | 33710 | 1 | 5 | 38 | 39 | 1923
2037770019 | 1240 STRATFORD AVENUE Bronx, NY 10472 (40.83024920562171, -73.8757162689693) | Con Edison | SHENDELL REALTY GROUP | WDJ REALTY CORP. | 2562 BRIGGS AVE BRONX, NY 10458 (40.863915448232135, -73.89343797788628) | CA220584Y | 7/5/05 | FEDERAL FST-70 | 1 | 2.6 | 1984 | 2019 |  | 26 to 30 years old | HEVE AMDH SIZE 4 1/2 | #4 | 24637 | 17246 | 3572 | 2501 |  |  | Walk-Up Apartments | 18 | 31400 | 1 | 4 | 38 | 38 | 1928
2027990035 | 1775 CLAY AVENUE Bronx, NY 10457 (40.84608498488757, -73.90477007043248) | Con Edison | 1775 CLAY REALTY LLC | 1775 CLAY REALTY LLC | 5676 78 RIVERDALE AVE N Y 10471 (40.90199442310421, -73.9036265005625) | CB311200Z | 7/5/05 | FEDERAL-FST-80 | 1 | 3.36 | 2000 | 2035 | DUAL FUEL | 5 to 10 years old | ICI DEG 42 Y-P | #6 | 24528 | 17170 | 3679 | 2575 |  |  | Walk-Up Apartments | 14 | 39930 | 1 | 6 | 49 | 49 | 1941
2028390014 | 20 CLARKE PLACE Bronx, NY 10452 (40.838221096687064, -73.91869596837532) | Con Edison | 20-22 EAST CLARKE CORP. | 20-22 E. CLARKE CORP. | 1027 BRONX NY 10472 (40.829730432513486, -73.87013213139272) | CB513203J | 7/6/05 | FEDERAL FST 80 (NEW) | 1 | 2.67 | 2003 | 2038 | DUAL FUEL | 5 to 10 years old | ICI MMG 30 (NEW) | #4 | 24528 | 17170 | 3557 | 2490 |  |  | Hospitals & Health | 16 | 39338 | 1 | 6 | 48 | 48 | 1936
2045120052 | 2723 BARNES AVENUE Bronx, NY 10467 (40.865821685973934, -73.8635546320357) | Con Edison | 2723 REALTY ASSOCIATES LLC | MC GUT LLC | 243 PARKVILLE STATION BROOKLYN, NY 11204 (40.6316030672718, -73.97001046325005) | CB567503N | 7/6/05 | EASTMOND ESP 80 (NEW) | 1 | 2.67 | 2003 | 2038 | DUAL FUEL | 5 to 10 years old | ICI MEG 34P (NEW) | #6 | 24528 | 17170 | 3679 | 2575 | Yes | 2022 | Elevator Apartments | 13 | 52800 | 1 | 6 | 59 | 59 | 1928
2033560178 | 3510 DECATUR AVENUE Bronx, NY 10467 (40.878941463589534, -73.87245099800796) | Con Edison | 3510 REALTY CORP/LANGSAM PROP. | 3510 REALTY CORP. | 1601 BRONXDALE AVENUE BRONX, NY 10462 (40.84351657306597, -73.85691921749257) | CA084595X | 7/5/05 | ROCKMILLS MP-80 | 1 | 3.14 | 1995 | 2030 | DUAL FUEL | 11 to 15 years old | ADUSTRIAL COMB. MEG-34(P) | #6 | 24528 | 17170 | 3679 | 2575 |  |  | Elevator Apartments | 11 | 49700 | 1 | 6 | 49 | 49 | 1929
2037380046 | 1175 WHEELER AVENUE Bronx, NY 10472 (40.82782457920146, -73.87999281394482) | Con Edison | BB & BB MGMT | RICHSE RLTY CORP | 1624 WEBSTER AVENUE BRONX, NY 10457 (40.84184033491622, -73.90412994919767) | CA087497X | 7/4/05 | ROCKMILLS MP-4-78 | 1 | 3.14 | 1997 | 2032 | DUAL FUEL | 11 to 15 years old | INDUSTRIAL COMB. DEG-42Y (P) | #6 | 24528 | 17170 | 3679 | 2575 |  |  | Elevator Apartments | 18 | 30500 | 1 | 5 | 39 | 39 | 1928
2025100023 | 1240 WOODYCREST AVENUE Bronx, NY 10452 (40.83768058653526, -73.92405798664191) | Con Edison | DKSR HOLDING LTD | DKSR HOLDING LTD | 6179 BRONX N Y 10451 (40.82069640711353, -73.92384136798472) | CB001802R | 7/6/05 | EASTMOND ESP-80 | 1 | 3.36 | 2002 | 2037 | DUAL FUEL | 5 to 10 years old | ICI DEG-42 Y P | #6 | 24528 | 17170 | 3679 | 2575 |  |  | Elevator Apartments | 16 | 44743 | 1 | 6 | 47 | 47 | 1926
2031720032 | 2315 CRESTON AVENUE Bronx, NY 10468 (40.85830410187144, -73.90065436743866) | Con Edison | EKTO RLTY CORP %EXCLUSTIVE RLTY | EKTO REALTY CORP | 126 FARMS ROAD BRONX, NY 10468 (40.869693003729196, -73.89892699248668) | CB142807P | 7/4/05 | FEDERAL FST - 80 (NEW) | 1 | 2.6 | 2007 | 2042 | DUAL FUEL | Fewer than 5 years old | ICI DEG 42YP (NEW) | #6 | 24528 | 17170 | 3679 | 2575 |  |  | Condominiums | 14 | 39336 | 1 | 6 | 43 | 43 | 1941
2028410070 | 1355 GRAND Bronx, NY 10452 (40.83772426336412, -73.9233322114124) | Con Edison | EVERGREEN REALTY | EVERGREEN REALTY, LLC |  | CB065401P | 7/5/05 | FEDERAL-FST-80 | 1 | 3.36 | 2001 | 2036 | DUAL FUEL | 5 to 10 years old | ICI-DEG 42 YP | #6 | 24528 | 17170 | 3679 | 2575 |  |  | Elevator Apartments | 14 | 37640 | 1 | 5 | 48 | 51 | 1923
2024560244 | 1171 SHERMAN AVENUE Bronx, NY 10456 (40.83291036822745, -73.91644295511918) | Con Edison | MARKSTER RLTY LLC % JLP METRO MGT | MARKSTER REALTY, LLC | 3397 TREMONT AVENUE BRONX, NY 10461 (40.83338716987582, -73.82838370707249) | CB034508J | 7/6/05 | ROCKMILLS MP - 80 (EXSTG) | 1 | 2.6 | 2008 | 2043 | DUAL FUEL | Fewer than 5 years old | ICI MMG - 30 (NEW) | #4 | 24528 | 17170 | 3557 | 2490 |  |  | Condominiums | 16 | 41184 | 1 | 6 | 42 | 42 | 1922
2031700015 | 2192 MORRIS AVENUE Bronx, NY 10453 (40.85609599692533, -73.9031575184672) | Con Edison | MOSTAR REALTY LLC | MOSTAR REALTY LLC | 3200 CRUGER AVENUE BRONX, NY 10467 (40.871464594371155, -73.86611756820807) | CB049608H | #N/A | ROCKMILLS MP - 80 (EXSTG) | 1 | 2.6 | 2008 | 2043 | DUAL FUEL | Fewer than 5 years old | ICI MEG - 34P (NEW) | #6 | 24528 | 17170 | 3679 | 2575 |  |  | Elevator Apartments | 14 | 36300 | 1 | 6 | 44 | 44 | 1950
2027960013 | 1758 EASTBURN AVENUE Bronx, NY 10457 (40.84587825664474, -73.90834030605014) | Con Edison | 1758 EASTBURN REALTY ASSOCIATE | 1758 EASTBURN REALTY | 314 MC DONALD AVENUE BROOKLYN, NY 11218 (40.64645924920414, -73.9801659240397) | CA323694R | 7/5/05 | FEDERAL FST 80 | 1 | 3.14 | 1994 | 2029 |  | 16 to 20 years old | INDUSTRIAL COMBUSTION DEG 42 P | #6 | 24500 | 17150 | 3675 | 2572 |  |  | Elevator Apartments | 14 | 39600 | 1 | 5 | 46 | 46 | 1927
2030900049 | 684 189 STREET Bronx, NY 10458 (40.85624141277491, -73.88375597556042) | Con Edison | H.D.F.C./DORCHESTER FUEL | 189TH STREET LLC. | 1950 CONEY ISLAND AVENUE BROOKLYN, NY 11223 (40.60973612742405, -73.96242580834628) | CA207082H | 7/5/05 | ROCKMILLS MP-60 | 1 | 2.3 | 1982 | 2017 |  | 26 to 30 years old | HEV-E-OIL AMG4-34 | #4 | 24236 | 16965 | 3514 | 2460 |  |  | Elevator Apartments | 15 | 33984 | 1 | 5 | 34 | 37 | 1928
2037440049 | 1114 STRATFORD AVENUE Bronx, NY 10472 (40.82693941519903, -73.87493799403282) | Con Edison | J & S ASSOC/FLEICHMAN | J & S STRATFORD EQUIT | 82 BROOKLYN NY 11219 (40.63277295540763, -73.99667681118586) | CA172283R | 7/7/05 | FEDERAL CAT #FST-60 | 1 | 2.3 | 1983 | 2018 |  | 26 to 30 years old | HEV-E-OIL CAT#AM4-1/2DH | #4 | 24236 | 16965 | 3514 | 2460 |  |  | Elevator Apartments | 18 | 28192 | 1 | 4 | 39 | 39 | 1928
2057550028 | 3246 KINGSBRIDGE AVENUE Bronx, NY 10463 (40.88178828265051, -73.90461961632177) | Con Edison | NDG MANAGEMENT INC. | RULER INDUSTRIES INC. | 11 RED ROCK RD MANHATTAN, NY 10956 (41.171603551034195, -74.01299538883137) | CA065976X | 7/6/05 | SPENCER 4M50 TYPE A | 1 | 2.96 | 1976 | 2011 |  | 31 to 35 years old | HEV-E-OIL AM4DH | #4 | 24236 | 16965 | 3514 | 2460 |  |  | Elevator Apartments | 11 | 24000 | 1 | 5 | 32 | 32 | 1917
2037440053 | 1124 STRATFORD AVENUE Bronx, NY 10472 (40.827229136928366, -73.87500645286873) | Con Edison | 2725 REALTY CORP. | MARQUIS ESTATE, LLC | 2130 WILLIAMSBRIDGE RD BRONX, NY 10461 (40.85592188619178, -73.85557844390894) | CA051977K | 7/6/05 | ROCKMILLS MP 60 | 1 | 2.3 | 1977 | 2012 |  | 31 to 35 years old | HEVEOIL AM 4 1/2DH | #4 | 24200 | 16940 | 3509 | 2456 |  |  | Elevator Apartments | 18 | 27600 | 1 | 4 | 39 | 39 | 1928
2024350020 | 1203 FINDLAY AVENUE Bronx, NY 10456 (40.83258250992981, -73.91251408800176) | Con Edison | 1203-5 FINDLAY REALTY, L.L.C. | 1203-05 FINDLAY REALT | 1919 WILLIAMSBRIDGE ROAD BRONX, NY 10461 (40.852643053158374, -73.8532354972766) | CA250993M | 7/7/05 | FEDERAL FST-80 | 1 | 3.1 | 1993 | 2028 |  | 16 to 20 years old | ICI MM34 (P) | #4 | 24090 | 16863 | 3493 | 2445 |  |  | Elevator Apartments | 16 | 35470 | 1 | 5 | 46 | 46 | 1915
2037380033 | 1184 EVERGREEN AVENUE Bronx, NY 10472 (40.827988307906374, -73.88091533086585) | Con Edison | NEW START PROPERTIES INC. | NEWSTART PROPERTIES,I | 1601 BRONXDALE AVENUE BRONX, NY 10462 (40.84351657306597, -73.85691921749257) | CA209992X | 7/5/05 | GENERAL G-400-50 | 1 | 3.08 | 1992 | 2027 |  | 16 to 20 years old | ICI MMG-34 (P) | #4 | 24090 | 16863 | 3493 | 2445 | Yes | 2018 | Walk-Up Apartments | 18 | 52764 | 1 | 6 | 48 | 48 | 1928
2025140025 | 1085 NELSON AVENUE Bronx, NY 10452 (40.834921487097496, -73.92732420645648) | Con Edison | 1085 NELSON LLC. | 1085 NELSON LLC | 856 ROCK HILL NY 12775 (41.62254785509947, -74.58315517387211) | CA171189X | 7/5/05 | FEDERAL FST80 | 1 | 3.43 | 1989 | 2024 |  | 21 to 26 years old | ICI MMG 34P | #4 | 24000 | 16800 | 3480 | 2436 |  |  | Elevator Apartments | 16 | 42000 | 1 | 6 | 48 | 48 | 1931
2032370107 | 2635 SEDGWICK AVENUE Bronx, NY 10468 (40.86916453183633, -73.90512912722889) | Con Edison | 2635 SEDGWICK REALTY CORP | SEDGWICK REALTY LIMIT | 225 34TH STREET NEW YORK, NY 10001 (40.75154821758872, -73.99194226012543) | CA411269X | 7/6/05 | KEWANEE 7L76 | 1 | 2.38 | 1969 | 2010 |  | 41 - 45 years old | I.C.I. AM 4DH | #4 | 24000 | 16800 | 3480 | 2436 |  |  | Office Buildings | 14 | 13690 | 1 | 5 | 11 | 11 | 1916
2033240041 | 3418 GATES PLACE Bronx, NY 10467 (40.88221717428279, -73.88435818443288) | Con Edison | 3418 PAT-MAR MANAGEMENT CO.INC | 3418 PAT-MAR MANGMTCO | 3424 GATES PLACE BRONX, NY 10467 (40.88229051957938, -73.8842723548305) | CA055186M | 7/5/05 | ROCKMILLS MP-90 | 1 | 3.4 | 1986 | 2021 |  | 21 to 26 years old | ICI MMG -42P | #4 | 24000 | 16800 | 3480 | 2436 |  |  | Elevator Apartments | 11 | 46000 | 1 | 6 | 42 | 42 | 1931
2038120017 | 2124 ELLIS AVENUE Bronx, NY 10462 (40.832316049996166, -73.85346304900459) | Con Edison | I-T REALTY CORP. | I-T REALTY CORP. | 2124 ELLIS AVENUE BRONX, NY 10462 (40.832316049996166, -73.85346304900459) | CA300490N | 7/6/05 | FEDERAL FST 90 | 1 | 3.7 | 1990 | 2025 |  | 16 to 20 years old | ICI MMG 42P | #4 | 24000 | 16800 | 3480 | 2436 |  |  | Walk-Up Apartments | 18 | 49550 | 1 | 5 | 47 | 47 | 1927
2032250103 | 2318 LORING PLACE Bronx, NY 10468 (40.861363871366954, -73.90862115735993) | Con Edison | SHAPI BARRY LTD | SHAP-GOL, LTD | 239 181 STREET BRONX, NY 10457 (40.85436766898057, -73.90043480587454) | CA167887L | 7/6/05 | ROCKMILLS MP 50 | 1 | 2.03 | 1987 | 2022 |  | 21 to 26 years old | ICI MMG 22 | #4 | 24000 | 16800 | 3480 | 2436 |  |  | Walk-Up Apartments | 14 | 23040 | 1 | 5 | 21 | 21 | 1915
2032480022 | 2724 DR M L KING JR BOULEVARD Bronx, NY 10468 (40.869693003729196, -73.89892699248668) | Con Edison | UNIVERSITY ASSOCIATES | UNIVERSITY REALTY ASS | 2724 UNIVERSITY BRONX, NY 10468 (40.869485187312364, -73.90009387624369) | CA042286R | 7/5/05 | FEDERAL FST 70 | 1 | 2.9 | 1986 | 2021 |  | 21 to 26 years old | ICI MMG-30 | #4 | 24000 | 16800 | 3480 | 2436 |  |  | Elevator Apartments | 14 | 48025 | 1 | 5 | 47 | 48 | 1926
2032480018 | 2714 DR M L KING JR BOULEVARD Bronx, NY 10468 (40.869693003729196, -73.89892699248668) | Con Edison | UNIVERSITY ASSOCIATES/OSMANI | UNIVERSITY REALTY ASS | 2724 DR M L KING JR BOULEVARD BRONX, NY 10468 (40.869693003729196, -73.89892699248668) | CA042186J | 7/5/05 | FEDERAL FST -70 | 1 | 2.9 | 1986 | 2021 |  | 21 to 26 years old | ICI MMG -30 | #4 | 24000 | 16800 | 3480 | 2436 |  |  | Elevator Apartments | 14 | 36000 | 1 | 5 | 41 | 41 | 1926
2033550104 | 3366 DECATUR AVENUE Bronx, NY 10467 (40.87715928946976, -73.87305984913174) | Con Edison | DECATUR AVE COMPANY LLC | SIDNEY NEWMAN | 3366 DECATUR AVENUE N Y 10467 (40.87715928946976, -73.87305984913174) | CB216400N | 7/5/05 | FEDERAL FST-125 SP | 1 | 5.25 | 2000 | 2035 | DUAL FUEL | 5 to 10 years old | ICI MMG-54 P | #4 | 23945 | 16762 | 3472 | 2430 | Yes | 2015 | Elevator Apartments | 11 | 64000 | 1 | 6 | 60 | 60 | 1928
2031670046 | 2564 CRESTON AVENUE Bronx, NY 10468 (40.8644528796161, -73.8969400659141) | Con Edison | CRESTON AVE.PROPERTIES INC. | CRESTON AVE PROPERTIE | 1046 MCLEAN AVENUE YONKERS, NY 10704 (40.901480913451834, -73.8626385728918) | CA165398L | 7/6/05 | ROCKMILLLS MP-70 | 1 | 2.77 | 1998 | 2033 | DUAL FUEL | 11 to 15 years old | INDUSTRIAL COMB MMG-30 P | #4 | 23725 | 16608 | 3440 | 2408 |  |  | Elevator Apartments | 15 | 39425 | 1 | 5 | 43 | 43 | 1918
2032960032 | 264 199 STREET Bronx, NY 10458 (40.87005694735968, -73.88700403546207) | Con Edison | 264 EAST 199 STREET REALTY | 264 EAST 199TH STREE | 1 RED OAK LANE WHITE PLAINS, NY 10604 (41.016878796838895, -73.71843597130328) | CA567686H | 7/6/05 | FEDERAL FST-50 | 1 | 2.1 | 1986 | 2021 |  | 21 to 26 years old | ICI MM-22 | #4 | 23506 | 16454 | 3408 | 2386 |  |  | Elevator Apartments | 15 | 22118 | 1 | 5 | 22 | 22 | 1915
2038990043 | 1459 TAYLOR AVENUE Bronx, NY 10460 (40.83604349651142, -73.86616474578051) | Con Edison | 1459 RLTY/LEOR MGMT | 1459 REALTY ASSOCIATE | 2130 BROADWAY NEW YORK, NY 10023 (40.78069165240327, -73.98124255715014) | CA018092Z | 7/5/05 | FEDERAL FST-50 | 1 | 2.1 | 1992 | 2027 |  | 16 to 20 years old | IND. COMB. MMG-22 | #4 | 23506 | 16454 | 3408 | 2386 |  |  | Office Buildings | 18 | 24185 | 1 | 5 | 30 | 30 | 1930
2032250126 | 2321 ANDREWS AVENUE Bronx, NY 10468 (40.861347009932565, -73.90747915195566) | Con Edison | NEW LINE REALTY IV CORP. | NEW LINE REATLY IV CO |  | CB197207Y | 7/6/05 | BEST 5A - 50 (NEW) | 1 | 1.6 | 2007 | 2042 | DUAL FUEL | Fewer than 5 years old | ICI MMG - 22 (NEW) | #4 | 23506 | 16454 | 3408 | 2386 |  |  | Elevator Apartments | 14 | 23636 | 1 | 5 | 27 | 27 | 1922
2033430155 | 300 RESERVOIR PLACE Bronx, NY 10467 (40.87906072865022, -73.87438483007145) | Con Edison | RESERVOIR PL REALTY CORP. | RESERVOIR PL RLTY COR | 225 34 STREET MANHATTAN, NY 10001 (40.75132814462002, -73.99133543478304) | CA047587N | 7/4/05 | FEDERAL FST 50 | 1 | 2.1 | 1987 | 2022 |  | 21 to 26 years old | INDUSTRIAL COMBUSTION MMG 22 | #4 | 23506 | 16454 | 3408 | 2386 |  |  | Walk-Up Apartments | 11 | 47170 | 1 | 5 | 38 | 38 | 1927
2033280158 | 3554 DEKALB AVENUE Bronx, NY 10467 (40.88372591327813, -73.8792536781401) | Con Edison | 3554 DEKALB REALTY CORP. | DEKALB EQUITIES, INC | 3200 CRUGER AVE BRONX, NY 10467 (40.871464594371155, -73.86611756820807) | CA221289X | 7/6/05 | ROCKMILLS MP70 | 1 | 2.8 | 1989 | 2024 |  | 21 to 26 years old | ICI MMG28 | #4 | 23360 | 16352 | 3387 | 2371 |  |  | Elevator Apartments | 11 | 34800 | 1 | 6 | 44 | 44 | 1941
2033690005 | 4216 ONEIDA AVENUE Bronx, NY 10470 (40.896573417857724, -73.87245054388987) | Con Edison | O'BRIEN ASSOCIATES | CIVOPOP LLC | 4216 ONEIDA AVE BRONX, NY 10470 (40.896573417857724, -73.87245054388987) | CA095586H | 7/5/05 | ROCKMILLS MP60 | 1 | 2 | 1986 | 2021 |  | 21 to 26 years old | ICI-MMG 2B | #4 | 23360 | 16352 | 3387 | 2371 |  |  | Elevator Apartments | 11 | 30264 | 1 | 4 | 33 | 33 | 1928
2026900022 | 910 PROSPECT AVENUE Bronx, NY 10459 (40.821385284773484, -73.9008817374818) | Con Edison | PROSPECT-87 REALTY CORP. | PROSPECT RLTY CORP | 1679 WHITE PLAINS NY 10602 (41.02768599970915, -73.77355800000169) | CA248594M | 7/5/05 | FEDERAL FST-40 | 1 | 1.72 | 1994 | 2029 |  | 16 to 20 years old | ICI MMG22 | #4 | 23360 | 16352 | 3387 | 2371 |  |  | Walk-Up Apartments | 17 | 19404 | 1 | 6 | 22 | 25 | 1910
2032610005 | 3036 BAILEY AVENUE Bronx, NY 10463 (40.87702437754196, -73.9032162008903) | Con Edison | B & B MANAGEMENT OPERTING ACCOUNT | 3036 REALTY LLC | 1624 WEBSTER AVENUE BRONX, NY 10457 (40.84184033491622, -73.90412994919767) | CA246793X | 7/6/05 | ROCKMILLS MP-70 | 1 | 2.77 | 1993 | 2028 |  | 16 to 20 years old | IND. COMB MMG-28 | #4 | 23126 | 16188 | 3353 | 2347 |  |  | Walk-Up Apartments | 14 | 39894 | 1 | 6 | 41 | 41 | 1928
2027940054 | 1691 EASTBURN AVENUE Bronx, NY 10457 (40.844036234794814, -73.90857787821714) | Con Edison | 1691 EASTBURN REALTY CO. | 1691 REALTY LLC | C518 9012 BROOKLYN, NY 11218 (40.64322700851966, -73.9764486221062) | CA097692K | 7/5/05 | FEDERAL FST-70 | 1 | 2.94 | 1992 | 2027 |  | 16 to 20 years old | ICI MMG-30 | #4 | 23000 | 16100 | 3335 | 2334 |  |  | Walk-Up Apartments | 14 | 26000 | 1 | 6 | 36 | 36 | 1937
2048350059 | 648 233 STREET Bronx, NY 10466 (40.89389886090579, -73.85923037255918) | Con Edison | 642 REALTY CORPORATION | 642-654 E 233 LLC | 8 WOODLAWN STATION BRONX, NY 10470 (40.90012797192844, -73.8712277502604) | CA249582J | 7/5/05 | ROCKMILLS MP 70 | 1 | 2.8 | 1982 | 2017 |  | 26 to 30 years old | ICI DEG 42YP | #4 | 23000 | 16100 | 3335 | 2334 | Yes | 2015 | Walk-Up Apartments | 12 | 68545 | 3 | 5 | 68 | 77 | 1929
2048280050 | 654 227 STREET Bronx, NY 10466 (40.88979223608931, -73.86154181871632) | Con Edison | 654 EAST 227 STREET LLC | 654 EAST 227 STREET, | 3770 WHITEPLAINS ROAD BRONX, NY 10467 (40.88314904276599, -73.86303277760186) | CA134288Z | 7/7/05 | ROCKMILLS MP 60 | 1 | 2.32 | 1988 | 2023 |  | 21 to 26 years old | ICI MMG 28 | #4 | 23000 | 16100 | 3335 | 2334 |  |  | Walk-Up Apartments | 12 | 23560 | 1 | 5 | 32 | 32 | 1922
2044290006 | 2504 OLINVILLE AVENUE Bronx, NY 10467 (40.86334095494761, -73.86839860660942) | Con Edison | BEACHLANE MGT. | OLINVILLE ASSOCIATES, | 111 CENTRAL PARK AVE HARTSDALE, NY 10530 (41.02055398870775, -73.79672640788674) | CB706105Y | 7/4/05 | EASTMOND ESP-70 (NEW) | 1 | 2.3 | 2005 | 2040 | DUAL FUEL | 5 to 10 years old | ICI MMG-30P (NEW) | #4 | 23000 | 16100 | 3335 | 2334 |  |  | Elevator Apartments | 13 | 31751 | 1 | 5 | 40 | 40 | 1927
2033350012 | 3145 ROCHAMBEAU AVENUE Bronx, NY 10467 (40.87446413113204, -73.88040544277415) | Con Edison | CATALINA ROJAS | 3145 ROCHAMBEAU LLC | 3145 ROCHAMBEAU AVENUE BRONX, NY 10467 (40.87446413113204, -73.88040544277415) | CA082686M | 7/5/05 | BEST 5-B70 | 1 | 2.5 | 1986 | 2021 |  | 21 to 26 years old | I.C.I. MMG-30 | #4 | 23000 | 16100 | 3335 | 2334 |  |  | Elevator Apartments | 11 | 47000 | 1 | 5 | 47 | 47 | 1928
2033280147 | 3530 DEKALB AVENUE Bronx, NY 10467 (40.883077384457735, -73.87974566552109) | Con Edison | DEKALB REALTY LLC %S.W. MANAGEMENT | 3530 DEKALB AVENUE LL | 145 HUGUENOT ST (5TH FLOOR N Y 10801 (40.91319235913511, -73.77945045104241) | CB020101R | 7/5/05 | ROCKMILLS MP-70 | 1 | 2.94 | 2001 | 2036 | DUAL FUEL | 5 to 10 years old | (NEW) ICI-MMG 34 | #4 | 23000 | 16100 | 3335 | 2334 |  |  | Elevator Apartments | 11 | 49400 | 1 | 6 | 49 | 49 | 1936
2033280082 | 3540 ROCHAMBEAU AVENUE Bronx, NY 10467 (40.88240164915282, -73.87898646122288) | Con Edison | DRIMA ASSETS LLC | DRIMA ASSETS LLC. | 993 MORRIS PARK AVENUE BRONX, NY 10462 (40.84802524608402, -73.85650673897491) | CB178003R | 7/5/05 | FEDERAL FST-70 (NEW) | 1 | 2.3 | 2003 | 2038 | DUAL FUEL | 5 to 10 years old | ICI MMG-30P | #4 | 23000 | 16100 | 3335 | 2334 |  |  | Loft Buildings | 11 | 33000 | 1 | 6 | 42 | 42 | 1927
2044390076 | 2572 WALLACE AVENUE Bronx, NY 10467 (40.86435584899352, -73.86446218264562) | Con Edison | JTF MGMT ASSOCIATES LTD | SHERIDAN PROPERTIES, | 722 HARTSDALE NY 10530 (41.022122898752855, -73.80866415932343) | CA377188H | 7/5/05 | FEDERAL FST-80 | 1 | 3.43 | 1988 | 2023 |  | 21 to 26 years old | ICI MMG-34 P | #4 | 23000 | 16100 | 3335 | 2334 |  |  | Elevator Apartments | 13 | 48200 | 1 | 5 | 45 | 50 | 1927
2045070038 | 653 BRITTON STREET Bronx, NY 10467 (40.86664284148874, -73.86906177817825) | Con Edison | LAKIREDDY & MUNNANGI INC. | BRITTON REALTY LLC | 0010 BROOKLYN NY 11204 (40.619055848049015, -73.98479859887618) | CA127378R | 7/5/05 | FEDERAL FST 70 | 1 | 2.9 | 1978 | 2013 |  | 31 to 35 years old | ICI DE42YS | #4 | 23000 | 16100 | 3335 | 2334 |  |  | Elevator Apartments | 11 | 37000 | 1 | 5 | 48 | 48 | 1926
2032480163 | 150 195 STREET Bronx, NY 10468 (40.87038511354041, -73.90172789659758) | Con Edison | Rraci Realty Corp. | RRACI REALTY CORP | 28 PEACHTREE DRIVE CORTLANDT MANOR, NY 10567 (41.28948668263479, -73.87493147089322) | CA101188K | 7/7/05 | ROCKMILLS MP 60 | 1 | 2.3 | 1988 | 2023 |  | 21 to 26 years old | ICI MMG 28 | #4 | 23000 | 16100 | 3335 | 2334 |  |  | Warehouses | 14 | 26100 | 1 | 5 | 30 | 30 | 1927
2025050011 | 1088 ANDERSON AVENUE Bronx, NY 10452 (40.8344252906469, -73.92544378244473) | Con Edison | 1088 ANDERSON REALTY LLC | 1088 ANDERSON REALTY, | 1412 AVE BROOKLYN, NY 11230 (40.62192951023877, -73.96551106018723) | CB580603R | 7/7/05 | (EXISTING) FEDERAL FST-70 | 1 | 2.34 | 2003 | 2038 | DUAL FUEL | 5 to 10 years old | (NEW) ICI MMG 28 | #4 | 22995 | 16097 | 3334 | 2334 |  |  | Elevator Apartments | 16 | 35814 | 1 | 6 | 41 | 41 | 1924
2027940049 | 1701 EASTBURN AVENUE Bronx, NY 10457 (40.844188656260826, -73.90857019310121) | Con Edison | 1701 EADTBURN REALTY LLC | 1701 EASTBURN REALTY, | 491 BROOKLYN NY 11204 (40.619055848049015, -73.98479859887618) | CB441603K | 7/6/05 | EASTMOND ESP 70 | 1 | 2.34 | 2003 | 2038 | DUAL FUEL | 5 to 10 years old | ICI MMG 30 | #4 | 22995 | 16097 | 3334 | 2334 |  |  | Elevator Apartments | 14 | 36962 | 1 | 5 | 48 | 51 | 1923
2032860024 | 2566 BAINBRIDGE AVENUE Bronx, NY 10458 (40.86309343331445, -73.89289797676929) | Con Edison | 2566 BAINBRIDGE ASSOCIATES, LLC | 2566 BAINBRIDGE ASSOC | 3177 TREMONT AVENUE BRONX, NY 10461 (40.83716772094091, -73.8341439612874) | CB084608K | 7/6/05 | FEDERAL FST - 70 (NEW) | 1 | 2.3 | 2008 | 2043 | DUAL FUEL | Fewer than 5 years old | ICI MMG - 28 (NEW) | #4 | 22995 | 16097 | 3334 | 2334 |  |  | Elevator Apartments | 15 | 34340 | 1 | 5 | 34 | 34 | 1924
2033410030 | 3110 BAINBRIDGE AVENUE Bronx, NY 10467 (40.87397472890738, -73.87928028565824) | Con Edison | 3110 BAINBRIDGE REALTY | 3110 BAINBRIDGE REALT | 271 205TH STREET BRONX, NY 10467 (40.874018033085896, -73.87886184865414) | CA398988Z | 7/5/05 | ROCKMILLS MP4-51 | 1 | 2 | 1988 | 2023 |  | 21 to 26 years old | HEVE MMG22 | #4 | 22995 | 16097 | 3334 | 2334 |  |  | Condominiums | 11 | 39000 | 1 | 5 | 32 | 37 | 1924
2033430076 | 3245 PERRY AVENUE Bronx, NY 10467 (40.875813496167645, -73.87630549725999) | Con Edison | 3245 PERRY AVE. OWNERS CORP. % INTERBORO | 3245 PERRY AVE OWNRS | 141 HALSTEAD AVENUE MAMARONECK, NY 10543 (40.95303649960006, -73.73672182758183) | CB409303K | 7/5/05 | FEDERAL FST-70 (EXSTG) | 1 | 2.34 | 2003 | 2038 | DUAL FUEL | 5 to 10 years old | INDUSTRIAL COMBUSTION MMG-30 (NEW) | #4 | 22995 | 16097 | 3334 | 2334 |  |  | Walk-Up Apartments | 11 | 41000 | 1 | 6 | 42 | 42 | 1940
2024460003 | 946 SHERMAN AVENUE Bronx, NY 10456 (40.82912171337635, -73.91858070713653) | Con Edison | BYRON BRENNEMAN % BLAKK PROP. MGT. | BRENNEMAN BYRON | 1662 GRAND AVENUE BRONX, NY 10453 (40.847370937683024, -73.91481993264424) | CB008008L | 7/6/05 | FEDERAL FST - 70 (NEW) | 1 | 2.3 | 2008 | 2043 | DUAL FUEL | Fewer than 5 years old | ICI MMG - 30 (NEW) | #4 | 22995 | 16097 | 3334 | 2334 |  |  | Office Buildings | 16 | 15170 | 1 | 5 | 20 | 20 | 1921
2028690005 | 1812 HARRISON AVENUE Bronx, NY 10453 (40.85050409248414, -73.91386695785914) | Con Edison | LEMLE & WOLFF | LEMLE REALTY CORP. | 5925 BROADWAY BRONX, NY 10463 (40.888406443876256, -73.899128719106) | CB015909P | #N/A | FEDERAL FST - 70 (EXSTG) | 1 | 2.3 | 2009 | 2044 | DUAL FUEL | Fewer than 5 years old | ICI MMG - 30 (NEW) | #4 | 22995 | 16097 | 3334 | 2334 |  |  | Elevator Apartments | 14 | 17800 | 1 | 5 | 21 | 21 | 1916
2032810050 | 366 MOSHOLU PARKWAY Bronx, NY 10458 (40.869836761679345, -73.88186681013224) | Con Edison | MOSHOLU MANAGEMENT | MOSHOLU PARTNERS, LLC | 127 TUCKAHOE NY 10701 (40.94528838265279, -73.86673124974732) | CB569203R | 7/6/05 | EASTMOND ESP-70 (NEW) | 1 | 2.34 | 2003 | 2038 | DUAL FUEL | 5 to 10 years old | ICI MMG-30 | #4 | 22995 | 16097 | 3334 | 2334 |  |  | Elevator Apartments | 11 | 26750 | 1 | 5 | 37 | 37 | 1934
2032810045 | 354 MOSHOLU PARKWAY Bronx, NY 10458 (40.870180945056454, -73.88196825365392) | Con Edison | MOSHOLU MANAGEMENT | MOSHOLU PARTNERS, LLC |  | CB548903X | 7/6/05 | FEDERAL FST-70 (NEW) | 1 | 2.34 | 2003 | 2038 | DUAL FUEL | 5 to 10 years old | ICI MMG-30 (NEW) | #4 | 22995 | 16097 | 3334 | 2334 | Yes | 2021 | Elevator Apartments | 11 | 50000 | 1 | 6 | 48 | 48 | 1924
2032180024 | 2316 ANDREWS AVENUE Bronx, NY 10468 (40.861245632497734, -73.90748274593592) | Con Edison | SKYLINE I LLC/JOHN SHEEHAN | CONAGUL EQUITIES , | 2130 WILLIAMSBRIDGE ROAD BRONX, NY 10461 (40.85592188619178, -73.85557844390894) | CA117699Z | 7/7/05 | EASTMAN ESP #70 | 1 | 2.94 | 1999 | 2034 | DUAL FUEL | 11 to 15 years old | INDUSTRIAL COMB. MMG-30 | #4 | 22995 | 16097 | 3334 | 2334 |  |  | Elevator Apartments | 14 | 48720 | 2 | 5 | 42 | 42 | 1913
2025070029 | 963 ANDERSON AVENUE Bronx, NY 10452 (40.83130679621028, -73.92793653384511) | Con Edison | LEMLE & WOLFF INC/BLDG MGMT | ANDERSON REHAB ASSOCS | 5925 BROADWAY BRONX, NY 10463 (40.888406443876256, -73.899128719106) | CA123191Z | 7/4/05 | FEDERAL FST-60 | 1 | 2.5 | 1991 | 2026 |  | 16 to 20 years old | I.C.I. MMG-28 P | #4 | 22959 | 16071 | 3329 | 2330 |  |  | Walk-Up Apartments | 17 | 39358 | 1 | 5 | 50 | 50 | 1924
2033230032 | 19 VAN CORTLANDT AVENUE Bronx, NY 10468 (40.87726923126593, -73.88660271594021) | Con Edison | 19 EAST VAN CORTLAND PK.ASSOC. | 19 E. VAN CORTLANDTAS | 145 HUGUENOT STREET NEW ROCHELLE, NY 10801 (40.91319235913511, -73.77945045104241) | CA315692N | 7/5/05 | ROCKMILLS MP-90 (EXG) | 1 | 3.57 | 1992 | 2027 |  | 16 to 20 years old | ICI MEG-42 (P) (NEW) | #6 | 22950 | 16065 | 3442 | 2410 |  |  | Elevator Apartments | 11 | 49657 | 1 | 6 | 43 | 43 | 1932
2031910048 | 25 193 STREET Bronx, NY 10468 (40.86645620606386, -73.89731206853551) | Con Edison | ST.JAMES PLAZA ASSOC. | 193 REALTY LLC | 40010 BROOKLYN NY 11204-0010 (40.619055848049015, -73.98479859887618) | CA161684Y | 7/6/05 | ROCKMILLS MP-125 | 1 | 5.25 | 1984 | 2019 | DUAL FUEL | 26 to 30 years old | INDUST COMBUS DEG 54P | #6 | 22481 | 15737 | 3372 | 2361 | Yes | 2021 | Walk-Up Apartments | 14 | 69000 | 1 | 5 | 56 | 56 | 1921
2041240017 | 1845 BOGART AVENUE Bronx, NY 10462 (40.84824367596911, -73.85862594554548) | Con Edison | FURGIUELE, JOSEPH | FURGIUELE FAMILY LIMI | 925 MORRIS AVE BRONX, NY 10462 (40.82715788927502, -73.91763837743756) | CA380885K | 7/4/05 | FEDERAL FST-50 | 1 | 2.1 | 1985 | 2020 |  | 21 to 26 years old | ICI MM-22-P | #4 | 22338 | 15637 | 3239 | 2267 |  |  | Walk-Up Apartments | 13 | 26400 | 1 | 4 | 27 | 27 | 1930
2028100045 | 231 ECHO PLACE Bronx, NY 10457 (40.84976125661679, -73.90466129858336) | Con Edison | 231 LLC | MC GUT LLC | 111016 BROOKLYN NY 11211-0519 (40.711589765255496, -73.95817675075642) | CA048297J | 7/4/05 | EASTMOND ESP-70 | 1 | 2.84 | 1997 | 2032 | DUAL FUEL | 11 to 15 years old | INDUSTRIAL COMB. MEG-34 (P) | #6 | 22229 | 15560 | 3334 | 2334 |  |  | Elevator Apartments | 14 | 35790 | 1 | 5 | 44 | 44 | 1927
2033180052 | 2775 MORRIS AVENUE Bronx, NY 10468 (40.869294410250184, -73.89449501079939) | Con Edison | EMKAY MANAGEMENT CORP. LLC | 2775 REALTY CO, | 366 BROADWAY JERICHO, NY 11753 (40.781345312426936, -73.53188961420724) | CB091506Y | 7/5/05 | EASTMOND ESP-70 (NEW) | 1 | 2.3 | 2006 | 2041 | DUAL FUEL | Fewer than 5 years old | ICI DEG-42YP (NEW) | #6 | 22229 | 15560 | 3334 | 2334 | Yes | 2018 | Elevator Apartments | 15 | 59077 | 1 | 6 | 49 | 49 | 1932
2031500005 | 2240 RYER AVENUE Bronx, NY 10457 (40.85588604630049, -73.89954760909816) | Con Edison | SAMEST MANAGEMENT. | SAMEST RLTY CORP | 245 PARKVILLE STATION BKLYN, NY 11204 (40.619055848049015, -73.98479859887618) | CA023696X | 7/6/05 | FEDERAL FST-70 | 1 | 2.84 | 1996 | 2031 | DUAL FUEL | 11 to 15 years old | INDUSTRIALM COMBUSTION DEG-42Y(P) | #6 | 22229 | 15560 | 3334 | 2334 |  |  | Office Buildings | 15 | 17935 | 1 | 5 | 21 | 21 | 1916
2039360025 | 1371 VIRGINIA AVENUE Bronx, NY 10462 (40.83496118147005, -73.86195809849706) | Con Edison | SPRING & DAUIS R. E. MGMT. | VIRGINIA PROPERTIES, | 280 COMMACK NY 11725 (40.836352218606315, -73.29456287742103) | CA150787N | 7/6/05 | FEDERAL FST 50 | 1 | 2 | 1987 | 2022 |  | 21 to 26 years old | ICI AM 4 1/2 CM | #4 | 22229 | 15560 | 3223 | 2256 |  |  | Elevator Apartments | 18 | 26560 | 1 | 5 | 28 | 28 | 1928
2032850015 | 2970 MARION AVENUE Bronx, NY 10458 (40.86950803360506, -73.88337382692728) | Con Edison | 2970 MARION AVE LLC/ALAN WASSERMAN | 2970 MARION AVE, | 145 HUGUENOT ST NEW ROCHELLE, NY 10801 (40.91319235913511, -73.77945045104241) | CA075494M | 7/4/05 | ROCKMILLS MP-70 | 1 | 2.94 | 1994 | 2029 |  | 16 to 20 years old | INDUSTRIAL COMB. MMG-30 | #4 | 22229 | 15560 | 3223 | 2256 |  |  | Condominiums | 11 | 36185 | 1 | 6 | 36 | 36 | 1936
2027030018 | 935 KELLY STREET Bronx, NY 10459 (40.82080703669632, -73.89592660319931) | Con Edison | 935 REALTY CORP. | KELLY STREET REALTYIN | 525 7 AVENUE MANHATTAN, NY 10018 (40.753679610798144, -73.98865074149819) | CA307791Z | 7/5/05 | FEDERAL FST-70 | 1 | 2.9 | 1991 | 2026 |  | 16 to 20 years old | ICI DEG-42 | #4 | 22229 | 15560 | 3223 | 2256 |  |  | Elevator Apartments | 17 | 29700 | 1 | 5 | 32 | 36 | 1912
2033030032 | 2969 BRIGGS AVENUE Bronx, NY 10458 (40.87126699731766, -73.88560348217305) | Con Edison | 2969-73 BRIGGS LLC | 2869-73 BRIGGS | 1510 ST PETER'S AVENUE BRONX, NY 10461 (40.83992979578118, -73.84660528977619) | CA585686R | 7/6/05 | ROCKMILLS MP 90 | 1 | 0.4 | 1986 | 2021 |  | 21 to 26 years old | HEVE DEG 42 P | #4 | 22050 | 15435 | 3197 | 2238 |  |  | Condominiums | 11 | 22500 | 1 | 5 | 21 | 21 | 1915
2032610018 | 3064 BAILEY AVENUE Bronx, NY 10463 (40.8774510747612, -73.90286015474364) | Con Edison | 14 REALTY COMPANY | 14 REALTY LLC | 520 3RD STREET MT VERNON, NY 10553 (40.90834104318196, -73.81740559252835) | CA172289H | 7/5/05 | ROCKMILLS MP60 | 1 | 2.32 | 1989 | 2024 |  | 21 to 26 years old | ICI MMG28 | #4 | 22000 | 15400 | 3190 | 2233 |  |  | Walk-Up Apartments | 14 | 27500 | 1 | 5 | 31 | 31 | 1914
2038120001 | 2109 GLEASON AVENUE Bronx, NY 10462 (40.83162002297535, -73.85351894337767) | Con Edison | 2109 GLEASON AV. RTLY CORP | 2109 G.A. REALTY CORP | 502 BRONX NY 10465 (40.827628067581315, -73.82241314135337) | CA134088Y | 7/6/05 | ROCKMILLS MP 60 | 1 | 2.32 | 1988 | 2023 |  | 21 to 26 years old | ICI MMG 28 | #4 | 22000 | 15400 | 3190 | 2233 |  |  | Walk-Up Apartments | 18 | 26235 | 1 | 6 | 27 | 27 | 1926
2032180074 | 2265 DR M L KING JR BOULEVARD Bronx, NY 10468 (40.869693003729196, -73.89892699248668) | Con Edison | 2265 UNIVERSITY AVE OWNER | 2265 UNIVERSITY AVE O | 141 HALSTEAD AVENUE MAMARONECK, NY 10543 (40.95303649960006, -73.73672182758183) | CA249088Y | 7/4/05 | FEDERAL FST 80 | 1 | 3.43 | 1988 | 2023 |  | 21 to 26 years old | ICI MEG 34 P | #6 | 22000 | 15400 | 3300 | 2310 |  |  | Elevator Apartments | 14 | 46440 | 1 | 6 | 42 | 42 | 1936
2032480014 | 2704 DR M L KING JR BOULEVARD Bronx, NY 10468 (40.869693003729196, -73.89892699248668) | Con Edison | 2704 UNIVERSITY AV.REALTY CORP | 2704 UNIVERSITY AVE C | 271 205 STREET BRONX, NY 10467 (40.874018033085896, -73.87886184865414) | CA307686R | 7/6/05 | ROCKMILLS MP 80 | 1 | 3.4 | 1986 | 2021 |  | 21 to 26 years old | ICI MEG 34P | #4 | 22000 | 15400 | 3190 | 2233 |  |  | Office Buildings | 14 | 48640 | 1 | 5 | 38 | 38 | 1926
2027030053 | 945 163 STREET Bronx, NY 10459 (40.8210236573427, -73.89615877178366) | Con Edison | 945 E 163RD STREET LLC | EAST 163RD | 4419 3RD AVE BRONX, NY 10457 (40.851774707424624, -73.89313516487118) | CA380688L | 7/5/05 | FEDERAL FST 100 | 1 | 4.1 | 1988 | 2023 |  | 21 to 26 years old | ICI ME42P | #4 | 22000 | 15400 | 3190 | 2233 | Yes | 2013 | Elevator Apartments | 17 | 61872 | 1 | 6 | 45 | 50 | 1910
2033360059 | 3230 STEUBEN AVENUE Bronx, NY 10467 (40.877413614154456, -73.88164099835811) | Con Edison | CORA REALTY CO. LLC | CORA REALTY CO LLC | 5676 RIVERDALE AVE BRONX, NY 10471 (40.90603192863733, -73.90429477417916) | CA492785J | 7/5/05 | FEDERAL FST-90 | 1 | 3.7 | 1985 | 2020 | DUAL FUEL | 21 to 26 years old | ICI MMG-42P | #4 | 22000 | 15400 | 3190 | 2233 |  |  | Elevator Apartments | 11 | 44000 | 1 | 6 | 49 | 49 | 1926
2032730256 | 613 FORDHAM ROAD Bronx, NY 10458 (40.85843456449942, -73.88486559449787) | Con Edison | F M WEISS REALTY | 613-17 EAST FORDHAMAS | 198 BRONX NY 10461 (40.846960590359004, -73.840632836736) | CA202090P | 7/6/05 | BEST BOILER 4A65 | 1 | 2.77 | 1990 | 2025 |  | 16 to 20 years old | ICI MMG 28 | #4 | 22000 | 15400 | 3190 | 2233 |  |  | Elevator Apartments | 11 | 13150 | 1 | 5 | 18 | 20 | 1910
2037530030 | 1150 ST LAWRENCE AVENUE Bronx, NY 10472 (40.828771355579455, -73.86656392069789) | Con Edison | GRAGJENC REALTY. | GRAGJENIK REALTY CORP | 1150 ST LAWRENCE AVENUE BRONX, NY 10472 (40.828771355579455, -73.86656392069789) | CA257288Z | 7/5/05 | ROCKMILLS MP 60 | 1 | 2.23 | 1988 | 2023 |  | 21 to 26 years old | ICI MMG 28 | #4 | 22000 | 15400 | 3190 | 2233 |  |  | Elevator Apartments | 18 | 33000 | 1 | 5 | 30 | 30 | 1927
2028680105 | 1928 DR M L KING JR BOULEVARD Bronx, NY 10453 (40.852786838341956, -73.91342678431863) | Con Edison | JOREMI ENTERPRISES INC | WISEMAN MANAGEMENT,LL | 1086 NEW YORK, NY 10018 (40.756840774582145, -73.99669149981281) | CA558769Z | 7/6/05 | ROCKMILLS MP-80 | 1 | 3.2 | 1969 | 2010 |  | 41 - 45 years old | HEV-E-OIL AM 6 E | #6 | 22000 | 15400 | 3300 | 2310 |  |  | Walk-Up Apartments | 14 | 46500 | 2 | 5 | 42 | 42 | 1917
2033240025 | 51 MOSHOLU PARKWAY Bronx, NY 10467 (40.8792194164781, -73.88308230933995) | Con Edison | JOVIS ASSOCIATES #2 | 51 WEST MOSHOLU PARKW | 280 204 STREET BRONX, NY 10467 (40.873601449685054, -73.87917954564591) | CA381588Z | 7/5/05 | ROCKMILLS MP80 | 1 | 3.4 | 1988 | 2023 |  | 21 to 26 years old | ICI MMG 34P | #4 | 22000 | 15400 | 3190 | 2233 |  |  | Walk-Up Apartments | 11 | 45934 | 1 | 6 | 42 | 42 | 1940
2033440082 | 3500 TRYON AVENUE Bronx, NY 10467 (40.880293867947884, -73.87673964379192) | Con Edison | TRYON AVE PROPERTIES | 3500 TRYON AVENUE LLC | 145 HUGUENOT ST NEW ROCHELLE, NY 10801 (40.91319235913511, -73.77945045104241) | CA202987J | 7/6/05 | SPENCER FPC 1440A | 1 | 2.32 | 1987 | 2022 |  | 21 to 26 years old | ICI MMG 28 | #4 | 22000 | 15400 | 3190 | 2233 |  |  | Warehouses | 11 | 25200 | 1 | 6 | 26 | 29 | 1932
2024380080 | 1115 COLLEGE AVENUE Bronx, NY 10456 (40.830836135402386, -73.91455219404384) | Con Edison | 1115 REALTY CORP. | NEIGHBORHOOD RESTORE | 542 MAIN STREET NEW ROCHELLE, NY 10801 (40.90794031848401, -73.78299377983785) | CA010797M | 7/4/05 | FEDERAL FST-70 | 1 | 2.77 | 1997 | 2032 | DUAL FUEL | 11 to 15 years old | INDUSTRIAL COMB. MMG-30 | #4 | 21900 | 15330 | 3176 | 2223 |  |  | Walk-Up Apartments | 16 | 42732 | 1 | 6 | 44 | 44 | 1929
2028000036 | 1824 MONROE AVENUE Bronx, NY 10457 (40.84726108788109, -73.9064066750026) | Con Edison | DERL BAKERY INC. | K & A MGT. LLC | 2 45 STREET MANHATTAN, NY 10036 (40.755431447148254, -73.97958314143109) | CA001270L | 7/5/05 | FEDERAL #FLW-608 | 1 | 2.1 | 1970 | 2010 |  | 36 - 40 year old | PETRO #WD4AH | #6 | 21900 | 15330 | 3285 | 2300 |  |  | Office Buildings | 14 | 20196 | 1 | 6 | 32 | 32 | 1964
2033530017 | 3144 DECATUR AVENUE Bronx, NY 10467 (40.87241188139242, -73.87683933387692) | Con Edison | HAKIJA NIKOCEVIC | 3144 PROPERTY LLC | 723 NEW YORK, NY 10024 (40.78362556816552, -73.96653900057436) | CA351285Y | 7/4/05 | ROCKMILLS MP 50 | 1 | 2 | 1985 | 2020 |  | 21 to 26 years old | I.C.I. MMG 22 | #4 | 21900 | 15330 | 3176 | 2223 |  |  | Elevator Apartments | 11 | 24920 | 1 | 5 | 25 | 25 | 1920
2032790013 | 392 OLIVER PLACE Bronx, NY 10458 (40.86663210418291, -73.88538470858079) | Con Edison | LANGSAM PROPERTY SERVICES | 392 OLIVER ASSOCIATES | 1601 BRONXDALE AVENUE BRONX, NY 10462 (40.84351657306597, -73.85691921749257) | CA092668H | 7/7/05 | ROCKMILL #MP50 | 1 | 2.1 | 1968 | 2010 |  | 41 - 45 years old | ICI AM4 1/2 DH | #4 | 21900 | 15330 | 3176 | 2223 |  |  | Elevator Apartments | 15 | 23850 | 2 | 5 | 32 | 32 | 1926
2033560001 | 3505 PERRY AVENUE Bronx, NY 10467 (40.87960025932785, -73.8742502378385) | Con Edison | PRAGON REALTY CO. | PARAGON REALTY CORP | 287 GUN HILL ROAD BRONX, NY 10467 (40.879328270755515, -73.87478277089397) | CA314385Z | 7/7/05 | FEDERAL FST-70 | 1 | 2.59 | 1985 | 2020 |  | 21 to 26 years old | I.C.I MMG-28 | #4 | 21900 | 15330 | 3176 | 2223 |  |  | Office Buildings | 11 | 27000 | 1 | 6 | 23 | 27 | 1931
2033480004 | 3312 PERRY AVENUE Bronx, NY 10467 (40.87738718665908, -73.87502459387302) | Con Edison | SEAD REALTY ,LLC | SEAD REALTY | 3200 CRUGER AVENUE BRONX, NY 10467 (40.871464594371155, -73.86611756820807) | CA237489R | 7/7/05 | ROCKMILLS MP60 | 1 | 2.6 | 1989 | 2024 |  | 21 to 26 years old | ICI MM28 | #4 | 21900 | 15330 | 3176 | 2223 |  |  | Office Buildings | 11 | 32000 | 1 | 6 | 30 | 30 | 1938
2033310082 | 391 MOSHOLU PKWAY Bronx, NY 10467 (40.8770479121315, -73.87153250082423) | Con Edison | 47 HLDG. CORP. % BLOOMFIELD PROP. | 47 HOLDING CP | 349 149 STREET BRONX, NY 10451 (40.81667954995552, -73.91966489573737) | CB107608Z | 7/7/05 | BEST 5B - 80 (NEW) | 1 | 2.6 | 2008 | 2043 | DUAL FUEL | Fewer than 5 years old | ICI MMG - 34P (NEW) | #4 | 21681 | 15177 | 3144 | 2201 |  |  | Loft Buildings | 11 | 36540 | 1 | 6 | 37 | 37 | 1927
2031570001 | 2160 ANTHONY AVENUE Bronx, NY 10457 (40.85449030584797, -73.90120127859254) | Con Edison | ABRAHAM BENELYYAHOV | 2160 LLC | 2160 ANTHONY AVENUE BRONX, NY 10457 (40.85449030584797, -73.90120127859254) | CB164508K | #N/A | FEDERAL FST - 70 (NEW) | 1 | 2.3 | 2008 | 2043 | DUAL FUEL | Fewer than 5 years old | ICI MMG - 28 (NEW) | #4 | 21681 | 15177 | 3144 | 2201 |  |  | Hospitals & Health | 15 | 47820 | 1 | 6 | 39 | 42 | 1927
2033280117 | 3525 BAINBRIDGE AVENUE Bronx, NY 10467 (40.88157005115674, -73.87836480593914) | Con Edison | BAINBRIDGE HOLDING CO.LLC | BAINBRIDGE SHARP LLC | 513 MIDWOOD STATION BROOKLYN, NY 11230 (40.66057360743874, -73.94362550407162) | CA146997J | 7/5/05 | EXISTING ROCKMILLS MP-70 | 1 | 2.77 | 1997 | 2032 | DUAL FUEL | 11 to 15 years old | INDUSTRIAL COMB. MMG-28 | #4 | 21681 | 15177 | 3144 | 2201 |  |  | Walk-Up Apartments | 11 | 37000 | 1 | 5 | 39 | 39 | 1926
2032980038 | 2977 BAINBRIDGE AVENUE Bronx, NY 10458 (40.87100875238788, -73.88439297179421) | Con Edison | BAINBRIDGE TOWERS | BAINBRIDGE TOWERS, | 330 NEW YORK, NY 10040 (40.85809553188335, -73.92925548994884) | CA091095P | 7/5/05 | FEDERAL FST-70 | 1 | 2.77 | 1995 | 2030 | DUAL FUEL | 11 to 15 years old | I.C. MMG-30 | #4 | 21681 | 15177 | 3144 | 2201 |  |  | Elevator Apartments | 11 | 38627 | 1 | 6 | 37 | 37 | 1938
2033260118 | 15 MOSHOLU PARKWAY Bronx, NY 10467 (40.88007059105424, -73.88356733619341) | Con Edison | BB & BB MANAGEMENT | 15 E REALTY LLC | 1624 WEBSTER AVENUE BRONX, NY 10457 (40.84184033491622, -73.90412994919767) | CA095995Z | 7/5/05 | FEDERAL FST-70 (SP) | 1 | 2.77 | 1995 | 2030 | DUAL FUEL | 11 to 15 years old | INDUSTRIAL COMP. MMG-34 (P) | #4 | 21681 | 15177 | 3144 | 2201 |  |  | Loft Buildings | 11 | 31875 | 1 | 5 | 33 | 33 | 1924
2039770035 | 2435 FRISBY AVENUE Bronx, NY 10461 (40.83870193364633, -73.847792218877) | Con Edison | VERMOUNT EQUITIES LLC | GJONBALAJ MANAGEMENT, | 551 ELLSWORTH AVENUE BRONX, NY 10465 (40.8257204411584, -73.81515236845533) | CA225194L | 7/4/05 | FEDERAL FST-70 | 1 | 2.77 | 1994 | 2029 |  | 16 to 20 years old | 1C1 MMG-30 | #4 | 21681 | 15177 | 3144 | 2201 |  |  | Elevator Apartments | 13 | 41400 | 1 | 6 | 42 | 42 | 1929
2048250059 | 636 224 STREET Bronx, NY 10466 (40.88777573501158, -73.8630741595814) | Con Edison | VLYO REALTY LLC | VELYO REALTY CORP | 1624 WEBSTER AVENUE BRONX, NY 10457 (40.84184033491622, -73.90412994919767) | CB169206X | 7/5/05 | ROCKMILLS MP 4-69 (EXSTG) | 1 | 2.3 | 2006 | 2041 | DUAL FUEL | Fewer than 5 years old | ICI MMG-28 (NEW) | #4 | 21681 | 15177 | 3144 | 2201 |  |  | Educational Structures | 12 | 32820 | 1 | 5 | 35 | 35 | 1922
2032970049 | 2929 BRIGGS AVENUE Bronx, NY 10458 (40.87046654634686, -73.88683593564441) | Con Edison | FREEMAN MANAEMENT CORP | 2929 BRIGGS LLC | 225 34th STREET N Y, NEW YORK 10001 (40.75132814462002, -73.99133543478304) | CB218401Y | 7/6/05 | FEDERAL-FST-70 | 1 | 2.94 | 2001 | 2036 | DUAL FUEL | 5 to 10 years old | ICI-MMG-28 | #4 | 21680 | 15176 | 3144 | 2201 |  |  | Walk-Up Apartments | 11 | 32480 | 1 | 6 | 35 | 35 | 1959
2028650126 | 37 FEATHERBED LANE Bronx, NY 10452 (40.84602133427115, -73.91551939066419) | Con Edison | FEATHERBED ASSOC. LLC. | IDF MGMT. LLC | 498 BROOKLYN NY 11213 (40.67122516920625, -73.93644336636822) | CA132093J | 7/6/05 | FEDERAL FST-60 | 1 | 2.59 | 1993 | 2028 |  | 16 to 20 years old | INDUSTRIAL COMB. MMG-28 | #4 | 21608 | 15126 | 3133 | 2193 |  |  | Walk-Up Apartments | 16 | 46200 | 1 | 6 | 42 | 42 | 1929
2033540005 | 3200 DECATUR AVENUE Bronx, NY 10467 (40.87385039438449, -73.87552746175916) | Con Edison | ARGIRIOS ARMPIS | AVNI REALTY LLC |  | CA115389Y | 7/5/05 | ROCKMILLS MP90 | 1 | 3.7 | 1989 | 2024 |  | 21 to 26 years old | ICI MMG42P | #4 | 21500 | 15050 | 3118 | 2182 |  |  | Elevator Apartments | 11 | 49000 | 1 | 6 | 42 | 42 | 1936
2032860034 | 2580 BAINBRIDGE AVENUE Bronx, NY 10458 (40.86350470227166, -73.892684945367) | Con Edison | LEVITES REALTY | BAINBRIDGE ENTERPRISE | 190354 BROOKLYN NY 11219 (40.63277295540763, -73.99667681118586) | CA295192L | 7/6/05 | ROCKMILLS MP-50 | 1 | 2.03 | 1992 | 2027 |  | 16 to 20 years old | HEV-E OIL MMG 22 | #4 | 21353 | 14947 | 3096 | 2167 |  |  | Elevator Apartments | 15 | 24600 | 2 | 6 | 25 | 25 | 1927
2031960074 | 2264 DAVIDSON AVENUE Bronx, NY 10453 (40.85852747687718, -73.9049382453451) | Con Edison | HIGHBRIDGE REALTY LLC. | HIGHBRIDGE REALTY LLC | 620 AMAWALK NY 10501 (41.29280729272244, -73.76449950045156) | CA440189Z | 7/6/05 | FEDERAL FST 60 | 1 | 2.59 | 1989 | 2024 |  | 21 to 26 years old | ICI MMG-28 | #4 | 21352 | 14946 | 3096 | 2167 |  |  | Elevator Apartments | 14 | 22475 | 1 | 5 | 26 | 29 | 1924
2031890025 | 2485 MORRIS AVENUE Bronx, NY 10468 (40.8629674931054, -73.89948050962127) | Con Edison | B & B MANAGEMENT | HOME STREET LLC | 513 MIDWOOD STATION BROOKLYN, NY 11230 (40.66057360743874, -73.94362550407162) | CA201897L | 7/5/05 | FEDERAL FST-50 | 1 | 2.03 | 1997 | 2032 | DUAL FUEL | 11 to 15 years old | INDUSTRIAL COMB. MMG-22 | #4 | 21170 | 14819 | 3070 | 2149 |  |  | Walk-Up Apartments | 14 | 28448 | 1 | 5 | 37 | 38 | 1926
2045710025 | 3050 WALLACE AVENUE Bronx, NY 10467 (40.870119454684065, -73.86427460717121) | Con Edison | COCOZZA , ANN | 3050 WALLACE AVE INC | 203 SO COLUMBUS AVENUE MT VERNON, NY 10553 (40.909837790948544, -73.82196305066536) | CA006684Y | 7/6/05 | FEDERAL FST-50 | 1 | 2 | 1984 | 2019 |  | 26 to 30 years old | HEV-E-OIL AM4 1/2 DH | #4 | 21170 | 14819 | 3070 | 2149 |  |  | Elevator Apartments | 12 | 20760 | 1 | 5 | 28 | 31 | 1926
2032920097 | 314 201 STREET Bronx, NY 10458 (40.87078194995197, -73.88341046048629) | Con Edison | F.M.WEISS REALTY CORP. | JSM REALTY LLC | 198 BRONX NY 10461 (40.846960590359004, -73.840632836736) | CA030579M | 7/4/05 | ROCKMILLS MP 50 | 1 | 2 | 1979 | 2014 |  | 31 to 35 years old | HEV-E-OIL AM4DH | #4 | 21170 | 14819 | 3070 | 2149 |  |  | Elevator Apartments | 11 | 39200 | 1 | 6 | 32 | 32 | 1936
2038990013 | 1436 BEACH AVENUE Bronx, NY 10460 (40.83620270187975, -73.86696701451197) | Con Edison | PAAF REALTY CORP. | 1436 BEACH REALTY LLC | 1740 HONE AVENUE BRONX, NY 10461 (40.84807348158441, -73.85403894793876) | CA245985X | 7/4/05 | FEDERAL FST-50 | 1 | 3 | 1985 | 2020 |  | 21 to 26 years old | IND COMB MMG-22-P | #4 | 21170 | 14819 | 3070 | 2149 |  |  | Walk-Up Apartments | 18 | 24255 | 1 | 5 | 30 | 30 | 1930
2030560027 | 561 187 STREET Bronx, NY 10458 (40.85622612789843, -73.88876079751812) | Con Edison | POGGIO DARPI CORP/CASSINI-OWNE | POGGIO DARPI CORP | 21 40 FRANCIS LEWIS BOULEVARD WHITESTONE, NY 11357 (40.78628404147537, -73.81123206101074) | CA062683Z | 7/5/05 | ROCKMILLS R-54 | 1 | 2 | 1983 | 2018 |  | 26 to 30 years old | HEV-E-OIL AM4-DH | #4 | 21170 | 14819 | 3070 | 2149 |  |  | Utility Bureau | 15 | 25500 | 1 | 6 | 35 | 37 | 1915
2028070070 | 2015 CRESTON AVENUE Bronx, NY 10453 (40.85198305177832, -73.90558334902948) | Con Edison | LEIST,FRED | FRED LEIST | 3857 KINGS HIGHWAY BROOKLYN, NY 11234 (40.62264227948741, -73.93649131648931) | CA528585R | 7/5/05 | PACIFIC 8671 | 1 | 12.18 | 1985 | 2020 |  | 21 to 26 years old | I.C.I DEG 84P | #6 | 21080 | 14756 | 3162 | 2213 | Yes | 2017 | Loft Buildings | 14 | 68000 | 1 | 6 | 67 | 67 | 1939
2028320004 | 1410 GRAND Bronx, NY 10456 (40.8304366800088, -73.9077651995043) | Con Edison | 1410 GRAND CONCOURSE REALTY | 1410 HOLDING LLC | 314 MCDONALD AVENUE BROOKLYN, NY 11218 (40.64645924920414, -73.9801659240397) | CA022895Y | 7/5/05 | FEDERAL FST-70 | 1 | 2.77 | 1995 | 2030 | DUAL FUEL | 11 to 15 years old | ICI MMG-34 (P) | #4 | 21000 | 14700 | 3045 | 2132 |  |  | Elevator Apartments | 16 | 30430 | 1 | 5 | 35 | 35 | 1916
2031640011 | 2320 CRESTON AVENUE Bronx, NY 10468 (40.858430575659185, -73.90049951769456) | Con Edison | KIKKO PROPERTIES INC. | KIKKO PROPERTIES, INC | 387 YONKES NY 10710 (40.96800743479531, -73.84691481076987) | CA302789R | 7/6/05 | ROCKMILLS MP80 | 1 | 3.1 | 1989 | 2024 |  | 21 to 26 years old | ICI MMG34P | #4 | 21000 | 14700 | 3045 | 2132 |  |  | Elevator Apartments | 14 | 39654 | 1 | 6 | 43 | 43 | 1936
2042880045 | 2125 HOLLAND AVENUE Bronx, NY 10462 (40.85402477102288, -73.86580430713107) | Con Edison | MARTIN TENEBAUM | 2125 LLC | 5600A BROADWAY BRONX, NY 10472 (40.87943056565291, -73.90428356958549) | CA248971Z | 7/6/05 | ROCKMILLS MP 125 | 1 | 4.7 | 1971 | 2010 |  | 36 - 40 year old | IRON FIREMAN A06-6.3 | #6 | 21000 | 14700 | 3150 | 2205 | Yes | 2018 | Walk-Up Apartments | 13 | 65418 | 1 | 6 | 65 | 65 | 1939
2050470006 | 4360 FURMAN AVENUE Bronx, NY 10466 (40.8971275412153, -73.85416982404126) | Con Edison | NORWAX ASSOCIATES INC | 4360 FURMAN AVE ASSOC | 825 233RD STREET BRONX, NY 10466 (40.89221310483329, -73.85355883486339) | CA053674M | 7/5/05 | FEDERAL FR2-500 | 1 | 2.6 | 1974 | 2010 |  | 36 - 40 year old | HEVE-OIL AM 412 | #4 | 21000 | 14700 | 3045 | 2132 |  |  | Elevator Apartments | 11 | 26280 | 1 | 4 | 27 | 27 | 1931
2025810026 | 537 TINTON AVENUE Bronx, NY 10455 (40.81257347977554, -73.90641088842374) | Con Edison | RALPH LANGSAM ASSOCIATES | HAZY REALTY CORP | 1601 BRONXDALE AVENUE BRONX, NY 10462 (40.84351657306597, -73.85691921749257) | CA256189Z | 7/6/05 | FEDERAL FST 70 | 1 | 2.8 | 1989 | 2024 |  | 21 to 26 years old | IND COMB MMG-28 | #4 | 21000 | 14700 | 3045 | 2132 |  |  | Elevator Apartments | 17 | 14900 | 1 | 5 | 21 | 21 | 1910
2026960103 | 900 163 STREET Bronx, NY 10459 (40.820982718164565, -73.89817363296467) | Con Edison | LOUCADO REALTY CORP | LOUCADO REALTY CORP. | 900 163 STREET BRONX, NY 10459 (40.820982718164565, -73.89817363296467) | CA224092X | 7/5/05 | FEDERAL FST-60 | 1 | 2.59 | 1992 | 2027 |  | 16 to 20 years old | IND. COMB MMG-28 (P) | #4 | 20933 | 14653 | 3035 | 2125 |  |  | Elevator Apartments | 17 | 26809 | 1 | 5 | 27 | 31 | 1925
2033140051 | 2701 GRAND Bronx, NY 10468 (40.86785065240455, -73.89951166617763) | Con Edison | 2701 GRAND ASSOCIATES LLC. | 2701 GRAND ASSOCIATES | 190354 BROOKLYN NY 11219 (40.63277295540763, -73.99667681118586) | CA499185H | 7/5/05 | ROCKMILLS MP-150 | 1 | 6.3 | 1985 | 2020 |  | 21 to 26 years old | I.C.I. DEG-63P | #6 | 20800 | 14560 | 3120 | 2184 | Yes | 2014 | Elevator Apartments | 15 | 93000 | 2 | 6 | 65 | 65 | 1924
2033280171 | 3535 ROCHAMBEAU AVENUE Bronx, NY 10467 (40.88227966288204, -73.87910527263502) | Con Edison | GOLD ASSOCIATE/D&S MGMT. | AL-ED MANAGEMENT CORP | 3015 PERRY AVE BRONX, NY 10458 (40.87096786390404, -73.88270896684101) | CA355494Z | 7/5/05 | EASTMOND/FEDERAL FST-175 | 1 | 5.81 | 1994 | 2029 | DUAL FUEL | 16 to 20 years old | INDUSTRIAL COMB. DEG-84 (P) | #4 | 20704 | 14493 | 3002 | 2101 | Yes | 2018 | Elevator Apartments | 11 | 85094 | 1 | 6 | 84 | 85 | 1962
2026230188 | 626 TRINITY AVENUE Bronx, NY 10455 (40.81506313303926, -73.90939812938005) | Con Edison | 625 JACKSON REALTY CO. LLC. | 625 JACKSON REALTY CO | 1679 WHITE PLAINS NY 10602-2023 (41.02768599970915, -73.77355800000169) | CA150089X | 7/6/05 | FEDERAL FST80 | 1 | 3.1 | 1989 | 2024 |  | 21 to 26 years old | ICI MMG34P | #4 | 20500 | 14350 | 2972 | 2081 |  |  | Elevator Apartments | 17 | 38220 | 1 | 6 | 42 | 42 | 1913
2032900065 | 319 197 STREET Bronx, NY 10458 (40.86684144186102, -73.88900808050674) | Con Edison | 1071 HOME CORP. | 319 EAST 197 LLC | 590 BRONX NY 10463 (40.88187196282087, -73.91120748054078) | CB048803L | 7/4/05 | FEDERAL PLW-60 (NEW) | 1 | 2.01 | 2003 | 2038 | DUAL FUEL | 5 to 10 years old | ICI MMG-28 (NEW) | #4 | 20258 | 14181 | 2937 | 2056 |  |  | Condominiums | 15 | 28750 | 1 | 5 | 30 | 30 | 1913
2031720040 | 2301 CRESTON AVENUE Bronx, NY 10468 (40.857956446442806, -73.90086148131104) | Con Edison | 2301 LLC | CRESTON 2301 LLC C/O |  | CB011206N | 7/5/05 | FEDERAL FST 60 (NEW) | 1 | 2 | 2006 | 2041 | DUAL FUEL | Fewer than 5 years old | ICI MMG 28 (NEW) | #4 | 20258 | 14181 | 2937 | 2056 |  |  | Elevator Apartments | 14 | 28219 | 1 | 5 | 29 | 36 | 1921
2028690148 | 2005 GRAND AVENUE Bronx, NY 10453 (40.85347799634134, -73.9099307571371) | Con Edison | 2346 HOLDING COPR. | 2246 HOLDING CORP | 191024 BROOKLYN NY 11219 (40.63277295540763, -73.99667681118586) | CB018707K | 7/6/05 | ROCKMILLS-MP-60 (EXISTING) | 1 | 2 | 2007 | 2042 | DUAL FUEL | Fewer than 5 years old | ICI MMG-28 (NEW) | #4 | 20258 | 14181 | 2937 | 2056 |  |  | Walk-Up Apartments | 14 | 25000 | 1 | 5 | 30 | 30 | 1925
2026830049 | 555 SOUTHERN BOULEVARD Bronx, NY 10455 (40.81232085931669, -73.90358205554355) | Con Edison | 555 SOUTHERN LLC | 555 SOUTHERN LLC | 040211 BROOKLYN N Y 11204 (40.619055848049015, -73.98479859887618) | CB056101P | 7/5/05 | FEDERAL FST-60 | 1 | 2.59 | 2001 | 2036 | DUAL FUEL | 5 to 10 years old | ICI- MMG 28 | #4 | 20258 | 14181 | 2937 | 2056 |  |  | Walk-Up Apartments | 17 | 22740 | 1 | 6 | 28 | 28 | 1906
2026230205 | 625 JACKSON AVENUE Bronx, NY 10455 (40.81531568471197, -73.90838175064054) | Con Edison | 626 JACKSON REALTY CO. LLC. | 625 JACKSON REALTY CO | 625 JACKSON AVE BRONX, NY 10455 (40.81531568471197, -73.90838175064054) | CB183202J | 7/4/05 | FEDERAL FST-60 | 1 | 2.07 | 2002 | 2037 | DUAL FUEL | 5 to 10 years old | INDUSTRIAL COMBUSTION MMG-28 | #4 | 20258 | 14181 | 2937 | 2056 |  |  | Elevator Apartments | 17 | 30216 | 1 | 6 | 40 | 40 | 1913
2024570007 | 1228 GRAND Bronx, NY 10456 (40.834200217281854, -73.91458032698364) | Con Edison | BEMET REALTY CORP. | BEMET REALTY CORP | 2562 BRIGGS AVENUE BRONX, NY 10456 (40.863915448232135, -73.89343797788628) | CB148806R | 7/5/05 | FEDERAL FST - 60 (NEW) | 1 | 2 | 2006 | 2041 | DUAL FUEL | Fewer than 5 years old | ICI MMG-28 (NEW) | #4 | 20258 | 14181 | 2937 | 2056 |  |  | Walk-Up Apartments | 16 | 28695 | 1 | 5 | 30 | 30 | 1917
2028020066 | 233 176 STREET Bronx, NY 10457 (40.84751226657057, -73.90542330236421) | Con Edison | FORDHAM STUDIO CO. LLC | FORDHAM STUDIOS CO LL | 2562 BRIGGS AVENUE BRONX, NY 10457 (40.863915448232135, -73.89343797788628) | CB067508K | 7/4/05 | FEDERAL FST -60 (NEW) | 1 | 2 | 2008 | 2043 | DUAL FUEL | Fewer than 5 years old | ICI MMG - 28 (NEW) | #4 | 20258 | 14181 | 2937 | 2056 |  |  | Elevator Apartments | 14 | 11360 | 1 | 4 | 16 | 16 | 1912
2027630136 | 754 MANIDA STREET Bronx, NY 10474 (40.81556699332141, -73.8886437974221) | Con Edison | ISRAEL GREENBERG,COURT RECEIVE | AP-AMSTERDAM 754 MANI | 70 55TH ST BRONX, NY 10022 (40.760591179414234, -73.97244665974014) | CA122698N | 7/6/05 | FEDERAL FST-60 | 1 | 2.59 | 1998 | 2033 | DUAL FUEL | 11 to 15 years old | INDUSTRIAL COMBUSTION MMG-28 | #4 | 20258 | 14181 | 2937 | 2056 |  |  | Walk-Up Apartments | 17 | 29424 | 1 | 6 | 38 | 38 | 1922
2033170039 | 2725 MORRIS AVENUE Bronx, NY 10468 (40.86827537043285, -73.8953727996571) | Con Edison | MORRIS AVE REALTY,L.P. | MORRIS AVENUE REALTY | 2130 BROADWAY NEW YORK, NY 10023 (40.78069165240327, -73.98124255715014) | CA104597P | 7/4/05 | ROCKMILLS MP 70 | 1 | 2.59 | 1997 | 2032 | DUAL FUEL | 11 to 15 years old | INDUSTRIAL COMB. MMG-30 | #4 | 20258 | 14181 | 2937 | 2056 |  |  | Condominiums | 15 | 31350 | 1 | 5 | 38 | 38 | 1922
2032020055 | 2607 JEROME AVENUE Bronx, NY 10468 (40.86604195936876, -73.89854597289296) | Con Edison | NEW START MGMT.IV LLC | 2607 JEROME D, LLC | 155 HARTSDALE N Y 10530 (41.022122898752855, -73.80866415932343) | CB063801J | 7/5/05 | FEDERAL FST 60 | 1 | 2.52 | 2001 | 2036 | DUAL FUEL | 5 to 10 years old | INDUSTRIAL COMB MMG-28 | #4 | 20258 | 14181 | 2937 | 2056 |  |  | Condominiums | 14 | 32000 | 1 | 5 | 26 | 26 | 1915
2033050023 | 2888 GRAND Bronx, NY 10458 (40.86260132868841, -73.88479001504714) | Con Edison | OLINBARK REALTY COMPANY INC. | OLINBARK RLTY CO INC | 817 YONKERS NY 10704 (40.92135262717308, -73.8624832788796) | CA215096Z | 7/7/05 | ROCKMILLS MP-60 | 1 | 2.59 | 1996 | 2031 | DUAL FUEL | 11 to 15 years old | INDUSTRIAL COMB. MMG-28 | #4 | 20258 | 14181 | 2937 | 2056 |  |  | Loft Buildings | 15 | 42300 | 1 | 6 | 30 | 30 | 1928
2048350054 | 634 233 STREET Bronx, NY 10466 (40.894055610008266, -73.85971931495229) | Con Edison | V. T. S. REALTY | V.T.S. PROPERTIES INC | 92 BRONX NY 10461 (40.846960590359004, -73.840632836736) | CB015808Y | #N/A | FEDERAL FST - 60 (EXSTG) | 1 | 2 | 2008 | 2043 | DUAL FUEL | Fewer than 5 years old | ICI MMG - 28 (NEW) | #4 | 20258 | 14181 | 2937 | 2056 |  |  | Elevator Apartments | 12 | 30935 | 1 | 5 | 36 | 36 | 1932
2033080040 | 207 202 STREET Bronx, NY 10458 (40.873258880372, -73.88663069774357) | Con Edison | WEEHAWKEN ESTATES CO | WEEHAWKEN ESTATES CO | 4422 BROADWAY MANHATTAN, NY 10040 (40.855441766919576, -73.93324681471678) | CA090896K | 7/6/05 | FEDERAL FST-70 | 1 | 2.59 | 1996 | 2031 | DUAL FUEL | 11 to 15 years old | I.C. MMG-30 | #4 | 20258 | 14181 | 2937 | 2056 |  |  | Elevator Apartments | 11 | 34990 | 1 | 6 | 31 | 31 | 1936
2044240033 | 630 MACE AVENUE Bronx, NY 10467 (40.86323290483408, -73.86981431327614) | Con Edison | THE EL DORADO | 630 MACE AVENUE ASSOC | 45 RYE RD RYE, NY 10580 (40.95007221355331, -73.711763612733) | CA296493J | 7/7/05 | ROCKMILLS MP-70 | 1 | 2.8 | 1993 | 2028 |  | 16 to 20 years old | ICI MEG-34 | #4 | 20250 | 14175 | 2936 | 2055 | Yes | 2014 | Walk-Up Apartments | 15 | 58715 | 1 | 6 | 45 | 45 | 1962
2031640001 | 2298 CRESTON AVENUE Bronx, NY 10468 (40.8578842599905, -73.90082498234825) | Con Edison | 2298 CRESTON REALTY CORP. | CRESTON HILLS 26 LLC | 36 37TH STREET N Y, NEW YORK 10018 (40.75093188748902, -73.98465884853013) | CB150400J | 7/4/05 | ROCKMILLS MP-60 | 1 | 2.59 | 2000 | 2035 | DUAL FUEL | 5 to 10 years old | IND.COMB. MMG-28 | #4 | 20250 | 14175 | 2936 | 2055 |  |  | Cultural & Public Assembly | 14 | 33255 | 1 | 5 | 28 | 32 | 1916
2033170051 | 2693 MORRIS AVENUE Bronx, NY 10468 (40.86769437570486, -73.89584005467644) | Con Edison | 2693 REALTY CO. LLC | KAYLA REALTY LLC | 825 233 STREET N Y 10466 (40.89221310483329, -73.85355883486339) | CB022102H | 7/6/05 | ROCKMILLS MP-60 | 1 | 2.59 | 2002 | 2037 | DUAL FUEL | 5 to 10 years old | ICI MMG-28 | #4 | 20250 | 14175 | 2936 | 2055 |  |  | Walk-Up Apartments | 15 | 35770 | 1 | 5 | 32 | 32 | 1922
2025170035 | 1277 SHAKESPEARE AVENUE Bronx, NY 10452 (40.83915107799505, -73.9226991161284) | Con Edison | 1277 SHAKESPEARE REALTY CORP. | 1277 SHAKESPEARE AVE | 040211 BROOKLYN NY 11204 (40.619055848049015, -73.98479859887618) | CA248194N | 7/5/05 | FEDERAL FST-60 | 1 | 2.59 | 1994 | 2029 | DUAL FUEL | 16 to 20 years old | INDUSTRIAL COMBUSTION MMG-30 | #4 | 20166 | 14116 | 2924 | 2047 |  |  | Elevator Apartments | 16 | 32300 | 1 | 5 | 33 | 33 | 1917
2025280046 | 1201 DR M L KING JR BOULEVARD Bronx, NY 10452 (40.83772426336412, -73.9233322114124) | Con Edison | 1201 LLC | 1201 UNIVERSITY REALT | 2855 GRAND BRONX, NY 10468 (40.86785065240455, -73.89951166617763) | CA041986N | 7/5/05 | ROCKMILLS MP60 | 1 | 2.1 | 1986 | 2021 |  | 21 to 26 years old | ICI MMG 28P | #4 | 20000 | 14000 | 2900 | 2030 |  |  | Walk-Up Apartments | 16 | 33425 | 1 | 5 | 34 | 34 | 1927
2029680029 | 1272 UNION AVENUE Bronx, NY 10459 (40.830720301615486, -73.89864239325819) | Con Edison | 1272 UNION REALTY LLC | 1272 UNION REALTY LLC | 1601 BRONXDALE AVE BRONX, NY 10462 (40.84351657306597, -73.85691921749257) | CA281890L | 7/7/05 | ROCKMILLS MP40 | 1 | 1.72 | 1990 | 2025 |  | 16 to 20 years old | ICI MMG-22 | #4 | 20000 | 14000 | 2900 | 2030 |  |  | Walk-Up Apartments | 16 | 17625 | 1 | 5 | 26 | 26 | 1915
2041320017 | 1841 WILLIAMSBRIDGE ROAD Bronx, NY 10461 (40.85109985893528, -73.85203289061612) | Con Edison | 1841 WILLIAMSBRIDGE LLC | 1841 WILLIAMSBRIDGE | 1841 WILLAMSBRIDGE ROAD BRONX, NY 10461 (40.85109985893528, -73.85203289061612) | CA294292Y | 7/5/05 | ROCKMOLLS MP-40 | 1 | 1.57 | 1992 | 2027 |  | 16 to 20 years old | I.C.I. MMG 14 | #4 | 20000 | 14000 | 2900 | 2030 |  |  | Elevator Apartments | 13 | 19404 | 1 | 3 | 29 | 29 | 1962
2028050056 | 1881 GRAND Bronx, NY 10453 (40.85004973775229, -73.91295466839004) | Con Edison | 1881 INC. | 1881 GRAND CONCOURSE | 2855 GRAND BRONX, NY 10468 (40.86785065240455, -73.89951166617763) | CA173285P | 7/7/05 | ROCKMILLS MP30 | 1 | 1.41 | 1985 | 2020 |  | 21 to 26 years old | ICI MMG 14 | #4 | 20000 | 14000 | 2900 | 2030 |  |  | Elevator Apartments | 14 | 23760 | 1 | 6 | 18 | 20 | 1927
2032110042 | 2240 DR M L KING JR BOULEVARD Bronx, NY 10453 (40.852786838341956, -73.91342678431863) | Con Edison | 2240 LLC | 2240 LLC | 5676 RIVERDALE AVE BRONX, NY 10471 (40.90603192863733, -73.90429477417916) | CA392087Y | 7/6/05 | FEDERAL FST 60 | 1 | 2.59 | 1987 | 2022 |  | 21 to 26 years old | ICI MMG 28P | #4 | 20000 | 14000 | 2900 | 2030 |  |  | Walk-Up Apartments | 14 | 30000 | 1 | 6 | 32 | 32 | 1942
2030500066 | 2285 BATHGATE AVENUE Bronx, NY 10457 (40.85452829812832, -73.89192450934857) | Con Edison | BATH LLC. | BATHGATE LLC | 5676 RIVERDALE AVENUE BRONX, NY 10471 (40.90603192863733, -73.90429477417916) | CA580986X | 7/6/05 | FEDERAL FST 80 | 1 | 3.43 | 1986 | 2021 |  | 21 to 26 years old | ICI MMG 34 P | #4 | 20000 | 14000 | 2900 | 2030 |  |  | Walk-Up Apartments | 15 | 39310 | 1 | 6 | 37 | 41 | 1937
2033200031 | 15 199 STREET Bronx, NY 10468 (40.872317119656906, -73.88966332389322) | Con Edison | FABER REALTY CORP. | GLM ASSOCIATES, INC. | 0396 BROOKLYN NY 11219 (40.63277295540763, -73.99667681118586) | CA251784K | 7/6/05 | ROCKMILLS MP50 | 1 | 2 | 1984 | 2019 |  | 26 to 30 years old | ICI MMG 22 | #4 | 20000 | 14000 | 2900 | 2030 |  |  | Elevator Apartments | 11 | 27000 | 1 | 5 | 31 | 31 | 1912
2028120003 | 223 179 STREET Bronx, NY 10457 (40.85101128960686, -73.90407057938691) | Con Edison | FOUR BROTHERS REALTY | ZEF KALAJ | 3041 CRUGER AVE BRONX, NY 10467 (40.87007249937218, -73.86623242084146) | CA127582Y | 7/4/05 | ROCKMILLS MP60 | 1 | 1 | 1982 | 2017 |  | 26 to 30 years old | ICI AMG-4 3/4 | #4 | 20000 | 14000 | 2900 | 2030 |  |  | Elevator Apartments | 14 | 25500 | 1 | 5 | 31 | 31 | 1920
2031580011 | 2246 GRAND Bronx, NY 10457 (40.84579837129786, -73.89832418681175) | Con Edison | GREISMAN B | 2246 HOLDING CORP | 191024 BROOKLYN NY 11219 (40.63277295540763, -73.99667681118586) | CA177282H | 7/5/05 | ROCKMILLS MP60 | 1 | 2.3 | 1982 | 2017 |  | 26 to 30 years old | ICI AMG4 3/4 | #4 | 20000 | 14000 | 2900 | 2030 |  |  | Walk-Up Apartments | 15 | 17970 | 1 | 5 | 21 | 23 | 1915
2032280005 | 1900 HENNESSY PLACE Bronx, NY 10453 (40.85422097987197, -73.91538917571485) | Con Edison | HENNESSEY MEWS ASSOC. | HENNESSEY REALTY LLC | 191024 BROOKLYN NY 11219 (40.63277295540763, -73.99667681118586) | CA367987P | 7/4/05 | FEDERAL FST 50 | 1 | 2.14 | 1987 | 2022 |  | 21 to 26 years old | ICI MMG 22 | #4 | 20000 | 14000 | 2900 | 2030 |  |  | Loft Buildings | 14 | 39400 | 1 | 5 | 35 | 39 | 1925
2031990053 | 2386 DAVIDSON AVENUE Bronx, NY 10468 (40.86121494436849, -73.903280691265) | Con Edison | JED MAMAGEMENT REALTY LLC | JED MANAGEMENT REALTY | 117 WOODLAWN STA BRONX, NY 10470 (40.90012797192844, -73.8712277502604) | CA159189Y | 7/6/05 | FEDERAL FST70 | 1 | 2.59 | 1989 | 2024 |  | 21 to 26 years old | ICI MMG-30 | #4 | 20000 | 14000 | 2900 | 2030 |  |  | Office Buildings | 14 | 37200 | 1 | 6 | 37 | 37 | 1938
2026910112 | 1029 HALL PLACE Bronx, NY 10459 (40.82449535108113, -73.89781945610515) | Con Edison | LINDA WAXMAN/AGENT | HALL REALTY LLC | 1955 SEDGWICK AVENUE BRONX, NY 10453 (40.85639197814418, -73.91631988565614) | CA323590M | 7/7/05 | FEDERAL FST70 | 1 | 2.94 | 1990 | 2025 |  | 16 to 20 years old | ICI MMG28 | #4 | 20000 | 14000 | 2900 | 2030 |  |  | Elevator Apartments | 17 | 23997 | 1 | 5 | 32 | 32 | 1907
2032820001 | 2630 MARION AVENUE Bronx, NY 10458 (40.864143481992514, -73.89124257872798) | Con Edison | MARION 2630 LLC C/O CHESTNUT HOLDINGS | MARION 2630 LLC | 5676 RIVERDALE AVE BRONX, NY 10471 (40.90603192863733, -73.90429477417916) | CA415588L | 7/5/05 | FEDERAL FST 70 | 1 | 2.9 | 1988 | 2023 |  | 21 to 26 years old | ICI MM30 | #4 | 20000 | 14000 | 2900 | 2030 |  |  | Elevator Apartments | 15 | 44322 | 1 | 6 | 45 | 49 | 1924
2027160034 | 900 167 STREET Bronx, NY 10459 (40.82606139642748, -73.89537299839637) | Con Edison | MARTIN KILZNER | OMEGA PROPERTIES LLC | 300513 MIDWOOD STATION BROOKLYN, NY 11230 (40.62192951023877, -73.96551106018723) | CA073488R | 7/7/05 | ROCKMILLS MP 60 | 1 | 2.6 | 1988 | 2023 |  | 21 to 26 years old | ICI MMG 28 | #4 | 20000 | 14000 | 2900 | 2030 |  |  | Walk-Up Apartments | 17 | 22770 | 1 | 6 | 28 | 31 | 1924
2031730027 | 2442 MORRIS AVENUE Bronx, NY 10468 (40.861724834533916, -73.89982411775748) | Con Edison | MASTER MANAGEMENT | 2442 MORRIS AVENUE AS | 2442X MORRIS AVE BRONX, NY 10468 (40.861724834533916, -73.89982411775748) | CA133788K | 7/7/05 | ROCKMILLS MP 60 | 1 | 2.3 | 1988 | 2023 |  | 21 to 26 years old | ICI MMG 28 | #4 | 20000 | 14000 | 2900 | 2030 |  |  | Condominiums | 14 | 18885 | 1 | 5 | 28 | 28 | 1921
2031860027 | 2205 WALTON AVENUE Bronx, NY 10453 (40.8565574570151, -73.90394286548177) | Con Edison | NEW LINE REALTY/IX CORP. | 2205 RIVER LLC | 2205 WALTON AVENUE BRONX, NY 10468 (40.85846442756822, -73.90277346353027) | CA073388J | 7/7/05 | ROCKMILLS MP 60 | 1 | 2.6 | 1988 | 2023 |  | 21 to 26 years old | ICI MMG 30 | #4 | 20000 | 14000 | 2900 | 2030 |  |  | Condominiums | 14 | 29242 | 1 | 5 | 31 | 31 | 1925
2057000087 | 226 KIMBERLY PLACE Bronx, NY 10463 (40.877731372449574, -73.90576548722044) | Con Edison | NIKITAS DRAKOTOS | KIMBERLY PLACE REALTY | 5047 BROADWAY MANHATTAN, NY 10034 (40.86993967516595, -73.9158173039735) | CA378587J | 7/6/05 | FEDERAL FST 70 | 1 | 2.59 | 1987 | 2022 |  | 21 to 26 years old | ICI MMG 30 | #4 | 20000 | 14000 | 2900 | 2030 |  |  | Walk-Up Apartments | 11 | 46053 | 1 | 6 | 41 | 41 | 1927
2028070022 | 1985 CRESTON AVENUE Bronx, NY 10453 (40.850981523934124, -73.90648187855237) | Con Edison | P.W.B.MGMT | 1985 CRESTON AVE HSNG | 2003 WALTON AVE BRONX, NY 10453 (40.85234956476543, -73.90752369395454) | CA195290R | 7/7/05 | FEDERAL FST 90 | 1 | 3.7 | 1990 | 2025 |  | 16 to 20 years old | ICI MMG 42P | #4 | 20000 | 14000 | 2900 | 2030 |  |  | Elevator Apartments | 14 | 37960 | 1 | 5 | 41 | 41 | 1920
2023710023 | 1158 WASHINGTON AVENUE Bronx, NY 10456 (40.82909908320845, -73.90811800352624) | Con Edison | SCHMIDT,FRED | JUNROSS REALTY INC. | 727 UNION AVENUE BRONX, NY 10455 (40.81728004635797, -73.90372889754933) | CA368388H | 7/5/05 | FEDERAL FST 60 | 1 | 2.32 | 1988 | 2023 |  | 21 to 26 years old | ICI MMG 28 | #4 | 20000 | 14000 | 2900 | 2030 |  |  | Office Buildings | 16 | 34025 | 1 | 5 | 25 | 32 | 1918
2059080203 | 645 239 STREET Bronx, NY 10463 (40.88975507934834, -73.91267102554981) | Con Edison | WEST 239 OWNERS INC | WEST 239TH OWNERS, IN | 279 231 STREET BRONX, NY 10463 (40.880419334248025, -73.9076260517666) | CA228489M | 7/6/05 | FEDERAL FST100 | 1 | 4.2 | 1989 | 2024 |  | 21 to 26 years old | ICI MEG42S | #6 | 20000 | 14000 | 3000 | 2100 | Yes | 2018 | Churches, Synagogues, etc. | 11 | 59766 | 1 | 6 | 43 | 43 | 1953 |  | YES
2050430001 | 4305 FURMAN AVENUE Bronx, NY 10466 (40.895512888258146, -73.85520524107758) | Con Edison | 4305 FURMAN ASSOC.L.L.C, C/O ALAN WASSERMAN | 4305 FURMAN ASSOCIATE | 145 HUGNOT STREET NEW ROCHELLE, NY 10801 (40.917986535550256, -73.78529555654467) | CA050197P | 7/4/05 | FEDERAL FST-60 | 1 | 2.59 | 1997 | 2032 | DUAL FUEL | 11 to 15 years old | I.C.I. MMG-28 | #4 | 19980 | 13986 | 2897 | 2028 |  |  | Elevator Apartments | 11 | 34440 | 1 | 6 | 43 | 43 | 1928
2029330029 | 1372 FRANKLIN AVENUE Bronx, NY 10456 (40.833338103365634, -73.9007112846625) | Con Edison | 1372 FRANKLIN AVENUE HDFC | 1372 FRANKLIN AVE HSG | 850 BRONX RIVER ROAD YONKERS, NY 10708 (40.92713623295677, -73.84319071815916) | CB403805M | 7/6/05 | FEDERAL FST-90 (NEW) | 1 | 3.01 | 2005 | 2040 | DUAL FUEL | 5 to 10 years old | ICI MMG-42P (NEW) | #4 | 19950 | 13965 | 2893 | 2025 |  |  | Elevator Apartments | 16 | 48852 | 1 | 6 | 48 | 48 | 1931
2028020003 | 1848 MONROE AVENUE Bronx, NY 10457 (40.84780909115369, -73.9061994567592) | Con Edison | 1848 MONROE REALTY CORP. | 1848 MONROE CORP | 2252 NEW BOLD AVE BRONX, NY 10463 (40.83356188325323, -73.84973960302143) | CA360692X | 7/6/05 | ROCKMILLS MP-50 | 1 | 2.14 | 1992 | 2027 |  | 16 to 20 years old | ICI MMG-22 | #4 | 19856 | 13899 | 2879 | 2015 |  |  | Walk-Up Apartments | 14 | 22500 | 1 | 5 | 26 | 26 | 1915
2033040126 | 206 198 STREET Bronx, NY 10458 (40.869921328540734, -73.89063946216608) | Con Edison | 210 E. 198 ST. CORP. | 210 EAST 198TG STREET | 1378 CONEY ISLAND AVE BROOKLYN, NY 11230 (40.6239432926486, -73.96510226368581) | CA388584N | 7/7/05 | FEDERAL FST-50 | 1 | 2.1 | 1984 | 2019 |  | 26 to 30 years old | HEVE MMG-22P | #4 | 19710 | 13797 | 2858 | 2001 |  |  | Elevator Apartments | 15 | 33048 | 1 | 6 | 26 | 29 | 1923
2025080043 | 1001 ANDERSON AVENUE Bronx, NY 10452 (40.832177322948766, -73.92726105748596) | Con Edison | H.D.F. C/ANTONIA DIAZ | MALENA, CLAUDIO | 733 YONKERS AVE YONKERS, NY 10704 (40.92365098316586, -73.86577167165724) | CA081880L | 7/7/05 | FEDERAL FST-50 | 1 | 1.8 | 1980 | 2015 |  | 26 to 30 years old | HEV-E-OIL AM4DH | #4 | 19710 | 13797 | 2858 | 2001 |  |  | Walk-Up Apartments | 17 | 20057 | 1 | 6 | 22 | 22 | 1922
2057550025 | 3240 KINGSBRIDGE AVENUE Bronx, NY 10463 (40.88172338863214, -73.90468376443188) | Con Edison | VINNICK REALTY MGMT | VINNICK REALTY CORP | 14 GUNTHER AVENUE YONKERS, NY 10704 (40.93391841569001, -73.86176495390865) | CA067994Z | 7/4/05 | FEDERAL FST-50 | 1 | 2 | 1994 | 2029 |  | 16 to 20 years old | HEVE MMG-22 (P) | #4 | 19710 | 13797 | 2858 | 2001 |  |  | Elevator Apartments | 11 | 30000 | 1 | 6 | 36 | 36 | 1929
2029440005 | 657 CROTONA PARK Bronx, NY 10457 (40.84254373588088, -73.89464966254566) | Con Edison | CROTONA CORP. | 653-657 LLC | 572 YONKERS NY 10710 (40.96800743479531, -73.84691481076987) | CA091792K | 7/5/05 | FEDERAL FST-60 | 1 | 2.59 | 1992 | 2027 |  | 16 to 20 years old | IND. COMB. MMG-28 | #4 | 19582 | 13708 | 2839 | 1988 |  |  | Elevator Apartments | 15 | 30444 | 1 | 6 | 27 | 27 | 1923
2032130080 | 2497 GRAND AVENUE Bronx, NY 10468 (40.864466667347216, -73.9020622918197) | Con Edison | NICHOLAS HAROS | GORE CREEK 2497, LLC |  | CA250887Z | 7/5/05 | FEDERAL FST 70 | 1 | 2.6 | 1987 | 2022 |  | 21 to 26 years old | ICI MMG 30 | #4 | 19500 | 13650 | 2828 | 1979 |  |  | Elevator Apartments | 14 | 36000 | 1 | 5 | 37 | 37 | 1920
2031560155 | 2105 RYER AVENUE Bronx, NY 10457 (40.853321967861426, -73.90074281520045) | Con Edison | RYER REALTY CORP. | RYER AVE REALTY COMPA | 300791 BROOKLYN NY 11230 (40.62192951023877, -73.96551106018723) | CA520286K | 7/6/05 | BEST 4B-90 | 1 | 3.7 | 1986 | 2021 |  | 21 to 26 years old | I.C.I. MM 42 P | #4 | 19418 | 13593 | 2816 | 1971 |  |  | Elevator Apartments | 14 | 41735 | 1 | 5 | 53 | 53 | 1927
2030990019 | 2174 CROTONA AVENUE Bronx, NY 10457 (40.8502020260805, -73.88652368438295) | Con Edison | UNIV EQUITIES/A.WASSERMAN | MP & LP REALTY LLC | 145 HUGUENOT NEW ROCHELLE, NY 10801 (40.91319235913511, -73.77945045104241) | CA306168M | 7/6/05 | SPENCER FPC-1210 | 1 | 1.9 | 1968 | 2010 |  | 41 - 45 years old | ICI AM4DH | #4 | 19300 | 13510 | 2798 | 1959 |  |  | Elevator Apartments | 15 | 17834 | 1 | 5 | 21 | 21 | 1924
2037710066 | 1227 WHEELER AVENUE Bronx, NY 10472 (40.829226438741394, -73.88031955468014) | Con Edison | MERCEDES APONTE | FELIX APONTE | 1327 SOUNDVIEW BRONX, NY 10472 (40.829730432513486, -73.87013213139272) | CA360168J | 7/6/05 | PACIFIC BN-212 | 1 | 1.5 | 1968 | 2010 |  | 41 - 45 years old | HEVEOIL AM 3DH | #4 | 19162 | 13414 | 2779 | 1945 |  |  | Walk-Up Apartments | 17 | 13400 | 1 | 5 | 11 | 11 | 1913
2031520018 | 2411 VALENTINE AVENUE Bronx, NY 10458 (40.85973068262663, -73.89699571223484) | Con Edison | LANGSAM PROPERTY SVC | REBIRTH REALTY CORP | 1601 BRONXDALE AVENUE BRONX, NY 10462 (40.84351657306597, -73.85691921749257) | CA325589Y | 7/6/05 | ROCKMILLS MP 100 SS | 1 | 4.2 | 1989 | 2024 |  | 21 to 26 years old | ICI MMG 42P | #4 | 19000 | 13300 | 2755 | 1928 |  |  | Elevator Apartments | 15 | 39285 | 4 | 4 | 40 | 40 | 1910
2027940005 | 201 MT EDEN AVENUE Bronx, NY 10457 (40.84308952200856, -73.90950823880475) | Con Edison | UNIVERSAL MGMT. AGENCY | 201 EAST MT EDEN AVE | 825 233rd STREET BRONX, NY 10466 (40.89221310483329, -73.85355883486339) | CA436884Z | 7/7/05 | ROCKMILLS MP-80 | 1 | 3 | 1984 | 2019 |  | 26 to 30 years old | ICI MMG-34P | #4 | 19000 | 13300 | 2755 | 1928 |  |  | Walk-Up Apartments | 14 | 36100 | 1 | 6 | 38 | 38 | 1948
2038190057 | 2257 HAVILAND AVENUE Bronx, NY 10462 (40.83076275297742, -73.84886480912884) | Con Edison | HAVILAND MEWS LLC. | KMG HAVILAND LLC |  | CA172083M | 7/5/05 | FEDERAL FST 40 | 1 | 1.8 | 1983 | 2018 |  | 26 to 30 years old | ICI AM 3 1/2 DH | #4 | 18980 | 13286 | 2752 | 1926 |  |  | Elevator Apartments | 18 | 12360 | 1 | 4 | 15 | 15 | 1920
2030440047 | 505 178 STREET Bronx, NY 10457 (40.84802866157584, -73.89634844932284) | Con Edison | QUEST PROPERTY MANAGEMENT | 505 EAST 178 LLC | 501 BRIGHTON BEACH AVE BROOKLYN, NY 11235 (40.57744477781518, -73.9623642446522) | CA356184H | 7/7/05 | FEDERAL FST-40 | 1 | 1.72 | 1984 | 2019 |  | 26 to 30 years old | I.C.I. MMG-22 | #4 | 18980 | 13286 | 2752 | 1926 |  |  | Elevator Apartments | 15 | 21450 | 1 | 5 | 23 | 24 | 1928
2039300013 | 1910 BENEDICT AVENUE Bronx, NY 10462 (40.83400647944279, -73.86047919733763) | Con Edison | 19A0 BENEDICT CORP. % LANGSAM PROP. MGMT. | 1910 BENEDICT CO. LLC | 1601 BRONXDALE AVENUE BRONX, NY 10462 (40.84351657306597, -73.85691921749257) | CB177607H | 7/6/05 | FEDERAL FST - 40 (NEW) | 1 | 1.3 | 2007 | 2042 | DUAL FUEL | Fewer than 5 years old | ICI MMG-22 (NEW) | #4 | 18907 | 13235 | 2742 | 1919 |  |  | Loft Buildings | 18 | 21220 | 1 | 5 | 23 | 23 | 1928
2048390017 | 765 225 STREET Bronx, NY 10466 (40.88758993969684, -73.85967333727753) | Con Edison | 225 STREET OPERATING CORP. | 225TH ST OPERATING CO | 225 34 MANHATTAN, NY 10122 (40.75122300024134, -73.9912030003182) | CA377992Z | 7/6/05 | FEDERAL FST-40 | 1 | 1.73 | 1992 | 2027 |  | 16 to 20 years old | IND. COMB. MMG-22 | #4 | 18907 | 13235 | 2742 | 1919 |  |  | Educational Structures | 12 | 19080 | 1 | 5 | 23 | 23 | 1927
2033430097 | 255 207 STREET Bronx, NY 10467 (40.87564408849722, -73.87785116202163) | Con Edison | 255 LLC | 255 LLC | 255 207 STREET BRONX, NY 10467 (40.87564408849722, -73.87785116202163) | CB196206M | 7/4/05 | FEDERAL FST - 40 (NEW) | 1 | 1.3 | 2006 | 2041 | DUAL FUEL | Fewer than 5 years old | ICI MMG - 22 (NEW) | #4 | 18907 | 13235 | 2742 | 1919 |  |  | Office Buildings | 11 | 21900 | 1 | 5 | 21 | 21 | 1927
2053710060 | 3080 TREMONT AVENUE Bronx, NY 10461 (40.838890343940704, -73.83598154844488) | Con Edison | 3080 E.TREMONT LLC | 3080 EAST TREMONT LLC | 1841 WILLIAMSBRIDGE ROAD BRONX, NY 10461 (40.85109985893528, -73.85203289061612) | CA294192R | 7/5/05 | ROCKMILLS MP-40 | 1 | 2.57 | 1992 | 2027 |  | 16 to 20 years old | ICI MMG 14 | #4 | 18000 | 12600 | 2610 | 1827 |  |  | Loft Buildings | 13 | 16507 | 1 | 3 | 27 | 27 | 1962
2031470010 | 2396 VALENTINE AVENUE Bronx, NY 10458 (40.859319312656, -73.89709406044683) | Con Edison | 79-01 LLC | REGENCY ASSOCIATES LL | 1 RED OAK LANE WHITE PLAINS, NY 10604 (41.016878796838895, -73.71843597130328) | CA160586X | 7/5/05 | FEDERAL FST 50 | 1 | 2 | 1986 | 2021 |  | 21 to 26 years old | ICI MMG22 | #4 | 18000 | 12600 | 2610 | 1827 |  |  | Elevator Apartments | 15 | 19750 | 1 | 5 | 26 | 26 | 1915
2033460034 | 3201 HULL AVENUE Bronx, NY 10467 (40.874257485289775, -73.87637851372878) | Con Edison | BEN MENDELSOHN | PGI REALTY CORP. | 99 BRONX NY 10470 (40.90012797192844, -73.8712277502604) | CA342887R | 7/6/05 | ROCKMILLS MP 50 | 1 | 2.03 | 1987 | 2022 |  | 21 to 26 years old | IND. COMB MMG-22 | #4 | 18000 | 12600 | 2610 | 1827 |  |  | Elevator Apartments | 11 | 26400 | 1 | 6 | 25 | 25 | 1928
2037100032 | 1085 COLGATE AVENUE Bronx, NY 10472 (40.82536676068766, -73.88132268397713) | Con Edison | BRONX WATSON REALTY CO. | WATSON REALTY LLC | 1920 NEW YORK, NY 10116 (40.8110019996426, -73.95309800037239) | CA287391Y | 7/5/05 | ROCKMILLS MP-40 | 1 | 1.72 | 1991 | 2026 |  | 16 to 20 years old | ICI MMG-22 | #4 | 18000 | 12600 | 2610 | 1827 |  |  | Elevator Apartments | 17 | 26400 | 1 | 3 | 24 | 24 | 1950
2033050010 | 2850 GRAND Bronx, NY 10458 (40.86260132868841, -73.88479001504714) | Con Edison | PABLO ENAMORADO | 2850 GRAND CONCOURSEC | 126 FORDHAM ROAD BRONX, NY 10468 (40.862316510499234, -73.89822504308013) | CA388885R | 7/4/05 | ROCKMILLS MP-50 | 1 | 2 | 1985 | 2020 |  | 21 to 26 years old | I.C.I. MMG-22 | #4 | 18000 | 12600 | 2610 | 1827 |  |  | Elevator Apartments | 15 | 31535 | 1 | 5 | 21 | 21 | 1915
2037400049 | 1153 BOYNTON AVENUE Bronx, NY 10472 (40.82746356932014, -73.8780060230673) | Con Edison | SIMCHESTER REALTY. | IMS PROPERTIES LLC | 643 182ND STREET BRONX, NY 10457 (40.851216932019405, -73.88849698166378) | CA310687X | 7/6/05 | ROCKMILLS MP 60 | 1 | 2.3 | 1987 | 2022 |  | 21 to 26 years old | ICI MMG 28 | #4 | 18000 | 12600 | 2610 | 1827 |  |  | Elevator Apartments | 18 | 18720 | 1 | 4 | 25 | 25 | 1926
2032930026 | 2570 BRIGGS AVENUE Bronx, NY 10458 (40.86402552272898, -73.89336777289223) | Con Edison | TWO-FIVE SEVEN-NAUAHT ASSO. | BRIGGS AVE | 2675 MORRIS AVE BRONX, NY 10458 (40.86736756617417, -73.89610288562176) | CA366186K | 7/5/05 | FEDERAL FST-60 | 1 | 2.52 | 1986 | 2021 |  | 21 to 26 years old | I.C.I MMG-28 | #4 | 18000 | 12600 | 2610 | 1827 |  |  | Churches, Synagogues, etc. | 15 | 39456 | 1 | 6 | 39 | 39 | 1927
2057030203 | 3033 GODWIN TERRACE Bronx, NY 10463 (40.87838529877021, -73.90655939007436) | Con Edison | GODWIN COMPANY LLC. | GODWIN COMPANY LLC | 455 CENTRAL PARK AVE SCARSDALE, NY 10583 (41.00577938986657, -73.8114886957748) | CA001882M | 7/4/05 | ROCKMILLS CAT #MP-70 | 1 | 2.5 | 1982 | 2017 | DUAL FUEL | 26 to 30 years old | I.C.I. MMG-34P | #4 | 17895 | 12526 | 2595 | 1816 |  |  | Elevator Apartments | 11 | 43990 | 1 | 5 | 43 | 43 | 1926
2046540007 | 624 220 STREET Bronx, NY 10467 (40.88492819021881, -73.86455865989801) | Con Edison | 624&655 LLC | 624 & 655 LLC | 381 PARK AVENUE NY, NY 10016 (40.74253229387602, -73.98453137675233) | CA021085H | 7/7/05 | ROCKMILLS MP-90 | 1 | 3.4 | 1985 | 2020 |  | 21 to 26 years old | IND. COMB. DEG-42 (P) | #6 | 17812 | 12468 | 2672 | 1870 |  |  | Elevator Apartments | 12 | 42525 | 1 | 5 | 53 | 53 | 1929
2029850038 | 1956 CROTONA PARKWAY Bronx, NY 10460 (40.8424601736632, -73.8852787286486) | Con Edison | 3092 REALTY CORP. | GRAND SLAM CORP | 3092 HULL AVENUE BRONX, NY 10467 (40.872182149815785, -73.87850567572308) | CA388484X | 7/4/05 | FEDERAL FST-100 | 1 | 4.2 | 1984 | 2019 |  | 26 to 30 years old | I.C.I. MM-42-P | #4 | 17812 | 12468 | 2583 | 1808 | Yes | 2015 | Elevator Apartments | 15 | 76267 | 1 | 6 | 42 | 46 | 1910
2031540070 | 2540 VALENTINE AVENUE Bronx, NY 10458 (40.86295663661637, -73.89532339198607) | Con Edison | 2540 REALTY CO | MEHAJ INC | 2675 MORRIS AVE BRONX, NY 10468 (40.86736756617417, -73.89610288562176) | CA212585X | 7/4/05 | ROCKMILLS -MP-70 | 1 | 1.7 | 1985 | 2020 |  | 21 to 26 years old | ICI -MMG-30 | #4 | 17520 | 12264 | 2540 | 1778 |  |  | Elevator Apartments | 15 | 32110 | 1 | 6 | 38 | 39 | 1921
2032750011 | 2550 MARION AVENUE Bronx, NY 10458 (40.862491902046486, -73.89242708528427) | Con Edison | GUNHILL REALTY/ESHINA RTY | ESHINA REALTY CORP. | 287 GUN HILL ROAD BRONX, NY 10467 (40.879328270755515, -73.87478277089397) | CA272486P | 7/5/05 | FEDERAL FST 60 | 1 | 2.3 | 1986 | 2021 |  | 21 to 26 years old | I.C.I MM28 | #4 | 17520 | 12264 | 2540 | 1778 |  |  | Elevator Apartments | 15 | 37673 | 1 | 6 | 36 | 37 | 1940
2022660037 | 529 138 STREET Bronx, NY 10454 (40.80732079845722, -73.91859344259258) | Con Edison | LEVITAS REALTY MGMT CORP. | LOUIS REICHARDT HOLDI | 341 149 STREET BRONX, NY 10451 (40.816753941887974, -73.9199605312092) | CA282483Z | 7/6/05 | ROCKMILLS MODEL MP-40 | 1 | 1.6 | 1983 | 2018 |  | 26 to 30 years old | INDUSTRIAL COMBUSTION AM 4 DH | #4 | 17520 | 12264 | 2540 | 1778 |  |  | Elevator Apartments | 8 | 9190 | 1 | 5 | 13 | 14 | 1915
2032780014 | 2715 WEBSTER AVENUE Bronx, NY 10458 (40.86473205780199, -73.88773302190172) | Con Edison | NERENBERG, L. EDWARD | BOARD OF EDUCATION | 2737 WEBSTER AVENUE BRONX, NY 10458 (40.86520070282483, -73.88719298196914) | CA057160N | 7/6/05 | FITZGIBBONS A RM-48 | 1 | 1.7 | 1960 | 2010 |  | 46 - 50 years old | HEV-E-OIL #AM4DH | #4 | 17520 | 12264 | 2540 | 1778 |  |  | Office Buildings | 15 | 98000 | 1 | 5 | 0 | 0 | 1998
2024340001 | 305 166 STREET Bronx, NY 10456 (40.830212272475826, -73.91459509909117) | Con Edison | 305 EAST 166 STREET CORP. | YNDIANA, LLC | 3152 ALBANY CRESCENT BRONX, NY 10463 (40.87956708039158, -73.90197561765945) | CA249482M | 7/6/05 | FEDERAL FST 60 | 1 | 1.7 | 1982 | 2017 |  | 26 to 30 years old | ICI DMG 42 Y | #4 | 17500 | 12250 | 2538 | 1776 |  |  | Educational Structures | 16 | 17090 | 1 | 5 | 25 | 29 | 1915
2039200036 | 1516 BEACH AVENUE Bronx, NY 10460 (40.838067012952685, -73.86726192552698) | Con Edison | ALFRED S. FRIEDMAN MGT | 1516 BEACH AVENUE REA | 225 34th STREET MANHATTAN, NY 10001 (40.75132814462002, -73.99133543478304) | CA276989P | 7/6/05 | FEDERAL FST 50 | 1 | 2.03 | 1989 | 2024 |  | 21 to 26 years old | ICI MMG-22 | #4 | 17000 | 11900 | 2465 | 1726 |  |  | Elevator Apartments | 18 | 19516 | 1 | 5 | 36 | 36 | 1927
2038990049 | 1443 TAYLOR AVENUE Bronx, NY 10460 (40.83566157306827, -73.86609960807733) | Con Edison | FRIEDMAN,MAMGT CORP. | HACKETT III PROPERTIE | 14 PENN PLAZA MANHATTAN, NY 10122 (40.75122300024134, -73.9912030003182) | CA275789X | 7/6/05 | FEDERAL FST 50 | 1 | 2.03 | 1989 | 2024 |  | 21 to 26 years old | ICI MMG 22 | #4 | 17000 | 11900 | 2465 | 1726 |  |  | Elevator Apartments | 18 | 24185 | 1 | 5 | 30 | 30 | 1930
2032150001 | 2600 DR M L KING JR BOULEVARD Bronx, NY 10468 (40.869693003729196, -73.89892699248668) | Con Edison | KINGDOM ASSOCIATES LLC | KINGDOM ASSOCIATES LL | 3211 BAINBRIDGE AVENUE BRONX, NY 10467-3973 (40.876134754979354, -73.87965821991988) | CA214088Y | 7/5/05 | FEDERAL FST 70 | 1 | 2.94 | 1988 | 2023 |  | 21 to 26 years old | ICI MM 30 | #4 | 17000 | 11900 | 2465 | 1726 |  |  | Walk-Up Apartments | 14 | 30345 | 1 | 5 | 35 | 35 | 1918
2022650027 | 514 138 STREET Bronx, NY 10454 (40.807428724769714, -73.91899923644212) | Con Edison | SABRO SHARP LLC | W.T. PARTNERS L.P. | 513 MIDWOOD STA BROOKLYN, NY 11230 (40.66057360743874, -73.94362550407162) | CB138208Z | 7/4/05 | FEDERAL FST - 80 (NEW) | 1 | 2.6 | 2008 | 2043 | DUAL FUEL | Fewer than 5 years old | ICI MEG - 34P (NEW) | #6 | 16800 | 11760 | 2520 | 1764 |  |  | Elevator Apartments | 8 | 15666 | 1 | 6 | 23 | 25 | 1906
2033290083 | 1 213 STREET Bronx, NY 10467 (40.885219081644074, -73.8792860930933) | Con Edison | 1 E 213 ST RTY CORP | 1 EAST 213TH REALTY A | 659 SPRING VALLEY NY 10977 (41.117182764273196, -74.04841150438739) | CA300586H | 7/5/05 | FEDERAL FST 50 | 1 | 2 | 1986 | 2021 |  | 21 to 26 years old | HEV-E MMG22 | #4 | 16425 | 11498 | 2382 | 1667 |  |  | Elevator Apartments | 11 | 16280 | 1 | 5 | 23 | 25 | 1923
2026800077 | 1095 PROSPECT AVENUE Bronx, NY 10459 (40.825981017383654, -73.89903574179004) | Con Edison | 1095 PROSPECT AVE REALTY | 1095 PROSPECT MJ, INC | 320 ROEBLING ST BROOKLYN, NY 11211 (40.70880340517384, -73.96096345315952) | CA201189K | 7/5/05 | ROCKMILLS MP50 | 1 | 2.03 | 1989 | 2024 |  | 21 to 26 years old | HEVE MMG22 ( I.C.I. ) | #4 | 16425 | 11498 | 2382 | 1667 |  |  | Elevator Apartments | 17 | 15020 | 1 | 6 | 22 | 24 | 1914
2038990019 | 1452 BEACH AVENUE Bronx, NY 10460 (40.83661462408404, -73.86704079162323) | Con Edison | 1452 BEACH AVE. REAL ESTATE INC. | 1452 BEACH AVENUE REA | 271 205TH STREET BRONX, NY 10467 (40.874018033085896, -73.87886184865414) | CA398888L | 7/5/05 | ROCKMILLS 4-51 | 1 | 2 | 1988 | 2023 |  | 21 to 26 years old | HEVE MMG22 | #4 | 16425 | 11498 | 2382 | 1667 |  |  | Walk-Up Apartments | 18 | 24255 | 1 | 5 | 30 | 30 | 1930
2032490206 | 150 197 STREET Bronx, NY 10468 (40.86979662333251, -73.89229428738633) | Con Edison | 197 ST. APARTMENTS, LLCC/O FRIEDMAN MGT. CO. | 197TH ST APARTMENTS | 225 34TH ST NY, NY 10001 (40.75132814462002, -73.99133543478304) | CA289385R | 7/4/05 | FEDERAL FST 50 | 1 | 2 | 1985 | 2020 |  | 21 to 26 years old | HEVE MMG 22 P | #4 | 16425 | 11498 | 2382 | 1667 |  |  | Walk-Up Apartments | 14 | 27300 | 1 | 6 | 31 | 31 | 1928
2030500086 | 2235 BATHGATE AVENUE Bronx, NY 10457 (40.85380781857002, -73.89260176013337) | Con Edison | 2235 BATHGATE LLC. | BATHGATE REALTY LLC | 3601 A FIELDSTON RD BRONX, NY 10463 (40.88596252333503, -73.90701982281978) | CA186985Z | 7/7/05 | ROCKMILLS #MP-50 | 1 | 2 | 1985 | 2020 |  | 21 to 26 years old | INDUST COMBUST #MM-22-P | #4 | 16425 | 11498 | 2382 | 1667 |  |  | Elevator Apartments | 15 | 20400 | 1 | 5 | 26 | 26 | 1915
2032530270 | 2851 SEDGEWICK AVENUE Bronx, NY 10468 (40.873709475462725, -73.90178743082377) | Con Edison | 2851 REALTY LLC | 2851 REALTY LLC | 1624 WEBSTER AVENUE BRONX, NY 10457 (40.84184033491622, -73.90412994919767) | CB121206P | 7/5/05 | ROCKMILLS MP - 50 (EXSTG) | 1 | 1.6 | 2006 | 2041 | DUAL FUEL | Fewer than 5 years old | ICI MMG - 28 (NEW) | #4 | 16425 | 11498 | 2382 | 1667 |  |  | Elevator Apartments | 11 | 34500 | 1 | 5 | 30 | 30 | 1926
2028520030 | 31 MT HOPE PLACE Bronx, NY 10453 (40.84923687131188, -73.9100958107824) | Con Edison | 31-33 MT HOPE CORP. | 31 MT. HOPE, LLC | 3154 ALBANY CRESCENT BRONX, NY 10463 (40.87958311461891, -73.90191629101832) | CA073789K | 7/5/05 | FEDERAL FST 50 | 1 | 2.03 | 1989 | 2024 |  | 21 to 26 years old | HEVE MMG 22 | #4 | 16425 | 11498 | 2382 | 1667 |  |  | Elevator Apartments | 16 | 20330 | 1 | 5 | 26 | 26 | 1925
2031480012 | 2486 VALENTINE AVENUE Bronx, NY 10458 (40.86173712746258, -73.89608369572399) | Con Edison | 35-11 REALTY CORP. | REPUBLIC INVESTMENT C | 225 34 ST NY, NY 10001 (40.75132814462002, -73.99133543478304) | CA069587K | 7/4/05 | FEDERAL FST 50 | 1 | 2 | 1987 | 2022 |  | 21 to 26 years old | HEVE MMG 22 | #4 | 16425 | 11498 | 2382 | 1667 |  |  | Walk-Up Apartments | 15 | 22750 | 1 | 5 | 25 | 27 | 1915
2041650001 | 1601 PLYMOUTH AVENUE Bronx, NY 10461 (40.843661007323405, -73.83201608559939) | Con Edison | ANTOINETTE MONDELLI | 1601 PLYMOUTH AVENUE, | 513 THROGS NECK BRONX, NY 10465 (40.827628067581315, -73.82241314135337) | CA314086Z | 7/6/05 | ROCKMILLS MP-4-51 | 1 | 2 | 1986 | 2021 |  | 21 to 26 years old | HEVEOIL MMG-22 | #4 | 16425 | 11498 | 2382 | 1667 |  |  | Elevator Apartments | 13 | 17666 | 1 | 4 | 21 | 24 | 1928
2032250072 | 2287 LORING PLACE Bronx, NY 10468 (40.860895733755044, -73.90908595697309) | Con Edison | BARRY SHAPIRO | SHIP GOL LTD | 2287 LORING PLACE BRONX, NY 10468 (40.860895733755044, -73.90908595697309) | CB205805X | 7/7/05 | ROCKMILLS MP-50 (EXSTG) | 1 | 1.6 | 2005 | 2040 | DUAL FUEL | 5 to 10 years old | ICI MMG-22P (NEW) | #4 | 16425 | 11498 | 2382 | 1667 |  |  | Churches, Synagogues, etc. | 14 | 29480 | 1 | 5 | 23 | 23 | 1916
2030230058 | 2463 MARION AVENUE Bronx, NY 10458 (40.86036416110047, -73.89401471020214) | Con Edison | BROADVIEW IMPROVEMENT CORP | UNITED MARION LLC | 133 MAIN STREET ELMSFORD, NY 10523 (41.05189522847539, -73.81354360545022) | CA009787K | 7/7/05 | FEDERAL FST 50 | 1 | 1.72 | 1987 | 2022 |  | 21 to 26 years old | HEVE MMG 22 | #4 | 16425 | 11498 | 2382 | 1667 |  |  | Elevator Apartments | 15 | 20933 | 1 | 5 | 27 | 27 | 1911
2032190086 | 2432 WEBB AVENUE Bronx, NY 10468 (40.86475734162823, -73.90648823586264) | Con Edison | BUKOLLA PROPERTIES IN | 2432-34 WEBB AVENUE | 111 BROOK STREET SCARSDALE, NY 10583 (40.977925558804145, -73.80659198988673) | CA347387N | 7/6/05 | FEDERAL FST 50 | 1 | 2 | 1987 | 2022 |  | 21 to 26 years old | HEVE MMG 22 | #4 | 16425 | 11498 | 2382 | 1667 |  |  | Elevator Apartments | 14 | 22500 | 1 | 5 | 28 | 28 | 1922
2032780038 | 2735 WEBSTER AVENUE Bronx, NY 10458 (40.86515849927069, -73.88724130877964) | Con Edison | CATHERINE ESTATES | 2735 WEBSTER OPERATIN | 2735 WEBSTER AVENUE BRONX, NY 10458 (40.86515849927069, -73.88724130877964) | CA347287X | 7/6/05 | FEDERAL FST 50 | 1 | 2 | 1987 | 2022 |  | 21 to 26 years old | I.C.I. MMG-22 | #4 | 16425 | 11498 | 2382 | 1667 |  |  | Elevator Apartments | 15 | 22000 | 1 | 5 | 24 | 26 | 1916
2033350001 | 201 MOSHOLU PARKWAY Bronx, NY 10467 (40.87477434338162, -73.88146748584333) | Con Edison | DJONOVIC,PETAR | 201 MOSHOLU LLC | 590 F D R STATION NEW YORK, NY 10150 (40.758229999614855, -73.96868000038165) | CA171786Y | 7/7/05 | FEDERAL FST 40 | 1 | 1.7 | 1986 | 2021 |  | 21 to 26 years old | HEV E MMG 22 | #4 | 16425 | 11498 | 2382 | 1667 |  |  | Walk-Up Apartments | 11 | 27000 | 1 | 6 | 20 | 21 | 1937
2033180058 | 2767 MORRIS AVENUE Bronx, NY 10468 (40.86913596421118, -73.8946397976971) | Con Edison | J.M.V REALTY CORP | JMV REALTY CORP | 280 204 STREET BRONX, NY 10467-4012 (40.873601449685054, -73.87917954564591) | CA142486J | 7/4/05 | FEDERAL FST40 | 1 | 1.73 | 1986 | 2021 |  | 21 to 26 years old | ICI MMG-22 | #4 | 16425 | 11498 | 2382 | 1667 |  |  | Walk-Up Apartments | 15 | 22000 | 1 | 5 | 26 | 26 | 1923
2031270020 | 948 179 STREET Bronx, NY 10460 (40.84299599050694, -73.88175452313166) | Con Edison | KELLEY AMRON INC. | KELLEY AMRON INC | 199 LEE AVE BROOKLYN, NY 11211 (40.70196753163612, -73.95570905231308) | CA350488J | 7/5/05 | FEDERAL FST 40 | 1 | 1.7 | 1988 | 2023 |  | 21 to 26 years old | HEVE MMG 22 | #4 | 16425 | 11498 | 2382 | 1667 |  |  | Elevator Apartments | 15 | 17925 | 1 | 5 | 21 | 23 | 1905
2027620086 | 836 FAILE STREET Bronx, NY 10474 (40.817995199491754, -73.88736761758695) | Con Edison | LEVITES REALTY CORP. | MHM EQUITIES, | 320 ROEBLING ST BROOKLYN, NY 11211 (40.70880340517384, -73.96096345315952) | CB364500N | 7/6/05 | FEDERAL FST-60 | 1 | 2.9 | 2000 | 2035 | DUAL FUEL | 5 to 10 years old | ICI MMG 28 | #4 | 16425 | 11498 | 2382 | 1667 |  |  | Store Buildings | 17 | 33880 | 1 | 5 | 35 | 35 | 1927
2032750057 | 2537 DECATUR AVENUE Bronx, NY 10458 (40.86233445763145, -73.8913843656575) | Con Edison | MED REALTY INC | MED REALTY, INC. | 770552 WOODSIDE NY 11377 (40.74519376448069, -73.9048471440804) | CA118487L | 7/7/05 | FEDERAL FST 40 | 1 | 1.7 | 1987 | 2022 |  | 21 to 26 years old | HEVE MMG 22 | #4 | 16425 | 11498 | 2382 | 1667 |  |  | Elevator Apartments | 15 | 22808 | 2 | 5 | 27 | 30 | 1913
2024530003 | 1214 SHERIDAN AVENUE Bronx, NY 10456 (40.83431363134125, -73.91642579088058) | Con Edison | OUDHORAM,RAGOO | 1214 SHERIDAN REALTY, | 1412 AVENUE BROOKLYN, NY 11230 (40.62192951023877, -73.96551106018723) | CA445887Z | 7/7/05 | FEDERAL FST 50 | 1 | 2 | 1987 | 2022 |  | 21 to 26 years old | HEVE MMG 22 P | #4 | 16425 | 11498 | 2382 | 1667 |  |  | Office Buildings | 16 | 27540 | 1 | 6 | 33 | 33 | 1925
2027230068 | 922 BARRETTO STREET Bronx, NY 10459 (40.81942559690117, -73.89311120763094) | Con Edison | OWNER/SUPERINTENDENT | 901 REALTY LLC | 233 77 STREET MANHATTAN, NY 10024 (40.78255158071745, -73.98091585032279) | CA087789H | 7/5/05 | FEDERAL FST-50 | 1 | 2.1 | 1989 | 2024 |  | 21 to 26 years old | I.C.I. MMG 22 | #4 | 16425 | 11498 | 2382 | 1667 |  |  | Elevator Apartments | 17 | 32555 | 1 | 5 | 28 | 31 | 1914
2032180009 | 2272 ANDREWS AVENUE Bronx, NY 10468 (40.860469960607205, -73.90818130424668) | Con Edison | RALPH LANGSAM ASSOCIATES | NEWSTART PROPERTIES,I | 1601 BRONXDALE AVENUE BRONX, NY 10462 (40.84351657306597, -73.85691921749257) | CA289187X | 7/6/05 | FEDERAL FST 50 | 1 | 2 | 1987 | 2022 |  | 21 to 26 years old | HEVE MMG 22 | #4 | 16425 | 11498 | 2382 | 1667 |  |  | Elevator Apartments | 14 | 22750 | 1 | 5 | 27 | 27 | 1923
2033550098 | 3340 DECATUR AVENUE Bronx, NY 10467 (40.87689423571915, -73.87325935946501) | Con Edison | REMORA REALTY INC. | FRIEDMAN, BETTY | 239 CENTRAL AVE WHITE PLAINS, NY 10606 (41.03565303986488, -73.78129406120252) | CA424488Z | 7/5/05 | FEDERAL FST 50 | 1 | 1.7 | 1988 | 2023 |  | 21 to 26 years old | HEVE MMG 22 | #4 | 16425 | 11498 | 2382 | 1667 |  |  | Elevator Apartments | 11 | 21750 | 1 | 5 | 27 | 27 | 1922
2032500038 | 2847 WEBB AVENUE Bronx, NY 10468 (40.87311330383033, -73.90074944886719) | Con Edison | VICTOR GJONAJ | 24-47 WEBB AVENUE AS | 9 YONKERS NY 10468 (40.869693003729196, -73.89892699248668) | CA558285M | 7/5/05 | FEDERAL FST-50 | 1 | 2 | 1985 | 2020 |  | 21 to 26 years old | HEVEOIL MM22 | #4 | 16425 | 11498 | 2382 | 1667 |  |  | Walk-Up Apartments | 14 | 22000 | 1 | 5 | 28 | 28 | 1924
2033040155 | 2802 GRAND Bronx, NY 10458 (40.86260132868841, -73.88479001504714) | Con Edison | VUKSANAJ, NUE | NUE VUKSANAJ | 2707 CRESTON AVENUE BRONX, NY 10468 (40.86817013398082, -73.89437284314353) | CA451485R | 7/5/05 | FEDERAL FST 50 | 1 | 2 | 1985 | 2020 |  | 21 to 26 years old | I.C.I. MM-22 | #4 | 16425 | 11498 | 2382 | 1667 |  |  | Walk-Up Apartments | 15 | 23490 | 1 | 5 | 22 | 22 | 1923
2033290056 | 12 213 STREET Bronx, NY 10467 (40.8849647322271, -73.87881319956622) | Con Edison | S. & N. RUGOVA PROPERTIES | S AND N ROGUOVA PROPE | 2130 WILLIAMSBRIDGE ROAD BRONX, NY 10461 (40.85592188619178, -73.85557844390894) | CA000679M | 7/4/05 | SPENCER 4F-180-45 | 1 | 1.6 | 1979 | 2014 |  | 31 to 35 years old | INDUSTRIAL COMB AM4DH | #4 | 16352 | 11446 | 2371 | 1660 |  |  | Elevator Apartments | 11 | 21750 | 1 | 5 | 25 | 25 | 1926
2048410068 | 734 228 STREET Bronx, NY 10466 (40.889889301270244, -73.85928732982825) | Con Edison | VINCENT ROMANO | ROMA REALTY INC C/O P | 875 YONKERS NY 10704 (40.91973857579966, -73.86101946820135) | CA098168Z | 7/6/05 | H B SMITH 250-S-9 | 1 | 1.3 | 1968 | 2010 |  | 41 - 45 years old | HEV-E-OIL AM DH 3 | #4 | 16200 | 11340 | 2349 | 1644 |  |  | Elevator Apartments | 12 | 10620 | 2 | 4 | 16 | 16 | 1928
2030580105 | 565 188 STREET Bronx, NY 10458 (40.85699799404931, -73.88785150561603) | Con Edison | BELMONT ASSOCIATES | M AND A HOFFMAN REALT |  | CA278285X | 7/4/05 | ROCKMILLS MP-40 | 1 | 1.5 | 1985 | 2020 |  | 21 to 26 years old | HEV-E-OIL AM3-1/2 DH | #4 | 16128 | 11290 | 2339 | 1637 |  |  | Factory & Industrial Buildings | 15 | 16530 | 1 | 5 | 21 | 23 | 1929
2041110060 | 1650 WILLIAMSBRIDGE ROAD Bronx, NY 10461 (40.84806995687482, -73.8496694671011) | Con Edison | 1650 WILLIAMSBRIDGE LLC | G.J. REALTY CO. | 1841 WILLIAMBRIDGE ROAD BRONX, NY 10461 (40.846960590359004, -73.840632836736) | CA222060M | 7/4/05 | FEDERAL #FM486 | 1 | 1.6 | 1960 | 2010 |  | 46 - 50 years old | ACE 16DPG | #4 | 16060 | 11242 | 2329 | 1630 |  |  | Hospitals & Health | 13 | 17100 | 1 | 4 | 26 | 26 | 1960
2032150020 | 2636 DR M L KING JR BOULEVARD Bronx, NY 10468 (40.869693003729196, -73.89892699248668) | Con Edison | 2636 UNIVER. RLTY, LLC.ROSENBERG DIAMOND | 2636 UNIVERSITY REALT | 1919 WILLIAMSBRIDGE ROAD BRONX, NY 10461 (40.852643053158374, -73.8532354972766) | CA120685P | 7/7/05 | FEDERAL FST-60 | 1 | 2.6 | 1985 | 2020 |  | 21 to 26 years old | INDUSTRIAL COMB MMG28 | #4 | 16000 | 11200 | 2320 | 1624 |  |  | Walk-Up Apartments | 14 | 34700 | 1 | 5 | 30 | 34 | 1920
2033140014 | 2682 CRESTON AVENUE Bronx, NY 10468 (40.86725474202322, -73.89494717004753) | Con Edison | 2682 KINGBRIDGE ASSOC. | 2682 CRESTON AVENUE L | 145 HUGUENOT STREET NEW ROCHELLE, NY 10801 (40.91319235913511, -73.77945045104241) | CA330786J | 7/5/05 | ROCKMILLS MP60 | 1 | 2.3 | 1986 | 2021 |  | 21 to 26 years old | I.C.I MMG 28 | #4 | 16000 | 11200 | 2320 | 1624 |  |  | Elevator Apartments | 15 | 37200 | 1 | 5 | 33 | 33 | 1927
2028790100 | 1801 DR M L KING JR BOULEVARD Bronx, NY 10453 (40.852786838341956, -73.91342678431863) | Con Edison | F.M.WEISS REALTY | 1801 UNIVERSITY ASSOC | 198 WESTCHESTER SQ STA BRONX, NY 10461 (40.84054431315492, -73.84125020140367) | CA175888N | 7/4/05 | BEST BOILER 5A-60 | 1 | 2.3 | 1988 | 2023 |  | 21 to 26 years old | ICI MM 28 | #4 | 16000 | 11200 | 2320 | 1624 |  |  | Elevator Apartments | 14 | 32600 | 1 | 5 | 26 | 33 | 1922
2033560104 | 3511 HULL AVENUE Bronx, NY 10467 (40.87903301966956, -73.87346677065104) | Con Edison | 3511 REALTY CO. LLC | 3511/3515 HULL LLC | 644 187ST BRONX, NY 10458 (40.854910275604425, -73.8863314981849) | CB080502J | 7/5/05 | ROCKMILLS- MP 50 | 1 | 1.67 | 2002 | 2037 | DUAL FUEL | 5 to 10 years old | ICI- MMG 22 | #4 | 15878 | 11115 | 2302 | 1612 |  |  | Walk-Up Apartments | 11 | 38250 | 1 | 6 | 36 | 36 | 1936
2050480034 | 4364 BYRON AVENUE Bronx, NY 10466 (40.89694407388496, -73.85324378860065) | Con Edison | 4364 REALTY LLC | 4364 REALTY LLC | 1624 WEBSTER AVENUE BRONX, NY 10457 (40.84184033491622, -73.90412994919767) | CB001107N | 7/6/05 | ROCKMILLS MP-50 (EXSTG) | 1 | 1.6 | 2007 | 2042 | DUAL FUEL | Fewer than 5 years old | ICI MMG-22 (NEW) | #4 | 15878 | 11115 | 2302 | 1612 |  |  | Loft Buildings | 11 | 22500 | 1 | 5 | 27 | 27 | 1931
2042380015 | 3108 WILKINSON AVENUE Bronx, NY 10461 (40.85162356100964, -73.82890371036484) | Con Edison | BEREPE CORPORATION | BEREPE CORP | 191 COSCOB CT 06807-0191 (41.06444770749573, -73.59007950056844) | CB018407X | 7/6/05 | ROCKMILLS-MP-50 (EXISTING) | 1 | 1.6 | 2007 | 2042 | DUAL FUEL | Fewer than 5 years old | ICI-MMG-22 | #4 | 15878 | 11115 | 2302 | 1612 |  |  | Elevator Apartments | 13 | 22333 | 1 | 4 | 26 | 26 | 1928
2031990031 | 2419 DAVIDSON AVENUE Bronx, NY 10468 (40.861955280442054, -73.90288881926261) | Con Edison | EUROPA RLTY LLC % SOLAR RLTY MGT. | EUROPA REALTY LLC | 57 38 STREET NEW YORK, NY 10018 (40.752024858264235, -73.98520633812598) | CB083808H | 7/4/05 | ROCKMILLS MP -50 (NEW) | 1 | 1.6 | 2008 | 2043 | DUAL FUEL | Fewer than 5 years old | ICI MMG - 22 (NEW) | #4 | 15878 | 11115 | 2302 | 1612 |  |  | Condominiums | 14 | 26500 | 1 | 5 | 33 | 33 | 1922
2028000008 | 1824 WEEKS AVENUE Bronx, NY 10457 (40.847043672916996, -73.90733709266397) | Con Edison | JOSEPH ADI | 1824 WEEKS AVENUE ASS | 417 FAR ROCKAWAY, NY 11690 (40.60307899979608, -73.75071599974353) | CB052706L | 7/5/05 | FEDERAL FST-50 (NEW) | 1 | 1.6 | 2006 | 2041 | DUAL FUEL | Fewer than 5 years old | ICI MMG-22 (NEW) | #4 | 15878 | 11115 | 2302 | 1612 |  |  | Elevator Apartments | 14 | 32460 | 1 | 5 | 40 | 41 | 1920
2031980110 | 15 EVELYN PLACE Bronx, NY 10468 (40.85927089196039, -73.90416964407677) | Con Edison | MMIKP BRONX REALTY LLC. | MMIKP BRONX REALTY LL | 513 MIDWOOD STATION N Y 11230 (40.62192951023877, -73.96551106018723) | CB116701N | 7/5/05 | ROCKMILLS MP-50 | 1 | 2.1 | 2001 | 2036 | DUAL FUEL | 5 to 10 years old | INDUSTRIAL COMB. MMG-22 | #4 | 15878 | 11115 | 2302 | 1612 |  |  | Elevator Apartments | 14 | 29892 | 1 | 6 | 30 | 30 | 1931
2033050030 | 2902 GRAND Bronx, NY 10458 (40.86260132868841, -73.88479001504714) | Con Edison | NVN REALTY LLC | NVN REALTY LLC | 99 BRONX NY 10470 (40.90012797192844, -73.8712277502604) | CB083608L | #N/A | ROCKMILLS MP - 50 (EXSTG) | 1 | 1.6 | 2008 | 2043 | DUAL FUEL | Fewer than 5 years old | ICI MM - 22 (NEW) | #4 | 15878 | 11115 | 2302 | 1612 |  |  | Condominiums | 15 | 22750 | 1 | 5 | 21 | 21 | 1917
2032390073 | 2721 HEATH AVENUE Bronx, NY 10463 (40.87142591838783, -73.90552753330765) | Con Edison | 2721 HEATH LLC | 2721 HEATH LLC | 381 PARK AVE NEW YORK, NY 10016 (40.74251902441455, -73.98458580592575) | CA037595Y | 7/5/05 | ROCKMILLS MP-50 | 1 | 2.03 | 1995 | 2030 | DUAL FUEL | 11 to 15 years old | INDUSTRIAL COMB. | #4 | 15878 | 11114 | 2302 | 1612 |  |  | Elevator Apartments | 14 | 20700 | 1 | 5 | 21 | 21 | 1927
2028890005 | 1686 CLAY AVENUE Bronx, NY 10457 (40.84389279063037, -73.90487909379256) | Con Edison | 1686 CLAY AVENUE CORP | 1686 CLAY AVENUE CORP | 711 CENTRAL PARK AVENUE YONKERS, NY 10704 (40.923378338769375, -73.8607205149807) | CA141193L | 7/6/05 | ROCKMILLS MP 50 | 1 | 2.3 | 1993 | 2028 |  | 16 to 20 years old | ICI MMG-22 | #4 | 15875 | 11112 | 2302 | 1611 |  |  | Elevator Apartments | 14 | 21320 | 1 | 5 | 29 | 29 | 1912
2027900057 | 347 173 STREET Bronx, NY 10457 (40.8434388793392, -73.90507497186782) | Con Edison | ANN - GUR REALTY | 347 EAST 173 LLC | 1412 AVE BROOKLYN, NY 11230 (40.62192951023877, -73.96551106018723) | CB073008H | #N/A | FEDERAL FST - 50 (EXSTG) | 1 | 1.6 | 2008 | 2043 | DUAL FUEL | Fewer than 5 years old | ICI MMG - 22P | #4 | 15875 | 11112 | 2302 | 1611 |  |  | Hotels | 14 | 17000 | 1 | 5 | 21 | 22 | 1912
2033520001 | 333 209 STREET Bronx, NY 10467 (40.876777514533224, -73.87435817778321) | Con Edison | 333-335 EAST 209TH ST.HDFC | 353-5 E 209 STB HDFC | 180 80th STREET NEW YORK, NY 10024 (40.78367079966, -73.97751099800468) | CA517485X | 7/5/05 | FEDERAL FST 50 | 1 | 2.1 | 1985 | 2020 |  | 21 to 26 years old | INDUSTRIAL COMBUSTION MMG-22-P | #4 | 15400 | 10780 | 2233 | 1563 |  |  | Elevator Apartments | 11 | 36000 | 1 | 5 | 43 | 43 | 1924
2032000007 | 2474 DAVIDSON AVENUE Bronx, NY 10468 (40.86343662198226, -73.90170273187063) | Con Edison | 2474 DAVIDSON ASSOCIATES | 2474 DAVIDSON REALTY | 87 14 116TH STREET RICHMOND HILL, NY 11418 (40.69637041236467, -73.84031024991805) | CA103386K | 7/6/05 | FEDERAL FST-60 | 1 | 2.32 | 1986 | 2021 |  | 21 to 26 years old | I.C.I. MMG 28 | #4 | 15148 | 10603 | 2196 | 1537 |  |  | Elevator Apartments | 14 | 29000 | 1 | 5 | 33 | 33 | 1921
2028770240 | 1473 MONTGOMERY AVENUE Bronx, NY 10453 (40.84759556391855, -73.92107377163167) | Con Edison | ENF. 9/18/92 | PHILLIBERT ESTATE COR | 10 MURRY HILL ROAD SCARSDALE, NY 10583 (40.99730626116942, -73.78588236486273) | CA314591J | #N/A | FEDERAL FST-90 | 1 | 3.72 | 1991 | 2026 |  | 16 to 20 years old | ICI MMG-42 (P) | #4 | 15008 | 10505 | 2176 | 1523 |  |  | Office Buildings | 16 | 45500 | 1 | 5 | 56 | 56 | 1926
2028740098 | 1545 NELSON AVENUE Bronx, NY 10452 (40.84552499338989, -73.92011456529258) | Con Edison | 1545 NELSON AVENUE CORPORATION | FEATHERBED HOLDINGS L | 470 FT GEORGE STN NEW YORK, NY 10040 (40.85809553188335, -73.92925548994884) | CA503885H | 7/6/05 | FEDERAL FST-50 | 1 | 2 | 1985 | 2020 |  | 21 to 26 years old | ICI MMG-22 | #4 | 15000 | 10500 | 2175 | 1522 |  |  | Elevator Apartments | 16 | 29700 | 1 | 5 | 28 | 31 | 1924
2033500023 | 340 207 STREET Bronx, NY 10467 (40.87510748738935, -73.87519669398958) | Con Edison | 340 E 207 OPERATING CORP | NEW YORK TELEPHONE CO | 2735 WEBSTER AVENUE BRONX, NY 10458 (40.86515849927069, -73.88724130877964) | CA368288K | 7/7/05 | FEDERAL FST 50 | 1 | 2.03 | 1988 | 2023 |  | 21 to 26 years old | ICI MMG 22 | #4 | 15000 | 10500 | 2175 | 1522 |  |  | Walk-Up Apartments | 11 | 22500 | 1 | 6 | 25 | 25 | 1929
2033280037 | 3561 DEKALB AVENUE Bronx, NY 10467 (40.88386430579208, -73.87923240861602) | Con Edison | ADP REALTY LTD | ADP REALTY, LTD | 938 YONKERS NY 10704 (40.917908962513664, -73.85961577234534) | CA357787L | 7/6/05 | ROCKMILLS MP 50 | 1 | 2.03 | 1987 | 2022 |  | 21 to 26 years old | ICI MMG 22 | #4 | 15000 | 10500 | 2175 | 1522 |  |  | Walk-Up Apartments | 11 | 22750 | 1 | 5 | 25 | 25 | 1927
2057450290 | 2501 PALISADE AVENUE Bronx, NY 10463 (40.880534961738114, -73.9223807474589) | Con Edison | ROBERT E. HILL INC. | VILLA CHAR BRONTE INC | 279 231 STREET BRONX, NY 10463 (40.880419334248025, -73.9076260517666) | CA058284J | 7/6/05 | FEDERAL FST 80 | 1 | 2.9 | 1984 | 2019 |  | 26 to 30 years old | ICI MMG 34 P | #4 | 15000 | 10500 | 2175 | 1522 |  |  | Elevator Apartments | 11 | 28536 | 8 | 3 | 17 | 17 | 1927
2027630149 | 744 COSTER STREET Bronx, NY 10474 (40.81532726413974, -73.88761307491507) | Con Edison | 744 COSTER REALTY ELIAS MERA | 744 COSTER ST. BRONX, | 507 186th BRONX, NY 10033 (40.851435294493115, -73.92916842004861) | CA136591K | 7/4/05 | FEDERAL FST-50 | 1 | 2.03 | 1991 | 2026 |  | 16 to 20 years old | ICI MMG-22 | #4 | 14819 | 10373 | 2149 | 1504 |  |  | Churches, Synagogues, etc. | 17 | 25000 | 1 | 5 | 28 | 29 | 1927
2033280179 | 3525 ROCHAMBEAU AVENUE Bronx, NY 10467 (40.88205247165439, -73.87918663879562) | Con Edison | CONAGUL EQUITIES II, LLC. SUITE 100 | CONAGUL EQUITIES II L | 2130 WILLIAMSBRIDGE RD BRONX, NY 10461 (40.85592188619178, -73.85557844390894) | CA082580Y | 7/6/05 | FEDERAL FST-50 | 1 | 1.8 | 1980 | 2015 |  | 26 to 30 years old | HEV-E-OIL AM4DH | #4 | 14783 | 10348 | 2144 | 1500 |  |  | Elevator Apartments | 11 | 20250 | 1 | 5 | 24 | 24 | 1924
2024460018 | 224 164 STREET Bronx, NY 10456 (40.82902554590864, -73.9185109596458) | Con Edison | ANNAL MANAGEMENT CO. LTD. | D A EQUIITES INC | 1325 CASTLE HILL AVENUE BRONX, NY 10462 (40.835149781325846, -73.8520142998785) | CA080383X | 7/5/05 | FEDERAL FST-40 | 1 | 1.5 | 1983 | 2018 |  | 26 to 30 years old | IND COMB AM 3 1/2DH | #4 | 14782 | 10347 | 2143 | 1500 |  |  | Elevator Apartments | 16 | 16350 | 1 | 5 | 22 | 22 | 1905
2032850041 | 2975 DECATUR AVENUE Bronx, NY 10458 (40.868607123826784, -73.8833407279249) | Con Edison | BEKIMI ASSOCIATES | BEKIMI ASSOCIATES | 288 KINGSBRIDGE STATION BRONX, NY 10463 (40.873108231856136, -73.90595417863251) | CA352383M | 7/6/05 | ROCKMILLS MP-461 | 1 | 2.1 | 1983 | 2018 |  | 26 to 30 years old | I.C.I. AMG 4 3/4 | #4 | 14600 | 10220 | 2117 | 1482 |  |  | Elevator Apartments | 11 | 38819 | 1 | 6 | 37 | 37 | 1942
2032150064 | 67 192 STREET Bronx, NY 10468 (40.86668311670698, -73.90130861151096) | Con Edison | HOSHOVSKYJ, IRYNA | 192 ST. APTS., LLC | 45 HICKORY HILL DR DOBBS FERRY, NY 10522 (41.01129303183323, -73.85534717605293) | CA001388R | 7/5/05 | FEDERAL FST 50 | 1 | 2.1 | 1988 | 2023 |  | 21 to 26 years old | I.C. MMG 22 | #4 | 14600 | 10220 | 2117 | 1482 |  |  | Elevator Apartments | 14 | 25600 | 1 | 5 | 25 | 25 | 1919
2022660040 | 525 138 STREET Bronx, NY 10454 (40.807368605171746, -73.91870712929176) | Con Edison | LEVITAS REALTY MGMT. CORP. | LOUIS REICHARDT HOLDI | 341 149 STREET BRONX, NY 10451 (40.816753941887974, -73.9199605312092) | CA171783Z | 7/5/05 | ROCKMILLS MP-40 | 1 | 1.4 | 1983 | 2018 |  | 26 to 30 years old | INDUSTRIAL COMBUSTION AM 4 DH | #4 | 14600 | 10220 | 2117 | 1482 |  |  | Walk-Up Apartments | 8 | 9190 | 1 | 5 | 13 | 14 | 1915
2024210014 | 280 162 STREET Bronx, NY 10451 (40.82635181756979, -73.91749858852098) | Con Edison | MID BRONX SENIOR CITIZENS COUNCIL | GRAND CONCOURSE EASTH | 900 GRAND BRONX, NY 10451 (40.82701032928083, -73.91871827168761) | CA098994K | 7/5/05 | FEDERAL FST-40 | 1 | 1.72 | 1994 | 2029 |  | 16 to 20 years old | ICI MMG-22 | #4 | 14600 | 10220 | 2117 | 1482 |  |  | Office Buildings | 17 | 13088 | 1 | 4 | 17 | 17 | 1931
2039170010 | 1520 ROSEDALE AVENUE Bronx, NY 10460 (40.83825787087952, -73.86999826825506) | Con Edison | 1520 REALTY CORP. | SAVELIDIS, VASILIKIS. | 1719 MANSION STREET BRONX, NY 10460 (40.83797686256977, -73.87088135888987) | CA436984X | 7/5/05 | FEDERAL FST60 | 1 | 2.6 | 1984 | 2019 |  | 26 to 30 years old | ICI MMG-28 | #4 | 14500 | 10150 | 2102 | 1472 |  |  | Elevator Apartments | 18 | 25350 | 1 | 5 | 30 | 30 | 1929
2024270035 | 1255 WEBSTER AVENUE Bronx, NY 10456 (40.83328524163415, -73.90919322004754) | Con Edison | 1255 WEBSTER PROPERTY CO. | 1251-55 WEBSTER AVE. | 570174 WHTESTONE NY 11357 (40.78628404147537, -73.81123206101074) | CA220091X | 7/4/05 | ROCKMILLS MP-40 | 1 | 1.72 | 1991 | 2026 |  | 16 to 20 years old | ICI MMG-22 | #4 | 14000 | 9800 | 2030 | 1421 |  |  | Walk-Up Apartments | 16 | 21120 | 1 | 6 | 29 | 29 | 1917
2053940001 | 1580 EDISON AVENUE Bronx, NY 10461 (40.8430754012371, -73.83290631253813) | Con Edison | UHOF CORP. | U H O F CORP | 191 COS COB, CT 06807-0191 (41.06444770749573, -73.59007950056844) | CA091478M | 7/5/05 | ROCKMILLS MP-40 | 1 | 1.74 | 1978 | 2013 |  | 31 to 35 years old | HEV-E-OIL AM3 1/2 DH | #4 | 14000 | 9800 | 2030 | 1421 |  |  | Elevator Apartments | 13 | 23000 | 1 | 4 | 26 | 27 | 1930
2030950007 | 700 OAKLAND PLACE Bronx, NY 10457 (40.84734181573608, -73.88945310233484) | Con Edison | 700 OAKLAND PLACE HDFC | 700 OAKLAND PL DVLPMT | 700 OAKLAND PLACE BRONX, NY 10457 (40.84734181573608, -73.88945310233484) | CB148808M | 7/7/05 | FEDERAL FST - 60 (NEW) | 1 | 2 | 2008 | 2043 | DUAL FUEL | Fewer than 5 years old | ICI MMG-28 (NEW) | #4 | 13875 | 9712 | 2012 | 1408 |  |  | Educational Structures | 15 | 25176 | 1 | 6 | 30 | 30 | 1931
2031650030 | 2446 CRESTON AVENUE Bronx, NY 10468 (40.86164973218803, -73.8986852765101) | Con Edison | KAUFMAN KANE ASSOC. | K/K ASSOCIATES | 450 7 AVENUE MANHATTAN, NY 10001 (40.75125144131903, -73.99042240589591) | CA010386H | 7/5/05 | FEDERAL FST-70 | 1 | 2.6 | 1986 | 2021 |  | 21 to 26 years old | IND COMB INC MMG-30 | #4 | 13505 | 9454 | 1958 | 1371 |  |  | Condominiums | 15 | 24993 | 1 | 6 | 25 | 33 | 1916
2032710191 | 5824 BROADWAY Bronx, NY 10463 (40.88518150455411, -73.90047845316693) | Con Edison | CHRIS PANTELA | CHRISTOS PANTELIAS | 5824 BROADWAY BRONX, NY 10463 (40.88518150455411, -73.90047845316693) | CB214003K | 7/5/05 | FEDERAL FST-40 (NEW) | 1 | 1.34 | 2003 | 2038 | DUAL FUEL | 5 to 10 years old | ICI MMG-22 | #4 | 13500 | 9450 | 1958 | 1370 |  |  | Elevator Apartments | 11 | 19875 | 1 | 5 | 23 | 25 | 1916
2031500045 | 265 182 STREET Bronx, NY 10457 (40.855606494480696, -73.89938900712258) | Con Edison | 265 PORP.LLC | VALENTINE REALTY ASSO | 272 WHITE PLAINS N Y 10602 (41.02768599970915, -73.77355800000169) | CB255801H | #N/A | FEDERAL FST-40 | 1 | 1.68 | 2001 | 2036 | DUAL FUEL | 5 to 10 years old | ICI MMG 22 P | #4 | 13469 | 9428 | 1953 | 1367 |  |  | Hotels | 15 | 20640 | 1 | 5 | 24 | 24 | 1915
2048310035 | 4067 LOWERRE PLACE Bronx, NY 10466 (40.89052727203676, -73.86016529147132) | Con Edison | 4067 LOWERRE ASSOCIATES, LLC | LOWERRE PLACE ASSOCIA | 3177 TREMONT AVENUE BRONX, NY 10461 (40.83716772094091, -73.8341439612874) | CB132608R | 7/7/05 | FEDERAL FST 40 (NEW) | 1 | 1.3 | 2008 | 2043 | DUAL FUEL | Fewer than 5 years old | ICI MMG - 22 (NEW) | #4 | 13469 | 9428 | 1953 | 1367 |  |  | Elevator Apartments | 12 | 22554 | 1 | 3 | 28 | 28 | 1962
2029980166 | 985 174 STREET Bronx, NY 10460 (40.836428279258726, -73.8848780309087) | Con Edison | E. 165 & 174 ST. RLTY. | 985 EAST 174 LLC | 381 PARK AVE NEW YORK, NY 10016 (40.74251902441455, -73.98458580592575) | CB001207L | 7/5/05 | FEDERAL FST-40 (NEW) | 1 | 1.3 | 2007 | 2042 | DUAL FUEL | Fewer than 5 years old | ICI MMG-22 (NEW) | #4 | 13469 | 9428 | 1953 | 1367 |  |  | Elevator Apartments | 15 | 24750 | 1 | 5 | 24 | 28 | 1931
2030530025 | 505 184 STREET Bronx, NY 10458 (40.85550597367453, -73.89186300789162) | Con Edison | FULLPORT LLC%M.RAPPAPORT | 505 E 184TH D, LLC | 800 CENTRAL PARK AVE N Y 10583 (41.00101447907596, -73.81463978508464) | CB255901X | #N/A | FEDERAL FST 40 | 1 | 1.34 | 2001 | 2036 | DUAL FUEL | 5 to 10 years old | ICI MMG 22 P | #4 | 13469 | 9428 | 1953 | 1367 |  |  | Elevator Apartments | 15 | 22550 | 1 | 5 | 32 | 32 | 1910
2028740107 | 1525 NELSON AVENUE Bronx, NY 10452 (40.84532557450295, -73.920246788685) | Con Edison | NELSON AVENUE HOLDING LLC | NELSON AVE. HOLDINGS | 900417 FAR ROCKAWAY, NY 11690 (40.60307899979608, -73.75071599974353) | CB903305H | 7/5/05 | FEDERAL FST-40 (NEW) | 1 | 1.3 | 2005 | 2040 | DUAL FUEL | 5 to 10 years old | ICI MMG-22 (NEW) | #4 | 13469 | 9428 | 1953 | 1367 |  |  | Office Buildings | 16 | 23400 | 1 | 5 | 26 | 26 | 1926
2038660027 | 1334 MANOR AVENUE Bronx, NY 10472 (40.83232078456131, -73.87715899066423) | Con Edison | NEW START PROPERTIES INC. | NEWSTART PROPERTIES,I | 1601 BRONXDALE AVENUE N Y 10462 (40.84351657306597, -73.85691921749257) | CB204200Y | 7/4/05 | FEDERAL FST-40 | 1 | 1.72 | 2000 | 2035 | DUAL FUEL | 5 to 10 years old | IND.COMB. MMG-22 | #4 | 13469 | 9428 | 1953 | 1367 |  |  | Elevator Apartments | 18 | 14248 | 1 | 4 | 17 | 17 | 1930
2033550016 | 3264 DECATUR AVENUE Bronx, NY 10467 (40.875560509295084, -73.87423694338533) | Con Edison | V. A. S. REALTY CORP. | V.A.S. REALTY CORP | 92 BRONX NY 10461 (40.846960590359004, -73.840632836736) | CB084508M | 7/5/05 | ROCKMILLS MP - 40 (EXSTG) | 1 | 1.3 | 2008 | 2043 | DUAL FUEL | Fewer than 5 years old | ICI MMG - 22 (NEW) | #4 | 13469 | 9428 | 1953 | 1367 |  |  | Elevator Apartments | 11 | 21530 | 1 | 5 | 26 | 26 | 1920
2033550080 | 365 209 STREET Bronx, NY 10467 (40.87633704636239, -73.87357274797435) | Con Edison | H.D.F.C. | 365 EAST 209TH ST ETC | 2751 GRAND BRONX, NY 10468 (40.86785065240455, -73.89951166617763) | CA009894X | 7/5/05 | FEDERAL-40 | 1 | 1.72 | 1994 | 2029 |  | 16 to 20 years old | INDUSTRIAL COMB. MMG-22 | #4 | 13468 | 9428 | 1953 | 1367 |  |  | Condominiums | 11 | 19125 | 1 | 5 | 20 | 20 | 1917
2029570023 | 844 175 STREET Bronx, NY 10460 (40.84033083755296, -73.88925270128266) | Con Edison | HERMAN STEINGBERG | 846 EAST 175 REALTY, | 1488 8 STREET BROOKLYN, NY 11230 (40.612606294775944, -73.96581785323194) | CA076694L | 7/4/05 | FEDERAL FST-40 (NEW) | 1 | 1.72 | 1994 | 2029 |  | 16 to 20 years old | ICI MMG-22 (NEW) | #4 | 13468 | 9428 | 1953 | 1367 |  |  | Walk-Up Apartments | 15 | 14615 | 1 | 5 | 21 | 21 | 1924
2030400010 | 452 187 STREET Bronx, NY 10458 (40.85797279076486, -73.89214026977028) | Con Edison | M & D MANAGEMENT | 452 EAST 187TH STREET | 2273 69TH BROOKLYN, NY 11204 (40.61163921660607, -73.98384798925504) | CB508803J | 7/5/05 | BEST 5A-40 (NEW) | 1 | 1.33 | 2003 | 2038 | DUAL FUEL | 5 to 10 years old | ICI MMG-22 | #4 | 13468 | 9428 | 1953 | 1367 |  |  | Office Buildings | 15 | 22000 | 1 | 5 | 27 | 27 | 1926
2046430031 | 664 213 STREET Bronx, NY 10467 (40.87952876916839, -73.866317063895) | Con Edison | STANBURT REALTY LLC | 664 EAST 213TH STREET | 145 HUGUENOT ST NEW ROCHELLE, NY 10801 (40.91319235913511, -73.77945045104241) | CA212494K | 7/4/05 | ROCKMILLS MP-40 | 1 | 1.72 | 1994 | 2029 |  | 16 to 20 years old | INDUSTRIAL COMB. MMG-22 | #4 | 13468 | 9428 | 1953 | 1367 |  |  | Elevator Apartments | 12 | 17000 | 1 | 4 | 20 | 20 | 1927
2025080024 | 64 165 STREET Bronx, NY 10452 (40.831868092849426, -73.92327811142377) | Con Edison | 64 WEST 166TH ST. REALTY CORP. | 1261 MERRIAM AVENUE L | 1072 WOODYCREST AVENUE BRONX, NY 10452 (40.834214782397616, -73.92674032480477) | CA083199J | 7/6/05 | FEDERAL FST 40 | 1 | 1.7 | 1999 | 2034 | DUAL FUEL | 11 to 15 years old | ICI MMG 22 | #4 | 13468 | 9428 | 1953 | 1367 |  |  | Walk-Up Apartments | 17 | 21460 | 1 | 5 | 30 | 33 | 1925
2033950047 | 530 234 STREET Bronx, NY 10470 (40.89726075698397, -73.86333412343643) | Con Edison | SEMPRE AVANTI CORP. | SEMPRE AVANTI RLTY CO | 530 234 STREET BRONX, NY 10470 (40.89726075698397, -73.86333412343643) | CB010006H | 7/5/05 | ROCKMILLS MP-40 (NEW) | 1 | 1.3 | 2006 | 2041 | DUAL FUEL | Fewer than 5 years old | ICI MMG 22 (NEW) | #4 | 13468 | 9428 | 1953 | 1367 | Yes | 2015 | Elevator Apartments | 11 | 113670 | 1 | 8 | 87 | 88 | 1955
2031690055 | 2065 CRESTON AVENUE Bronx, NY 10453 (40.85331262308704, -73.90433699793644) | Con Edison | TORLAR REALTY CORP. | TORLAR REALTY CORP | 5014 16TH AVENUE BROOKLYN, NY 11204 (40.63039762985218, -73.98621834838308) | CA079487M | 7/6/05 | ROCKMILLS MP 70 | 1 | 2.6 | 1987 | 2022 |  | 21 to 26 years old | ICI MMG 30 | #4 | 13432 | 9402 | 1948 | 1363 |  |  | Elevator Apartments | 14 | 32815 | 1 | 5 | 40 | 40 | 1922
2037170001 | 1591 BRUCKNER BOULEVARD Bronx, NY 10472 (40.824335846962, -73.87445134484888) | Con Edison | TOWER GARDEN INC. % PRESITAGE MGT | TOWER GARDENS INC | 3485 TREMONT AVE BRONX, NY 10465 (40.83151013263028, -73.82690649796429) | CB125702L | 7/7/05 | EASCO SM4-350 (NEW) | 1 | 105 | 2002 | 2037 | DUAL FUEL | 5 to 10 years old | HEVE (NEW) (I.C.) DEG-145- | #6 | 13400 | 9380 | 2010 | 1407 | Yes | 2017 | Walk-Up Apartments | 18 | 117922 | 1 | 14 | 105 | 105 | 1960 |  | YES
2030860004 | 653 182 STREET Bronx, NY 10457 (40.85106396366703, -73.88823099923695) | Con Edison | JOREMI ENTERPRISES INC. | 653 EAST 182 LLC | 198 BRONX NY 10461 (40.846960590359004, -73.840632836736) | CA278085L | 7/4/05 | ROCKMILLS MP-70 | 1 | 2.6 | 1985 | 2020 |  | 21 to 26 years old | IND. COMB. INC. MMG-30 | #4 | 13248 | 9274 | 1921 | 1345 |  |  | Elevator Apartments | 15 | 45600 | 1 | 6 | 44 | 47 | 1920
2031010021 | 2254 CROTONA AVENUE Bronx, NY 10457 (40.851060809207766, -73.88542064070637) | Con Edison | 2254 CRO REALTY INC. | OCG V LLC | 190 BURNSIDE AVE BRONX, NY 10453 (40.8524353201768, -73.90407231294417) | CA293986Y | 7/5/05 | FEDERAL FST-50 | 1 | 2.03 | 1986 | 2021 |  | 21 to 26 years old | I.C.I. MMG-22 | #4 | 13231 | 9262 | 1919 | 1343 |  |  | Hotels | 15 | 23400 | 1 | 6 | 28 | 28 | 1926
2028480020 | 12 CLIFFORD PLACE Bronx, NY 10453 (40.84646709433938, -73.91297747897458) | Con Edison | PBM 12 CLIFFORD PLACE | 12 CLIFFORD PLACE LLC | 381 PARK AVE NEW YORK, NY 10016 (40.74251902441455, -73.98458580592575) | CA030792L | 7/7/05 | FEDERAL FST-40 | 1 | 1.72 | 1992 | 2027 |  | 16 to 20 years old | HEV-E-OIL MMG 22 | #4 | 13140 | 9198 | 1905 | 1334 |  |  | Elevator Apartments | 14 | 15925 | 1 | 5 | 27 | 27 | 1927
2030690078 | 610 180 STREET Bronx, NY 10457 (40.849323681667734, -73.89130639014441) | Con Edison | FRANCO REALTY ASSOCIATION | FRANCO RLTY ASSOC | 207 FIRST STREET YONKERS, NY 10704 (40.90881680498608, -73.85885425052044) | CA342989H | 7/7/05 | FEDERAL FST 40 | 1 | 1.57 | 1989 | 2024 |  | 21 to 26 years old | ICI MMG 14 | #4 | 13000 | 9100 | 1885 | 1320 |  |  | Elevator Apartments | 15 | 18600 | 1 | 5 | 26 | 26 | 1913
2033360024 | 144 208 STREET Bronx, NY 10467 (40.877924075902705, -73.88023911925039) | Con Edison | DON-LOU REALTY. | DON LOU REALTY | 540992 FLUSHING NY 11354 (40.76862022064671, -73.82719028070687) | CA557485M | 7/7/05 | ROCKMILLS MP-50 | 1 | 2.03 | 1985 | 2020 |  | 21 to 26 years old | I.C.I MMG-22 | #4 | 12500 | 8750 | 1812 | 1269 |  |  | Elevator Apartments | 11 | 36800 | 1 | 5 | 28 | 28 | 1923
2031740005 | 29 FORDHAM ROAD Bronx, NY 10468 (40.86236529181259, -73.89990633606538) | Con Edison | CHASE MANHATTAN BANK | HAGEDORN FORDHAM RD I | 345 PARK AVE MANHATTAN, NY 10154 (40.75767700019344, -73.9731709997418) | CA263782P | 7/5/05 | ROCKMILLS MP4-78 | 1 | 4 | 1982 | 2017 | DUAL FUEL | 26 to 30 years old | INDUSTRIAL COMBUSTION MMG-34-P | #4 | 12475 | 8733 | 1809 | 1266 | Yes | 2014 | Elevator Apartments | 14 | 67964 | 1 | 2 | 0 | 5 | 1919
2033290025 | 3595 BAINBRIDGE AVENUE Bronx, NY 10467 (40.88427149787636, -73.87764697400414) | Con Edison | BROADWAY WHITE CORP | IVORY 3591 BAINBRIDGE | 1651 CONEY ISLAND AVE BROOKLYN, NY 11230 (40.617134059024586, -73.96362996399334) | CA037381Z | 7/6/05 | ROCKMILLS MP-125 | 1 | 4.3 | 1981 | 2016 |  | 26 to 30 years old | IND COMB INC DEG-54(P) | #6 | 12400 | 8680 | 1860 | 1302 | Yes | 2019 | Elevator Apartments | 11 | 70900 | 1 | 6 | 71 | 71 | 1926
2030300159 | 4535 PARK AVENUE Bronx, NY 10457 (40.8556152522245, -73.89501789043307) | Con Edison | HARRIS EVERELD | HARRIS EVERELD | 4554 PARK AVE N Y 10458 (40.85589858764452, -73.89431906811966) | CB014402X | #N/A | FEDERAL FST 40 | 1 | 1.68 | 2002 | 2037 | DUAL FUEL | 5 to 10 years old | INDUSTRIAL COMB. MMG 14 | #4 | 12264 | 8585 | 1778 | 1245 |  |  | Condominiums | 15 | 17930 | 1 | 5 | 20 | 22 | 1912
2038180028 | 2252 HAVILAND AVENUE Bronx, NY 10462 (40.83069387576996, -73.84896005269854) | Con Edison | HAVILAND MEWS LLC. | KMG HAVILAND LLC |  | CA428955R | 7/5/05 | KEWANEE | 1 | 1.2 | 1955 | 2010 |  | Over 50 years | HEVE OIL AL3C | #4 | 12000 | 8400 | 1740 | 1218 |  |  | Walk-Up Apartments | 18 | 12040 | 1 | 4 | 15 | 15 | 1928
2024270037 | 1251 WEBSTER AVENUE Bronx, NY 10456 (40.83319788752103, -73.90924112391602) | Con Edison | OWNER/AGENT | 1251-55 WEBSTER AVE. | 570174 WHITESTONE NY 11357 (40.78628404147537, -73.81123206101074) | CA214189N | 7/5/05 | FEDERAL FST40 | 1 | 1.72 | 1989 | 2024 |  | 21 to 26 years old | ICI MMG22 | #4 | 12000 | 8400 | 1740 | 1218 |  |  | Elevator Apartments | 16 | 21120 | 1 | 6 | 28 | 28 | 1917
2058251501 | 221 251 STREET Bronx, NY 10471 (40.89580792108506, -73.89703208360181) | Con Edison | ANTON ROSSI | QUNI REALTY CORP | 221 251 STREET BRONX, NY 10471 (40.89580792108506, -73.89703208360181) | CA330964N | 7/7/05 | FEDERAL FR2-220 | 1 | 1.1 | 1964 | 2010 |  | 46 - 50 years old | HEVEOIL AL3C | #4 | 11680 | 8176 | 1694 | 1186 |  |  | Elevator Apartments | 11 | 15200 | 1 | 4 | 13 | 13 | 1926
2032960010 | 2846 BRIGGS AVENUE Bronx, NY 10458 (40.86908295707133, -73.8890441900113) | Con Edison | ANTONIO & ELENA SEIJAS | BRIGGS CORNER INC. | 2846 BRIGGS AVENUE BRONX, NY 10458 (40.86908295707133, -73.8890441900113) | CA036472J | 7/5/05 | SPENCER FS 30 | 1 | 1.1 | 1972 | 2010 |  | 36 - 40 year old | HEVEOIL AM 3 1/2DH | #4 | 11000 | 7700 | 1595 | 1116 |  |  | Office Buildings | 15 | 11250 | 1 | 5 | 16 | 16 | 1911
2028660004 | 1615 GRAND AVENUE Bronx, NY 10453 (40.84661481461158, -73.91627966015886) | Con Edison | OWNER/AGENT | 1630 REALTY ASSOCIATE | 1601 BRONXDALE AVENUE BRONX, NY 10461 (40.84351657306597, -73.85691921749257) | CA156066K | 7/4/05 | ROCKMILLS MP 125 | 1 | 4.2 | 1966 | 2010 |  | 41 - 45 years old | PETRO AO-6-6 6.3 | #6 | 10101 | 7071 | 1515 | 1061 |  |  | Walk-Up Apartments | 16 | 41400 | 1 | 6 | 51 | 51 | 1927
2032180001 | 95 183 STREET Bronx, NY 10453 (40.858143485312155, -73.90196597282637) | Con Edison | GIANFRANCO L AGOSTI | GA 95 WEST 183 ST COR | 454 49 STREET MANHATTAN, NY 10019 (40.76349809372068, -73.99097696594391) | CA291888L | 7/5/05 | FEDERAL FST 50 | 1 | 2.1 | 1988 | 2023 |  | 21 to 26 years old | IND. COMB MMG22 | #4 | 10000 | 7000 | 1450 | 1015 |  |  | Educational Structures | 14 | 22500 | 1 | 5 | 21 | 21 | 1915
2027230012 | 923 SIMPSON STREET Bronx, NY 10459 (40.82049747089047, -73.89325288602092) | Con Edison | SEBCO III ASSOCIATES | SEBCO III ASSOCIATES | 955 163 STREET BRONX, NY 10459 (40.82102127608155, -73.89565834555971) | CA093878K | 7/5/05 | BURNHAM SPENCER 4F-450 NY | 1 | 3.4 | 1978 | 2013 |  | 31 to 35 years old | HEVEOIL AM 6 C M | #4 | 10000 | 7000 | 1450 | 1015 |  |  | Elevator Apartments | 17 | 48000 | 1 | 6 | 43 | 44 | 1909
2032900014 | 2786 BAINBRIDGE AVENUE Bronx, NY 10458 (40.867926266444506, -73.88901088412928) | Con Edison | BEDFORD PARK APTS. LLC. | BEDFORD PARK APARTMEN | 280 COMMACK NY 11725 (40.836352218606315, -73.29456287742103) | CA149980R | 7/6/05 | FEDERAL FST 90 | 1 | 3.8 | 1980 | 2015 | DUAL FUEL | 26 to 30 years old | ICI DEG-42S | #6 | 7910 | 5537 | 1186 | 831 | Yes | 2020 | Elevator Apartments | 15 | 63024 | 1 | 6 | 49 | 49 | 1937
2045340045 | 1500 ARNOW AVENUE Bronx, NY 10469 (40.8675175562482, -73.84280206614854) | Con Edison | HOLY ROSARY SCHOOL | CH OF THE HOLY ROSARY | 1500 ARNOW AVENUE BRONX, NY 10469 (40.8675175562482, -73.84280206614854) | CA299282N | 7/5/05 | HB SMITH 440-S-20 | 1 | 4.3 | 1982 | 2017 |  | 26 to 30 years old | INDUSTRIAL COMBUSTION MODEL MM-42-S | #4 | 3300 | 2310 | 478 | 335 | Yes | 2014 | Elevator Apartments | 13 | 102000 | 1 | 5 | 0 | 0 | 1955
2032530023 | 2704 KINGSBRIDGE TERRACE Bronx, NY 10463 (40.870882689542654, -73.9037927970683) | Con Edison | KINGBRIGE APT. CORP. | KINGSBRIDGE APT CORP | 919 BRONX NY 10451 (40.82069640711353, -73.92384136798472) | CA284284P | 7/6/05 | ROCKMILLS MP70 | 1 | 2.6 | 1984 | 2019 |  | 26 to 30 years old | ICI MMG 34P | #4 | 3000 | 2100 | 435 | 304 |  |  | Elevator Apartments | 14 | 42000 | 1 | 5 | 41 | 41 | 1926
2023300026 | 316 149 STREET Bronx, NY 10451 (40.816850105265445, -73.92100476132697) | Con Edison | D'ONOFRIO,MARIA ROSE | MARIA ROSE D'ONOFRIO | 21 CLAUDET WAY EASTCHESTER, NY 10709 (40.94879651827512, -73.80686178649552) | CA243455J | 7/5/05 | CROTTY CSM 35 | 1 | 1.5 | 1955 | 2010 |  | Over 50 years | ACE #16DPG | #4 | 1901 | 1331 | 276 | 193 |  |  | Elevator Apartments | 17 | 12000 | 1 | 2 | 0 | 13 | 1931
2031050061 | 707 187 STREET Bronx, NY 10458 (40.85412797595703, -73.88425223818915) | Con Edison | 29 HOLDING CORP | 707 E. 187 LLC | 1885 WHHITE PLAINS RD N Y 10462 (40.8471247639254, -73.86684083485979) | CB271401H | 7/7/05 | FEDERAL FST-40 | 1 | 1.68 | 2001 | 2036 | DUAL FUEL | 5 to 10 years old | IND COMB. MMG 22 | #4 | 176 | 123 | 26 | 18 |  |  | Elevator Apartments | 15 | 22000 | 1 | 5 | 32 | 32 | 1911
2042050001 | 1400 PELHAM PKWY&amp;EASTCHESTER RD Bronx, NY 10461 (40.846960590359004, -73.840632836736) | Con Edison | JACOBI MEDICAL/BRONX MUNI HOSP. | ALBERT EINSTEIN COLLE | 1400 PELHAM PKWAY&amp;EASTCHESTER RD BRONX, NY 10461 (40.846960590359004, -73.840632836736) | CA112767Z | 7/7/05 | UNKNOWN | 1 | 0 | 1967 | 2010 |  | 41 - 45 years old |  | #6 | 0 | 0 | 0 | 0 | Yes | 2015 | Elevator Apartments | 13 | 2265343 | 11 | 12 | 0 | 4 | 1957
2028760014 | 100 174 STREET Bronx, NY 10453 (40.84701752074708, -73.91781751220186) | Con Edison | 100 WEST 174 LLC | 100 W 174 LLC | 3200 CRUGER AVENUE BRONX, NY 10467 (40.871464594371155, -73.86611756820807) | CB049708X | #N/A | ROCKMILLS MP -60 (EXSTG) | 1 | 2 | 2008 | 2043 | DUAL FUEL | Fewer than 5 years old | ICI MMG - 28 (NEW) | #4 | 0 | 0 | 0 | 0 |  |  | Walk-Up Apartments | 16 | 37300 | 1 | 6 | 37 | 38 | 1927
2024770034 | 1005 WALTON AVENUE Bronx, NY 10452 (40.830183959391334, -73.92237477105746) | Con Edison | 1001 LLC % CHESTNUT HLDGS. OF N.Y. | 1001 LLC | 5676 RIVERDALE AVE RIVERDALE, NY 10471 (40.90603192863733, -73.90429477417916) | CB177407L | 7/6/05 | ROCKMILLS MP - 125 (EXSTG) | 1 | 4.1 | 2007 | 2042 | DUAL FUEL | Fewer than 5 years old | ICI DEG - 54P (NEW) | #4 | 0 | 0 | 0 | 0 | Yes | 2017 | Elevator Apartments | 17 | 70961 | 1 | 6 | 72 | 72 | 1926
2028470069 | 1605 WALTON AVENUE Bronx, NY 10452 (40.843800412593005, -73.91296988490332) | Con Edison | 1605 REALTY CORP | 1605 REALTY 86 CORP | 1679 WHITE PLAINS NY 10602 (41.02768599970915, -73.77355800000169) | CA574286Y | 7/6/05 | FEDERAL FST 100 | 1 | 4.2 | 1986 | 2021 |  | 21 to 26 years old | ICI MMG-42-P | #4 | 0 | 0 | 0 | 0 |  |  | Elevator Apartments | 14 | 43905 | 1 | 5 | 55 | 62 | 1922
2024860030 | 1015 GERARD AVENUE Bronx, NY 10452 (40.83074290206966, -73.92308858262486) | Con Edison | 3092 REALTY CORP. | GERARD MANOR CORP C/O | 3092 HULL AVE BRONX, NY 10467 (40.872182149815785, -73.87850567572308) | CA009478R | 7/6/05 | ROCKMILLS MP4-122 | 1 | 4.1 | 1978 | 2013 |  | 31 to 35 years old | ICI ME-54S | #6 | 0 | 0 | 0 | 0 | Yes | 2016 | Walk-Up Apartments | 17 | 59446 | 1 | 6 | 54 | 54 | 1928
2033190103 | 2895 GRAND Bronx, NY 10468 (40.86785065240455, -73.89951166617763) | Con Edison | 31 AUNI REALTY CO. | 31 AVNI REALTY CORP. | 617 188 STREET BRONX, NY 10458 (40.85616451251135, -73.88619474619041) | CA036380M | 7/5/05 | ROCKMILLS MP 100 | 1 | 4.2 | 1980 | 2015 |  | 26 to 30 years old | IND COMB DEG 42P | #6 | 0 | 0 | 0 | 0 | Yes | 2019 | Elevator Apartments | 15 | 54000 | 1 | 5 | 55 | 55 | 1923
2032750108 | 2562 DECATUR AVENUE Bronx, NY 10458 (40.862556214159085, -73.89105099402781) | Con Edison | 9 SHERSMAN ASSOC. | 2563 WEBSTER LLC | 173 SHERMAN AVENUE MANHATTAN, NY 10034 (40.8648440635986, -73.92249077421789) | CA188868Z | #N/A | FEDERAL FST 175 | 1 | 5.85 | 1968 | 2010 |  | 41 - 45 years old | RAY AE 175 | #6 | 0 | 0 | 0 | 0 |  |  | Elevator Apartments | 15 | 45907 | 2 | 6 | 42 | 45 | 1915
2041170001 | 1300 MORRIS PARK AVENUE Bronx, NY 10461 (40.85115704613437, -73.84432594524048) | Con Edison | ALBERT EINSTEIN COLLEGE OF MEDICINE | MONTEFIORE MEDICAL CE | 1300 MORRIS PARK AVENUE BRONX, NY 10461 (40.85115704613437, -73.84432594524048) | CB108106L | #N/A | BABCOCK & WILCOX FM 117-70 (NEW) | 2 | 82 | 2006 | 2041 | DUAL FUEL | Fewer than 5 years old | COEN 675 DAF 34 (NEW) | #6 | 0 | 0 | 0 | 0 | Yes | 2017 | Loft Buildings | 13 | 1303935 | 6 | 9 | 0 | 7 | 1954
2028770453 | 1800 POPHAM AVENUE Bronx, NY 10453 (40.85145725033349, -73.91811031555578) | Con Edison | ANDREWS PLAZA HOUSING ASSOC. | ANDREWS PLAZA HOUSING | 1800 POPHAM AVENUE BRONX, NY 10453 (40.85145725033349, -73.91811031555578) | CB102108M | 7/4/05 | BEST 5A-70 (NEW) | 1 | 2.34 | 2008 | 2043 | DUAL FUEL | Fewer than 5 years old | INDUSTRIAL COMBUSTION DEG-42Y (P) | #6 | 0 | 0 | 0 | 0 |  |  | Loft Buildings | 16 | 28800 | 1 | 6 | 33 | 33 | 1921
2028790075 | 1820 PHELAN PLACE Bronx, NY 10453 (40.85272789814645, -73.91685839275374) | Con Edison | ANDREWS PLAZA HOUSING ASSOC. | ANDREWS PLAZA HOUSING | 1800 POPHAM AVENUE BRONX, NY 10453 (40.85145725033349, -73.91811031555578) | CB102208K | 7/5/05 | BEST 5B-80 (NEW) | 1 | 2.67 | 2008 | 2043 | DUAL FUEL | Fewer than 5 years old | INDUSTRIAL COMBUSTION DEG-42Y (P) (NEW) | #6 | 0 | 0 | 0 | 0 |  |  | Office Buildings | 14 | 42372 | 1 | 6 | 43 | 43 | 1927
2033240099 | 15 19 WEST MOSHOLU PARKWAY Bronx, NY 10467 (40.8770479121315, -73.87153250082423) | Con Edison | C.P.R. MANAGEMENT IX CORP. | 1519 MP LLC | 800 CENTRAL PARK AVENUE SCARSDALE, NY 10583 (41.00101447907596, -73.81463978508464) | CA082880X | 7/4/05 | ROCKMILLS MP90 | 1 | 0 | 1980 | 2015 | DUAL FUEL | 26 to 30 years old | HEV-E-OIL DEG 42P | #6 | 0 | 0 | 0 | 0 | Yes | 2014 | Elevator Apartments | 11 | 53040 | 1 | 5 | 50 | 50 | 1925
2024610083 | 185 163 STREET Bronx, NY 10451 (40.82827728271543, -73.92069827055893) | Con Edison | COHITION MNGT TRAINING | 185 E 163 ST HOUSING | 1188 BRONX NY 10457 (40.84579837129786, -73.89832418681175) | CA381085R | 7/4/05 | FEDERAL-FST-100(NEW) | 1 | 30 | 1985 | 2020 |  | 21 to 26 years old | ICI-DEG-42P (NEW) | #6 | 0 | 0 | 0 | 0 |  |  | Elevator Apartments | 17 | 45483 | 1 | 6 | 38 | 42 | 1927
2031470070 | 315 187 STREET Bronx, NY 10458 (40.85989343824058, -73.89632098468708) | Con Edison | EAST 187 STREET ASSOCIATES LLC | EAST 187TH STREET ASS | 491 BROOKLYN NY 11204 (40.619055848049015, -73.98479859887618) | CB097403M | 7/5/05 | FEDERAL FST-70 (NEW) | 1 | 2.34 | 2003 | 2038 | DUAL FUEL | 5 to 10 years old | ICI MMG-30 (NEW) | #4 | 0 | 0 | 0 | 0 |  |  | Elevator Apartments | 15 | 37470 | 1 | 5 | 47 | 47 | 1931
2031520084 | 2453 VALENTINE AVENUE Bronx, NY 10458 (40.86081549340895, -73.89654519390909) | Con Edison | EJAM HOLDING CO | SALJANIN NOVO | 222 188 STREET MANHATTAN, NY 10023 (40.774536138232236, -73.97994335610099) | CA145272H | 7/7/05 |  | 1 | 2.5 | 1972 | 2010 |  | 36 - 40 year old |  | #6 | 0 | 0 | 0 | 0 |  |  | Educational Structures | 15 | 27930 | 3 | 5 | 30 | 32 | 1911
2059580001 | 537 261 STREET Bronx, NY (40.910446686253685, -73.9040458307064) | Con Edison | EMERGENCY INSTALLATION | COLLEGE OF MOUNT SAIN |  | CB099508M | #N/A | BEST 5B-100 | 2 | 0 | 2008 | 2043 | DUAL FUEL | Fewer than 5 years old | INDUSTRIAL COMUBSTION MMG-42P | #4 | 0 | 0 | 0 | 0 | Yes | 2018 | Elevator Apartments | 11 | 237021 | 12 | 12 | 0 | 1 | 1848
2027400039 | 1275 LAFAYETTE AVENUE Bronx, NY 10474 (40.81671414379002, -73.88829933083859) | Con Edison | EMERGENCY INSTALLATION | NEW 1275 LAFAYETTE |  | CB704605R | #N/A | (EXISTING) ROCKMILLS MP-80 | 1 | 0 | 2005 | 2040 | DUAL FUEL | 5 to 10 years old | (NEW) INDUSTRIAL COMBUSTION MMG-34P | #4 | 0 | 0 | 0 | 0 |  |  | Warehouses | 17 | 32580 | 1 | 5 | 40 | 44 | 1925
2027230006 | 930 FOX STREET Bronx, NY 10459 (40.8207163239295, -73.89385295733226) | Con Edison | EMERGENCY INSTALLATION | BRONX 360 REALTY LLC |  | CB189208K | #N/A | EASCO FST 90 HP | 1 | 0 | 2008 | 2043 | DUAL FUEL | Fewer than 5 years old | IC MMG-42 | #4 | 0 | 0 | 0 | 0 |  |  | Walk-Up Apartments | 17 | 48775 | 1 | 6 | 49 | 49 | 1909
2032190232 | 153 155 FATHER ZEISER PLACE Bronx, NY 10468 (40.869693003729196, -73.89892699248668) | Con Edison | EMERGENCY INSTALLATION | SEIDEN REALTY ASSOCIA |  | CB090106M | #N/A | FEDERAL FST-150 | 1 | 0 | 2006 | 2041 | DUAL FUEL | Fewer than 5 years old | ICI DEG-63P | #6 | 0 | 0 | 0 | 0 | Yes | 2019 | Elevator Apartments | 14 | 130130 | 2 | 5 | 152 | 152 | 1924
2028280005 | 1920 WALTON AVENUE Bronx, NY 10453 (40.85042210053685, -73.90894347595813) | Con Edison | EMERGENCY INSTALLATION | 1920 WALTON LLC |  | CB441803R | #N/A | FEDERAL FST 125 | 1 | 0 | 2003 | 2038 | DUAL FUEL | 5 to 10 years old | ICI DEG 54 | #6 | 0 | 0 | 0 | 0 | Yes | 2018 | Walk-Up Apartments | 14 | 78095 | 1 | 6 | 84 | 84 | 1926
2045970031 | 3215 HOLLAND AVENUE Bronx, NY 10467 (40.8715641110202, -73.86525060205697) | Con Edison | EMERGENCY INSTALLATION | NY-BRONX I, LLC |  | CB001905N | #N/A | YORK SHIPLEY 563LH3W-100-S015 | 1 | 0 | 2005 | 2040 | DUAL FUEL | 5 to 10 years old | ICI DEG-42P | #6 | 0 | 0 | 0 | 0 |  |  | Walk-Up Apartments | 12 | 39240 | 1 | 6 | 51 | 51 | 1929
2033500025 | 350 207 STREET Bronx, NY 10467 (40.87501644832437, -73.87487480586698) | Con Edison | ENF. 4/26/91 | PALUSHAJ EQUITIES LLC | 3235 DECATUR AVENUE BRONX, NY 10467 (40.87484983793705, -73.87485979086502) | CA247573Z | 7/7/05 | PACIFIC #UNKNOWN | 1 | 2.1 | 1973 | 2010 |  | 36 - 40 year old | GILBERT-BARKER #ABPH | #4 | 0 | 0 | 0 | 0 |  |  | Elevator Apartments | 11 | 28000 | 1 | 6 | 32 | 32 | 1940
2040740024 | 1401 BLONDELL AVENUE Bronx, NY 10461 (40.84290822742409, -73.8428801032232) | Con Edison | EXPRESS ELECTROPLATING CO | MARTELLO ANTHONY | 1401 BLONDELL AVENUE BRONX, NY 10461 (40.84290822742409, -73.8428801032232) | CA078966P | 7/7/05 | SPENCER #319320H | 1 | 2.8 | 1966 | 2010 |  | 41 - 45 years old | HEV-E-OIL AMCF-6 | #4 | 0 | 0 | 0 | 0 |  |  | Elevator Apartments | 13 | 12140 | 1 | 2 | 0 | 3 | 1954
2027820096 | 1378 TELLER AVENUE Bronx, NY 10456 (40.83633203329277, -73.90922799409603) | Con Edison | H & O HANDLING CO | 1376 TELLER LLC | 513 MIDWOOD STATION BROOKLYN, NY 11230 (40.66057360743874, -73.94362550407162) | CA317686X | 7/4/05 | FEDERAL FST 32 | 1 | 1.34 | 1986 | 2021 |  | 21 to 26 years old | HEVE MMG 14 | #4 | 0 | 0 | 0 | 0 |  |  | Educational Structures | 16 | 18612 | 1 | 6 | 22 | 22 | 1926
2025230061 | 950 DR M L KING JR BOULEVARD Bronx, NY 10452 (40.83772426336412, -73.9233322114124) | Con Edison | H.W. WILSON COMPANY | H W WILSON COMPANY IN | 950 DR M L KING JR BOULEVARD BRONX, NY 10452 (40.83772426336412, -73.9233322114124) | CA448670L | 7/7/05 | KEWANEE LM 883 | 1 | 4.2 | 1970 | 2010 |  | 36 - 40 year old | ENTERPRISE H3-PM-LPC | #6 | 0 | 0 | 0 | 0 | Yes | 2013 | Elevator Apartments | 17 | 141170 | 5 | 8 | 0 | 1 | 1929
2027650226 | 621 MANIDA STREET Bronx, NY 10474 (40.812429061907515, -73.88788701232517) | Con Edison | HINGE REALTY CORP | OCG II LLC | 1060 WASHINGTON AVENUE BRONX, NY 10456 (40.82759776870344, -73.90891942085204) | CA378972X | 7/6/05 | ROCKMILLS MP100 | 1 | 3.3 | 1972 | 2010 |  | 36 - 40 year old | HEV-E-OIL AM6E | #6 | 0 | 0 | 0 | 0 |  |  | Walk-Up Apartments | 17 | 42100 | 1 | 5 | 56 | 56 | 1923
2024760022 | 975 WALTON AVENUE Bronx, NY 10452 (40.829425898628834, -73.922824572882) | Con Edison | J.M.G.MANAGEMENT PLUS | 975 WALTON LLC | 5600A BROADWAY BRONX, NY 10463 (40.87943056565291, -73.90428356958549) | CA127478Y | 7/4/05 | FEDERAL FST 400 | 1 | 16.4 | 1978 | 2013 |  | 31 to 35 years old | INDUSTRIAL COM INC DE 175P | #6 | 0 | 0 | 0 | 0 | Yes | 2016 | Elevator Apartments | 17 | 279000 | 1 | 6 | 182 | 185 | 1927
2037140050 | 1035 BOYNTON AVENUE Bronx, NY 10472 (40.82473229790812, -73.87735359593552) | Con Edison | LOUIS ZAMBOLI | ZAM 936, LLC | 936 INTERVALE AVE BRONX, NY 10459 (40.82082735299217, -73.89686544196805) | CA378486K | 7/6/05 | ROCKMILLS MP 100 | 1 | 3.8 | 1986 | 2021 |  | 21 to 26 years old | I.C.I. DEG 42 P | #6 | 0 | 0 | 0 | 0 | Yes | 2014 | Elevator Apartments | 18 | 61500 | 1 | 6 | 61 | 61 | 1931
2030610032 | 2005 MONTEREY AVENUE Bronx, NY 10457 (40.84776886297071, -73.89466191323608) | Con Edison | MONTEREY ASSOC. L.P. % PRC MGMT. | MONTEREY ASSOCIATES |  | CB809305P | 7/7/05 | FEDERAL FST-70 | 1 | 2.3 | 2005 | 2040 | DUAL FUEL | 5 to 10 years old | ICI MMG-30 (NEW) | #4 | 0 | 0 | 0 | 0 |  |  | Elevator Apartments | 15 | 17407 | 1 | 5 | 18 | 18 | 1913
2030610026 | 2015 MONTEREY AVENUE Bronx, NY 10457 (40.848149276207224, -73.89443084741832) | Con Edison | MONTEREY ASSOC. L.P. % PRC MGMT. | MONTEREY ASSOCIATES | 955 163 STREET BRONX, NY 10459 (40.82102127608155, -73.89565834555971) | CB705605X | 7/4/05 | FEDERAL FST-100 (NEW) | 1 | 3.3 | 2005 | 2040 | DUAL FUEL | 5 to 10 years old | ICI MMG-42P (NEW) | #4 | 0 | 0 | 0 | 0 | Yes | 2021 | Condominiums | 15 | 66033 | 3 | 5 | 54 | 54 | 1914
2030610022 | 2023 MONTEREY AVENUE Bronx, NY 10459 (40.84845360679644, -73.89424599476412) | Con Edison | MONTEREY ASSOC. LP % PRC MGT. | MONTEREY ASSOCIATES | 955 163RD STREET BRONX, NY 10459 (40.82102127608155, -73.89565834555971) | CB024306N | 7/4/05 | FEDERAL FST-80 (NEW) | 1 | 2.6 | 2006 | 2041 | DUAL FUEL | Fewer than 5 years old | ICI MMG-34P | #4 | 0 | 0 | 0 | 0 |  |  | Elevator Apartments | 15 | 44066 | 2 | 5 | 45 | 45 | 1913
2031540035 | 2537 VALENTINE AVENUE Bronx, NY 10458 (40.8629188615976, -73.8954357124788) | Con Edison | MOYBROS REALTY CORP. | 2537 MOYBROS REALTY C | 6125 BROADWAY NEW YORK, NY 10471 (40.89158634669688, -73.89746987767829) | CB001007P | 7/5/05 | ROCKMILLS MP-100 (EXSTG) | 1 | 3.3 | 2007 | 2042 | DUAL FUEL | Fewer than 5 years old | ICI MMG-42P (NEW) | #4 | 0 | 0 | 0 | 0 |  |  | Educational Structures | 15 | 43270 | 1 | 5 | 52 | 52 | 1922
2025260090 | 1133 OGDEN AVENUE Bronx, NY (40.836330155593906, -73.92749706468915) | Con Edison | NATIONAL MECHANICAL | HIGHBRIDGE HOUSE OGDE | 1133 OGDEN AVENUE BRONX, NY (40.836330155593906, -73.92749706468915) | CB183106M | #N/A | EASCO SM4-200 | 1 | 0 | 2006 | 2041 | DUAL FUEL | Fewer than 5 years old | ICI DEG - 84P | #6 | 0 | 0 | 0 | 0 | Yes | 2016 | Walk-Up Apartments | 16 | 0 | 0 | 0 | 0 | 0 | 0 |  | YES
2031540035 | 2537 VALENTINE AVENUE Bronx, NY (40.8629188615976, -73.8954357124788) | Con Edison | NATIONAL MECHANICAL | 2537 MOYBROS REALTY C | 2537 VALENTINE AVENUE BRONX, NY (40.8629188615976, -73.8954357124788) | CB183406R | #N/A | ROCKMILLS MP - 100 (EXSTG) | 1 | 0 | 2006 | 2041 | DUAL FUEL | Fewer than 5 years old | ICI MMG - 42P (EXSTG) | #4 | 0 | 0 | 0 | 0 |  |  | Elevator Apartments | 15 | 43270 | 1 | 5 | 52 | 52 | 1922
2031710001 | 2238 MORRIS AVENUE Bronx, NY 10453 (40.85704672597616, -73.90252824251986) | Con Edison | OFFICE OF PROPERTY MANAGEMENT | NORTH RIM, LLC | 75 MAIDEN LANE MANHATTAN, NY 10038 (40.70771946242956, -74.00776832856039) | CA103490K | #N/A | FEDERAL #FST-70 | 1 | 0 | 1990 | 2025 |  | 16 to 20 years old | IND.COMBUSTION #AM 4 3/4 CM | #4 | 0 | 0 | 0 | 0 |  |  | Walk-Up Apartments | 14 | 27840 | 1 | 5 | 39 | 41 | 1926
2031990038 | 2401 DAVIDSON AVENUE Bronx, NY 10468 (40.861557250024205, -73.90314633449258) | Con Edison | SANTA ROSA MGMT. INC. | 2401 DAVIDSON AVENUE | 721291 JACKSON HEIGHTS NY 11372 (40.75163073936716, -73.88361254528269) | CA342868L | 7/5/05 | FEDERAL | 1 | 5.9 | 1968 | 2010 |  | 41 - 45 years old | RAY | #6 | 0 | 0 | 0 | 0 | Yes | 2019 | Elevator Apartments | 14 | 63108 | 1 | 6 | 62 | 62 | 1926
2058251572 | 6211 BROADWAY Bronx, NY 10471 (40.89621316183338, -73.89680390558259) | Con Edison | SIGSBEE HOLDING CORP. | SIGSBEE HOLDING CORP | 6211 BROADWAY BRONX, NY 10471 (40.89621316183338, -73.89680390558259) | CA234573X | 7/6/05 | ROCKMILLS MP 80 | 1 | 3.2 | 1973 | 2010 |  | 36 - 40 year old | HEVEOIL AM 5 CM ( I.C.I. ) | #4 | 0 | 0 | 0 | 0 |  |  | Elevator Apartments | 11 | 42500 | 1 | 5 | 44 | 44 | 1920
2024620033 | 1100 GRAND Bronx, NY 10456 (40.83109635144132, -73.91638070161666) | Con Edison | STELLAR MGMT LTD | 1100 CONCOURSE TENANT | 200 CENTRAL AVE HARTSDALE, NY 10530 (41.01592752979802, -73.8015676559835) | CA116979Z | 7/5/05 | ROCKMILLS MP 4-212 | 1 | 8.5 | 1979 | 2014 | DUAL FUEL | 31 to 35 years old | ICI DEG 84 P | #6 | 0 | 0 | 0 | 0 | Yes | 2022 | Office Buildings | 16 | 107841 | 1 | 6 | 74 | 74 | 1928 |  | YES
2044270017 | 2526 BRONX PARK Bronx, NY 10467 (40.863582580379756, -73.8703852989803) | Con Edison | TAPOLD REALTY CORP | 2524 LLC | 5600A BROADWAY BRONX, NY 10463 (40.87943056565291, -73.90428356958549) | CA209073P | 7/6/05 | KEWANEE UNKNOWN MODEL | 1 | 4.9 | 1973 | 2010 |  | 36 - 40 year old | PETRO W5AHP | #6 | 0 | 0 | 0 | 0 |  |  | Elevator Apartments | 13 | 49388 | 1 | 6 | 54 | 54 | 1927
2031800018 | 2155 MORRIS AVENUE Bronx, NY 10453 (40.855135340295675, -73.90387743491783) | Con Edison | TWO MORRIS ASSOCIATES INC | 2151 MORRIS LLC | 20 02 SEAGIRT BOULEVARD SEAGIRT BEACH, NY 11691 (40.600614338480966, -73.76256777468302) | CA155966L | 7/6/05 | FEDERAL FMB 1215 | 1 | 3.2 | 1966 | 2010 |  | 41 - 45 years old | PETRO WD4AH | #6 | 0 | 0 | 0 | 0 |  |  | Elevator Apartments | 14 | 16840 | 1 | 5 | 21 | 21 | 1917
3019330001 | 21 ST JAMES' PLACE Brooklyn, NY 11205 (40.68913673687868, -73.96502989588679) | National Grid | ST.JAMES TOWERS INC. | ST JAMES TOWERS | 21 ST JAMES PL BROOKLYN, NY 11205 (40.68913673687868, -73.96502989588679) | CA026589Y | 7/5/05 | FEDERAL FLR 6071 | 2 | 14.7 | 1989 | 2024 |  | 21 to 26 years old | ICI DEG 145S | #6 | 584000 | 408800 | 87600 | 61320 | Yes | 2013 | Elevator Apartments | 35 | 370990 | 1 | 24 | 327 | 327 | 1963 |  | YES
3030770001 | 31 LEONARD STREET Brooklyn, NY 11206 (40.70429835791373, -73.94606021224328) | National Grid | LINDSAY PARK HOUSES | LINDSAY PARK HGS CORP | 202 UNION AVENUE BROOKLYN, NY 11211 (40.706434807769, -73.95033181160849) | CA162487J | 7/6/05 | FEDERAL FLR 4250 SP | 1 | 17.9 | 1987 | 2022 |  | 21 to 26 years old | ICI DEG 210 P | #6 | 475000 | 332500 | 71250 | 49875 | Yes | 2017 | Elevator Apartments | 34 | 751412 | 3 | 21 | 772 | 772 | 1965 |  | YES
3030780001 | 67 MANHATTAN AVENUE Brooklyn, NY 11206 (40.70470637299415, -73.94452427062228) | National Grid | LINDSAY PARK HOUSING CORP. | LINDSAY PARK HGS CORP | 202 UNION AVENUE BROOKLYN, NY 11211 (40.706434807769, -73.95033181160849) | CA162887Z | 7/7/05 | FEDERAL FLR 5464 | 1 | 26.55 | 1987 | 2022 |  | 21 to 26 years old | ICI DEG 210 P | #6 | 475000 | 332500 | 71250 | 49875 | Yes | 2018 | Walk-Up Apartments | 34 | 758750 | 3 | 21 | 774 | 774 | 1973 |  | YES
3030580001 | 30 MONTROSE AVENUE Brooklyn, NY 11206 (40.706742417866806, -73.94906054275101) | National Grid | LINSAY PARK HOUSING CORP. | BOGOPA-UNION AVE, INC | 202 UNION AVENUE BROOKLYN, NY 11211 (40.706434807769, -73.95033181160849) | CA369687M | 7/6/05 | FEDERAL#3 FLR 4250-SP | 1 | 20.65 | 1987 | 2022 |  | 21 to 26 years old | ICI DEG 210-P | #6 | 475000 | 332500 | 71250 | 49875 | Yes | 2018 | Elevator Apartments | 34 | 894000 | 3 | 22 | 774 | 774 | 1963 |  | YES
3069190001 | 2483 16 STREET Brooklyn, NY 11214 (40.58677416192861, -73.98530450218358) | National Grid | HARWAY TERRACE INC. | HARWAY TERRACE INC | 2475 16TH STREET BROOKLYN, NY 11214 (40.58679919607034, -73.98530791593018) | CA070282H | 7/5/05 | CROTTY | 2 | 17.4 | 1982 | 2017 |  | 26 to 30 years old | ICI DE-175 (S) | #6 | 380696 | 266487 | 57104 | 39973 | Yes | 2019 | Elevator Apartments | 47 | 421800 | 2 | 19 | 364 | 364 | 1963 |  | YES
3069370048 | 2015 SHORE PARKWAY Brooklyn, NY 11214 (40.58682556894863, -73.99075023035013) | National Grid | CONTELLO TOWERS #2 CORP. C/O MATHEW ADAM PROPERTIES, INC. | CONTELLO TOWERS 2 INC | 127 59TH STREET MANHATTAN, NY 10022 (40.76241654818314, -73.96854870758665) | CA172880P | 7/4/05 | FEDERAL FLR 4250 | 2 | 15.5 | 1980 | 2015 |  | 26 to 30 years old | HEV-E-OIL DEG 145 S | #6 | 368614 | 258030 | 55292 | 38704 | Yes | 2017 | Condominiums | 47 | 440000 | 2 | 17 | 320 | 320 | 1962 |  | YES
3047180001 | 554 98 STREET Brooklyn, NY 11212 (40.65581843839422, -73.9127593966239) | National Grid | BROOKDALE HOSP.MEDICAL CENTER | THE BROOKDL HOSP MED | 525 ROCKAWAY PARKWAY BROOKLYN, NY 11212 (40.65567407529912, -73.91399959441006) | CA333170P | 7/5/05 | BABCOCK & WILCOK FM-10-79B PACKAGE | 3 | 39.9 | 1970 | 2010 | DUAL FUEL | 36 - 40 year old | COEN FM-10-79B-INTEGRAL | #6 | 367506 | 257254 | 55126 | 38588 | Yes | 2018 | Elevator Apartments | 42 | 511776 | 1 | 6 | 0 | 1 | 1961
3069350001 | 2652 CROPSEY AVENUE Brooklyn, NY 11214 (40.58901939750154, -73.99055319917551) | National Grid | CONTELLO TOWERS #3 CORP | OCEANVIEW TOWERS INC. | 2652 CROPSEY AVENUE BKLYN, NY 11214 (40.58901939750154, -73.99055319917551) | CA032379R | 7/4/05 | FEDERAL FLR 3036 | 2 | 11.9 | 1979 | 2014 |  | 31 to 35 years old | INDUSTRIAL COMB DE145S | #6 | 306600 | 214620 | 45990 | 32193 | Yes | 2015 | Elevator Apartments | 47 | 188768 | 1 | 17 | 161 | 161 | 1967 |  | YES
3002660012 | 85 LIVINGSTON STREET Brooklyn, NY 11201 (40.691487621155595, -73.99094525123202) | National Grid | 85 LIVINGSTON TENANTS CORP | 85 LIVINGSTON TENANTS | 116 JOHN ST NEW YORK, NY 10038-3427 (40.7076073432371, -74.00568390073312) | CA172081Z | 7/7/05 | GIBRALTER GCB-322-34 | 1 | 10.4 | 1981 | 2016 |  | 26 to 30 years old | INDUSTRIAL COMBUSTION - DEG-105(S) | #6 | 273130 | 191191 | 40970 | 28679 | Yes | 2016 | Office Buildings | 33 | 260189 | 2 | 18 | 238 | 240 | 1964 |  | YES
3051550017 | 400 13 STREET Brooklyn, NY 11218 (40.639568824596395, -73.96605161048902) | National Grid | BEACH HAVEN APT/TRUMP MGMT. | ARGYLE APARTMENTS | 2611 2 ND ST BROOKLYN, NY 11223 (40.5859498066473, -73.97121810923888) | CA100494Y | 7/4/05 | FEDERAL FST-300 | 1 | 12.6 | 1994 | 2029 | DUAL FUEL | 16 to 20 years old | INDUSTRIAL COMB. DEG-145 (P) | #6 | 246842 | 172790 | 37026 | 25918 | Yes | 2015 | Elevator Apartments | 40 | 176680 | 1 | 6 | 138 | 138 | 1959
3064680016 | 1429 SHORE PARKWAY Brooklyn, NY 11214 (40.5988186246022, -74.0060908284348) | National Grid | TRUMP MANAGEMENT | SOUTHAMPTON APARTMENT | 2611 2ND ST BROOKLYN, NY 11223 (40.5859498066473, -73.97121810923888) | CA106894K | 7/4/05 | FEDERAL FST-300 | 2 | 12.6 | 1994 | 2029 | DUAL FUEL | 16 to 20 years old | INDUSTRIAL COMB. DEG-145 (P) | #6 | 246842 | 172790 | 37026 | 25918 | Yes | 2018 | Elevator Apartments | 47 | 257300 | 3 | 6 | 263 | 263 | 1960
3017200001 | 630 FLUSHING AVENUE Brooklyn, NY 11206 (40.69998138644498, -73.94810673665667) | National Grid | PFIZER INC. | ALEKSEY NOVAKHOV | 630 FLUSHING AVENUE BROOKLYN, NY 11206 (40.69998138644498, -73.94810673665667) | CA401790H | 7/5/05 | CLEAVERBROOKS CB-400-750 | 2 | 31.5 | 1990 | 2025 | DUAL FUEL | 16 to 20 years old | CLEAVERBROOKS INTEGRAL | #6 | 242362 | 169653 | 36354 | 25448 | Yes | 2020 | Office Buildings | 36 | 574055 | 7 | 8 | 0 | 0 | 1930
3056310038 | 4802 10 AVENUE Brooklyn, NY 11219 (40.639561614268814, -73.99820679159268) | National Grid | MAIMONIDES MEDICAL CENTER | MAIMONIDES HOSPITAL | 48 02 10 AVENUE BROOKLYN, NY 11219 (40.63277295540763, -73.99667681118586) | CA127078P | 7/5/05 | POWER MASTER WT SIZE C-3 | 1 | 25.2 | 1978 | 2013 |  | 31 to 35 years old | THE ENGINEER CO. TEC-101 | #6 | 220000 | 154000 | 33000 | 23100 | Yes | 2021 | Elevator Apartments | 39 | 184350 | 1 | 5 | 0 | 0 | 1927
3020610040 | 122 ASHLAND PLACE Brooklyn, NY 11201 (40.69212888200956, -73.97905451229555) | National Grid | TOWERS MGMT CORP | UNIVERSITY TOWERS APT | 505 PARK AVENUE MANHATTAN, NY 10022 (40.76306994694055, -73.96951609105548) | CA263385L | 7/4/05 | FEDERAL FST 250 | 2 | 9.9 | 1985 | 2020 |  | 21 to 26 years old | IND COMB #DEG-105-S | #6 | 213524 | 149467 | 32029 | 22420 | Yes | 2021 | Elevator Apartments | 35 | 187667 | 1 | 15 | 183 | 183 | 1958 |  | YES
3020070014 | 770 FULTON STREET Brooklyn, NY 11238 (40.68479875012408, -73.97076204399892) | National Grid | HIS PROPERTY MGMT CORP. | SECOND ATLANTIC TERMI | 3485 TREMONT AVE BRONX, NY 10465 (40.83151013263028, -73.82690649796429) | CA141191H | 7/4/05 | FEDERAL ALW-331 | 2 | 14.75 | 1991 | 2026 |  | 16 to 20 years old | INDUSTRIAL COMB. DEG-105-P | #4 | 213524 | 149467 | 30961 | 21673 | Yes | 2017 | Loft Buildings | 35 | 476450 | 4 | 15 | 303 | 304 | 1974 |  | YES
3020610060 | 191 WILLOUGHBY STREET Brooklyn, NY 11201 (40.692014649174794, -73.98075375880263) | National Grid | TOWERS MANAGEMENT CORP. | UNIVERSITY TOWERS APT | 505 PARK AVENUE MANHATTAN, NY 10022 (40.76306994694055, -73.96951609105548) | CA263685N | 7/4/05 | FEDERAL FST 250 | 2 | 9.9 | 1985 | 2020 |  | 21 to 26 years old | IND COMB #DEG-105-S | #6 | 213524 | 149467 | 32029 | 22420 | Yes | 2021 | Elevator Apartments | 35 | 187667 | 1 | 15 | 183 | 183 | 1958 |  | YES
3020610080 | 175 WILLOUGHBY STREET Brooklyn, NY 11201 (40.69203805921832, -73.98150288019588) | National Grid | UNIVERSITY TOWERS APT.CORP. | UNIVERSITY TOWERS APT | 505 PARK AVENUE MANHATTAN, NY 10022 (40.76306994694055, -73.96951609105548) | CA263585X | 7/4/05 | FEDERAL FST 250 | 2 | 9.9 | 1985 | 2020 |  | 21 to 26 years old | IND COMB #DEG-105-S | #6 | 213524 | 149467 | 32029 | 22420 | Yes | 2021 | Elevator Apartments | 35 | 187667 | 1 | 15 | 183 | 183 | 1958 |  | YES
3001650022 | 250 LIVINGSTON STREET Brooklyn, NY 11201 (40.68902104243339, -73.98426006090742) | National Grid | GAV WILLIAMS | BERKSHIRE EQUITY LLC | 4611 12th AVE BROOKLYN, NY 11219 (40.63794755091801, -73.99260795679056) | CA070271M | 7/5/05 | YORK SHIPLEY WBL-400 | 1 | 15.7 | 1971 | 2010 |  | 36 - 40 year old | YORK SHIPLEY FA-400 | #6 | 204400 | 143080 | 30660 | 21462 | Yes | 2015 | Office Buildings | 33 | 306853 | 1 | 8 | 0 | 1 | 1920
3036330001 | 1381 LINDEN BOULEVARD Brooklyn, NY 11212 (40.65460628286385, -73.90902799100601) | National Grid | ENGIE LEE ASSOCIATES | P E GORMAN HSG CO INC | 1381A LINDEN BOULEVARD BROOKLYN, NY 11212 (40.65460628286385, -73.90902799100601) | CA081884Z | 7/7/05 | (2) FITZGIBBONS #DM 485 | 2 | 33 | 1984 | 2019 |  | 26 to 30 years old | IND. COMB DEG-175(S) | #6 | 183960 | 128772 | 27594 | 19316 | Yes | 2013 | Office Buildings | 42 | 398223 | 2 | 17 | 342 | 342 | 1962 |  | YES
3053290072 | 135 OCEAN PARKWAY Brooklyn, NY 11218 (40.647115378443495, -73.97451825943317) | National Grid | CATON TOWERS OWNERS CORP | CATON TOWERS | 7 PENN PLZ NEW YORK, NY 10001-3981 (40.74956954963903, -73.99160848411982) | CB378500Y | 7/5/05 | GIBRALTER GCB-450-5 | 1 | 20.65 | 2000 | 2035 | DUAL FUEL | 5 to 10 years old | HEVE (ICI) DEG-145 P | #6 | 177390 | 124173 | 26608 | 18626 | Yes | 2019 | Condominiums | 39 | 334581 | 1 | 16 | 286 | 286 | 1965 |  | YES
3030580001 | 30 MONTROSE AVENUE Brooklyn, NY 11206 (40.706742417866806, -73.94906054275101) | National Grid | LINDSAY PARK HOUSING CORP | BOGOPA-UNION AVE, INC | 202 UNION AVENUE BROOKLYN, NY 11211 (40.706434807769, -73.95033181160849) | CA017076Y | 7/7/05 | FEDERAL FLR 4857 | 1 | 15.7 | 1976 | 2011 |  | 31 to 35 years old | RAY AEOR 144 | #6 | 163520 | 114464 | 24528 | 17170 | Yes | 2018 | Walk-Up Apartments | 34 | 894000 | 3 | 22 | 774 | 774 | 1963 |  | YES
3060990051 | 61 OLIVER STREET Brooklyn, NY 11209 (40.619704351971016, -74.03848716829832) | National Grid | TKR PROPERTY SERVICES A/A/F 61 OLIVER ST. OWNERS | 61 OLIVER OWNERS | 313 97th STREET BROOKLYN, NY 11209 (40.61565725824991, -74.03380293016828) | CA348883R | 7/5/05 | ROCKMILLS MP-250 | 1 | 10.5 | 1983 | 2018 |  | 26 to 30 years old | IND COMB DEG-105P | #4 | 157680 | 110376 | 22864 | 16005 | Yes | 2019 | Walk-Up Apartments | 43 | 120000 | 1 | 6 | 127 | 127 | 1954 |  | YES
3013250001 | 446 KINGSTON AVENUE Brooklyn, NY 11225 (40.66357127866694, -73.94278636692292) | National Grid | DAVID SABMAN | 446 KINGSTON OWNERS C | 15400 KNOLL TRAIL DALLAS, TX 75248 (32.96943632242841, -96.7953400367133) | CA181880J | 7/6/05 | FEDERAL FST-350 | 1 | 14.7 | 1980 | 2015 |  | 26 to 30 years old | ICI DEG-145P | #6 | 147825 | 103478 | 22174 | 15522 | Yes | 2015 | Elevator Apartments | 40 | 195726 | 1 | 6 | 193 | 200 | 1928 |  | YES
3064410001 | 8800 20 AVENUE Brooklyn, NY 11214 (40.60062668157155, -74.00244173820965) | National Grid | SHORE HAVEN APT/TRUMP MGMT | FALCON APARTMENTS | 2611 2ND BROOKLYN, NY 11214 (40.65492421866387, -74.01082959581316) | CA106494L | 7/4/05 | FEDERAL FST-175 | 1 | 7.4 | 1994 | 2029 | DUAL FUEL | 16 to 20 years old | I.C. DEG-84 P | #6 | 143725 | 100608 | 21559 | 15091 | Yes | 2021 | Elevator Apartments | 43 | 112712 | 1 | 10 | 122 | 122 | 1960
3013260001 | 451 KINGSTON AVENUE Brooklyn, NY 11225 (40.66352462326528, -73.94271826257278) | National Grid | CAPE MANAGEMENT | JIM REALTY LLC | 438 KINGSTON AVENUE BROOKLYN, NY 11225 (40.66379948353472, -73.94276509358778) | CA143982N | 7/7/05 | FEDERAL FST-300 | 1 | 12.6 | 1982 | 2017 |  | 26 to 30 years old | INDUSTRIAL COMBUSTION DEG-145(P) | #6 | 138226 | 96758 | 20734 | 14514 | Yes | 2016 | Elevator Apartments | 35 | 155208 | 1 | 6 | 156 | 161 | 1929
3072340001 | 2612 2 STREET Brooklyn, NY 11223 (40.58598656919041, -73.97129853325417) | National Grid | BEACH HAVEN TRUMP | BEACH HAVEN APARTMENT | 2611 2ND STREET BROOKLYN, NY 11223 (40.5859498066473, -73.97121810923888) | CA225393Y | 7/6/05 | FEDERAL FST 200 | 1 | 8.2 | 1993 | 2028 | DUAL FUEL | 16 to 20 years old | I.C.I. DEG 84 P | #6 | 136531 | 95572 | 20480 | 14336 | Yes | 2014 | Elevator Apartments | 47 | 194880 | 2 | 6 | 240 | 240 | 1951
3018710018 | 400 HERKIMER STREET Brooklyn, NY 11213 (40.679093488017465, -73.94011833076365) | National Grid | SURAT REALTY C/O D.HUSSIN | SURAT REALTY | 474229 BROOKLYN NY 11247-0229 (40.68021199998384, -73.94653900007478) | CA618886J | 7/6/05 | ROCKMILLS MP4-186 | 2 | 7 | 1986 | 2021 |  | 21 to 26 years old | ICI DEG 84 P | #6 | 131400 | 91980 | 19710 | 13797 | Yes | 2021 | Elevator Apartments | 36 | 130950 | 1 | 6 | 154 | 154 | 1965
3070450031 | 3601 SURF AVENUE Brooklyn, NY 11224 (40.57319508561414, -74.00142731235965) | National Grid | JASA HOUSING | CONEY ISLAND SITE NIN | 3601 SURF AVE N Y 11224 (40.57319508561414, -74.00142731235965) | CB099802K | #N/A | CLEAVER BROOKS CB-800-150 | 2 | 5.02 | 2002 | 2037 | DUAL FUEL | 5 to 10 years old | CLEAVER BROOKS (INTEGRAL) | #4 | 130816 | 91571 | 18968 | 13278 | Yes | 2015 | Elevator Apartments | 47 | 159610 | 1 | 19 | 194 | 194 | 1972
3001690017 | 120 SCHERMERHORN STREET Brooklyn, NY 11201 (40.69005956918209, -73.98889768241852) | National Grid | BROOKLYN CENTRAL COURT | DCAS | 1 CENTRE STREET MANHATTAN, NY 10007 (40.71320112625938, -74.00400216853836) | CA041888J | 7/5/05 | CLEAVER BROOKS CB-800-400 | 4 | 16.73 | 1988 | 2023 | DUAL FUEL | 21 to 26 years old | CLEAVER BROOKS INTEGRAL | #4 | 130246 | 91172 | 18886 | 13220 |  |  | Educational Structures | 33 | 264180 | 1 | 11 | 0 | 1 | 1930
3053360082 | 303 BEVERLY ROAD Brooklyn, NY 11218 (40.64298669115744, -73.97726980325477) | National Grid | 303 BEVERLY OWNERS CORP. | 303 BEVERLY OWNERS CO | 303 BEVERLY ROAD BROOKLYN, NY 11218 (40.64298669115744, -73.97726980325477) | CA315091H | 7/5/05 | ROCKMILLS MP 175 | 2 | 7.35 | 1991 | 2026 |  | 16 to 20 years old | ICI DEG-84 (P) | #6 | 130232 | 91162 | 19535 | 13674 | Yes | 2016 | Elevator Apartments | 39 | 191476 | 1 | 11 | 150 | 150 | 1956 |  | YES
3061220038 | 9602 4 AVENUE Brooklyn, NY 11209 (40.615329805735364, -74.03156013100636) | National Grid | 9602 OWNERS CORP. | 9602 OWNERS CORP. | 9602 4TH AVE BROOKLYN, NY 11209 (40.615329805735364, -74.03156013100636) | CA234281Y | 7/4/05 | ROCKMILLS MP4-162 | 1 | 6.3 | 1981 | 2016 |  | 26 to 30 years old | I.C.I. DEG-63P | #6 | 114975 | 80482 | 17246 | 12072 | Yes | 2022 | Elevator Apartments | 43 | 75624 | 1 | 6 | 91 | 91 | 1962 |  | YES
3087090100 | 125 BRIGHTON 11 STREET Brooklyn, NY 11235 (40.57973684843487, -73.9578350915433) | National Grid | KENSINGTON ASSOCIATES | KENSINGTON ASSOCIATES | 2080 24TH ST BROOKLYN, NY 11229 (40.60025920166895, -73.94771809184047) | CA390184R | 7/7/05 | FEDERAL FST - 250 | 1 | 10.4 | 1984 | 2019 |  | 26 to 30 years old | IND COMB DEG - 105 (P) | #6 | 113442 | 79409 | 17016 | 11911 | Yes | 2019 | Walk-Up Apartments | 48 | 117600 | 1 | 6 | 112 | 112 | 1931
3051230005 | 650 OCEAN AVENUE Brooklyn, NY 11226 (40.646928499069055, -73.96044459397494) | National Grid | RUSH REALTY ASSOC. LLC | RUSH REALTY ASSOCIATE | 190366 BROOKLYN NY 11219 (40.63277295540763, -73.99667681118586) | CA130485J | 7/6/05 | FEDERAL FST-250 | 1 | 10.4 | 1985 | 2020 |  | 21 to 26 years old | IND COMB DEG-105(P) | #6 | 113442 | 79409 | 17016 | 11911 | Yes | 2013 | Walk-Up Apartments | 40 | 129126 | 1 | 6 | 93 | 93 | 1926
3074220146 | 2835 OCEAN AVENUE Brooklyn, NY 11235 (40.592162478229525, -73.94995587432543) | National Grid | OCEANA APARTMENTS | OCEANA APARTMENTS | 1600 SHEEPSHEAD BAY RD N Y 11235 (40.58707855139377, -73.95286012441869) | CB389700Y | 7/5/05 | FEDERAL FST 200 | 1 | 8.4 | 2000 | 2035 | DUAL FUEL | 5 to 10 years old | ICI DEG-84 P | #6 | 110960 | 77672 | 16644 | 11651 | Yes | 2022 | Elevator Apartments | 48 | 159996 | 1 | 6 | 200 | 200 | 1949
3010750035 | 40 PROSPECT PARK Brooklyn, NY 11215 (40.66646052741331, -73.99445089939849) | National Grid | 40 PROSPECT PARK WEST OWNERS | 40 PROSPECT PK W OWNE | 1981 MARCUS AVE LAKE SUCCESS, NY 11042 (40.757798505692335, -73.69440156673153) | CA088280J | 7/6/05 | ROCKMILLS MP 100 | 1 | 6.3 | 1980 | 2015 |  | 26 to 30 years old | IRON FIREMAN AGO 6-4.2-RK | #6 | 107054 | 74938 | 16058 | 11241 | Yes | 2015 | Elevator Apartments | 33 | 67134 | 1 | 6 | 62 | 62 | 1942 |  | YES
3010650037 | 90 8 AVENUE Brooklyn, NY 11215 (40.67304146771336, -73.97328870220932) | National Grid | 90 8TH AVE HOUSING CORP. | 90 8TH AV HOUSING CO | 250 PARK AVENUE NEW YORK, NY 10003 (40.738333453173844, -73.9878407889095) | CA119978K | 7/5/05 | ROCKMILLS MP-150 | 1 | 6.3 | 1978 | 2013 |  | 31 to 35 years old | IND COMB DE-63(P) | #4 | 106288 | 74402 | 15412 | 10788 | Yes | 2015 | Elevator Apartments | 33 | 73400 | 1 | 11 | 57 | 60 | 1928 |  | YES
3007040054 | 341 39 STREET Brooklyn, NY 11232 (40.65331677108044, -74.00725944064116) | National Grid | COMMERCIAL RLTY CO. | COMMERCIAL ASSOCIATES | 11 26 STREET MANHATTAN, NY 10010 (40.74322160808301, -73.98758789308263) | CA507469R | 7/7/05 | PACIFIC 823 | 1 | 4.9 | 1969 | 2010 |  | 41 - 45 years old | RAY AEOR-144 SIZE 125 | #6 | 102200 | 71540 | 15330 | 10731 | Yes | 2014 | Elevator Apartments | 38 | 129120 | 1 | 10 | 0 | 21 | 1926
3061330025 | 9902 THIRD AVENUE Brooklyn, NY 11208 (40.61425561080759, -74.03501857757762) | National Grid | 9902 OWNERS CORP. % PUNIA & MARX INC | 9902 OWNERS CORP | 265 LEXINGTON AVENUE NEW YORK, NY 10016 (40.747395592532555, -73.9789479961509) | CB280402X | 7/7/05 | ROCKMILLS MP-150 | 1 | 5.02 | 2002 | 2037 | DUAL FUEL | 5 to 10 years old | S. T. JOHNSON FD68CAHM-150 | #6 | 98550 | 68985 | 14782 | 10348 | Yes | 2013 | Elevator Apartments | 43 | 121464 | 1 | 6 | 144 | 144 | 1954 |  | YES
3006950020 | 254 36 STREET Brooklyn, NY 11232 (40.655874552550024, -74.00704905681026) | National Grid | 1-10 INDUSTRY ASSOCIATES |  | 882 3 AVENUE BROOKLYN, NY 11232 (40.65756214596228, -74.00460488579417) | CA350283X | 7/7/05 | CLEAVER BROOKS CB900-300 | 2 | 25.1 | 1983 | 2018 |  | 26 to 30 years old | CLEAVER BROOKS (INTEGRAL BURNER) | #4 | 97846 | 68492 | 14188 | 9931 | Yes | 2015 | Walk-Up Apartments | 38 | 343718 | 1 | 6 | 0 | 5 | 1907
3053280023 | 140 OCEAN PARKWAY Brooklyn, NY 11218 (40.646858857371505, -73.97508896846982) | National Grid | LEV REALTY CO INC | LEV REALTY ASSOCIATES | 1775 18TH ST BROOKLYN, NY 11229 (40.60675277080227, -73.95496532029912) | CA489686R | 7/6/05 | FEDERAL FST-125 | 1 | 7.41 | 1986 | 2021 | DUAL FUEL | 21 to 26 years old | I.C.I. DEG 54P | #6 | 97518 | 68263 | 14628 | 10239 | Yes | 2018 | Condominiums | 39 | 79170 | 1 | 6 | 54 | 54 | 1931
3053760076 | 465 7 STREET Brooklyn, NY 11218 (40.64041192692729, -73.97209904550152) | National Grid | ARBERN 465 E. 7 ST. LLC | 495 EAST 7TH ST CORP | 725 CHURCH AVENUE BROOKLYN, NY 11218 (40.6457510970172, -73.97241981899515) | CA046479L | 7/5/05 | FEDERAL FLW 3036 | 1 | 9.8 | 1979 | 2014 |  | 31 to 35 years old | IRON FIREMAN AO6-9.8RK | #6 | 95450 | 66815 | 14318 | 10022 | Yes | 2016 | Walk-Up Apartments | 39 | 102550 | 1 | 6 | 125 | 125 | 1963 |  | YES
3087710135 | 1625 EMMONS AVENUE Brooklyn, NY 11235 (40.58335579732396, -73.95221678678692) | National Grid | 1625 EMMONS AVENUE OWNERS CORP. | 1625 EMMON AVE OWNERS | 1625 EMMONS AVENUE BROOKLYN, NY 11235 (40.58335579732396, -73.95221678678692) | CB099005N | 7/7/05 | FEDERAL FST-300 (NEW) | 1 | 10 | 2005 | 2040 | DUAL FUEL | 5 to 10 years old | INDUSTRIAL COMBUSTION DEG-145P (NEW) | #6 | 93294 | 65306 | 13994 | 9796 | Yes | 2021 | Elevator Apartments | 48 | 144054 | 1 | 6 | 148 | 148 | 1962 |  | YES
3059510001 | 7609 4 AVENUE Brooklyn, NY 11209 (40.630009571871604, -74.02535932850442) | National Grid | CASTLE COURT APTS INC. | CASTLE COURT APTS | 7018 FT HAMILTON PARKWAY BROOKLYN, NY 11228 (40.62813014627019, -74.01302838880937) | CA081086Y | 7/5/05 | BEST (NEW) 5B-125 | 1 | 5.1 | 1986 | 2021 |  | 21 to 26 years old | ICI (NEW) MEG-54P | #6 | 93002 | 65101 | 13950 | 9765 | Yes | 2021 | Office Buildings | 43 | 63522 | 1 | 6 | 82 | 82 | 1927 |  | YES
3053900074 | 455 OCEAN PARKWAY Brooklyn, NY 11218 (40.637480777114945, -73.97264711457773) | National Grid | 455 OCEAN ASSOC. % WEINREB MGT. | 455 OCEAN ASSOCIATES | 276 RIVERSIDE DRIVE NEW YORK, NY 10025 (40.79837591565439, -73.97328132801744) | CB090306Z | 7/5/05 | BEST 5D-150 (NEW) | 2 | 5 | 2006 | 2041 | DUAL FUEL | Fewer than 5 years old | INDUSTRIAL COMBUSTION DEG-63P | #6 | 90885 | 63619 | 13633 | 9543 | Yes | 2020 | Factory & Industrial Buildings | 39 | 201462 | 1 | 15 | 147 | 147 | 1964
3065410027 | 1250 OCEAN PARKWAY Brooklyn, NY 11230 (40.61816597147951, -73.96964336164498) | National Grid | 1250 OCEAN PKWY. OWNERS CO. | 1250 OCEAN PARKWAY OW | 449 BROOKLYN NY 11230 (40.62192951023877, -73.96551106018723) | CA349888K | 7/5/05 | FEDERAL FST 200 | 1 | 8.2 | 1988 | 2023 |  | 21 to 26 years old | ICI DEG 84 P | #6 | 89681 | 62777 | 13452 | 9417 | Yes | 2021 | Elevator Apartments | 44 | 102924 | 1 | 6 | 106 | 106 | 1956 |  | YES
3050970120 | 1701 ALBEMARLE ROAD Brooklyn, NY 11226 (40.64693345509226, -73.96354538306905) | National Grid | 1701 ALBEMARLE RD OWNERS/JUST MGMT | 1701 ALBEMARLE OWNERS | 300043 BROOKLYN NY 11230 (40.62192951023877, -73.96551106018723) | CA199088L | 7/4/05 | ROCKMILLS MP4-212 | 1 | 8.2 | 1988 | 2023 |  | 21 to 26 years old | ICI DEG 84 P | #6 | 89681 | 62777 | 13452 | 9417 | Yes | 2017 | Elevator Apartments | 40 | 106800 | 1 | 6 | 84 | 84 | 1937 |  | YES
3075600001 | 3215 AVENUE Brooklyn, NY 11210 (40.62772226387142, -73.946537919989) | National Grid | TIARA REALTY | GEORGEON, JAMIL | 1655 FLATBUSH AVENUE BROOKLYN, NY 11210 (40.63017530085498, -73.94481622515379) | CA293786J | 7/5/05 | FEDERAL FLW -3036 | 2 | 8.2 | 1986 | 2021 |  | 21 to 26 years old | INDUSTRIAL COMBUSTION DEG -84(S) | #6 | 89681 | 62777 | 13452 | 9417 | Yes | 2020 | Walk-Up Apartments | 45 | 188540 | 1 | 11 | 190 | 192 | 1961 |  | YES
3038860010 | 224 HIGHLAND BOULEVARD Brooklyn, NY 11207 (40.68205777226503, -73.89321960705777) | National Grid | HIGHLAND BLVD.OWNERS CORP./JR MGMT | J.K. MANAGEMENT | 303 BEVERLY RD BROOKLYN, NY 11218 (40.64298669115744, -73.97726980325477) | CA227394P | 7/4/05 | FEDERAL FST-200 | 1 | 8.2 | 1994 | 2029 |  | 16 to 20 years old | INDUSTRIAL COMB. DEG-84 (P) | #6 | 89681 | 62776 | 13452 | 9416 | Yes | 2016 | Elevator Apartments | 37 | 104465 | 1 | 6 | 88 | 88 | 1940 |  | YES
3066810399 | 1800 OCEAN PARKWAY Brooklyn, NY 11223 (40.604781356629104, -73.9670985805753) | National Grid | 1800 OCEAN PARKWAY CO. | KOLEL EREV INC. | 313 PARKVILLE STA BROOKLYN, NY 11204-0004 (40.632550671232565, -73.96832882137637) | CA064076X | 7/5/05 | ROCKMILLS MP-200 | 1 | 8.4 | 1976 | 2011 |  | 31 to 35 years old | IRON FIREMAN A06-9.8-60 | #6 | 87600 | 61320 | 13140 | 9198 | Yes | 2021 | Hotels | 44 | 76000 | 1 | 6 | 83 | 83 | 1931 |  | YES
3050640040 | 60 CLARKSON AVENUE Brooklyn, NY 11226 (40.65492178220707, -73.95779385940529) | National Grid | CLARK WILSON INC. | CLARK WILSON INC | 190758 BROOKLYN NY 11219 (40.63277295540763, -73.99667681118586) | CA353794L | 7/5/05 | ROCKMILLS MP-150 | 1 | 5.6 | 1994 | 2029 |  | 16 to 20 years old | IND. COMB. DEG-63-P | #6 | 87600 | 61320 | 13140 | 9198 | Yes | 2014 | Walk-Up Apartments | 40 | 79120 | 1 | 6 | 83 | 83 | 1927
3048150037 | 636 BROOKLYN AVENUE Brooklyn, NY 11203 (40.65849229405039, -73.94523741712314) | National Grid | MUTUAL APTS. INC.8/13/93 | MUTUAL APARTMENTS | 3646 NOSTRAND AVE BROOKLYN, NY 11203 (40.59506545751768, -73.9408994863955) | CA092572N | 7/6/05 | FITZGIBBON DM 242 | 2 | 8.4 | 1972 | 2010 |  | 36 - 40 year old | SUPERIOR AB 175 | #6 | 87600 | 61320 | 13140 | 9198 | Yes | 2015 | Elevator Apartments | 40 | 152200 | 1 | 16 | 160 | 160 | 1959 |  | YES
3074650052 | 3025 OCEAN AVENUE Brooklyn, NY 11235 (40.5873936917491, -73.94905180543823) | National Grid | OCEAN RIDGE CO-OPERATIVE | OCEAN RIDGE COOPERATI |  | CA221269Z | 7/5/05 | FITZGIBBONS SM-151 | 2 | 4.41 | 1969 | 2010 |  | 41 - 45 years old | IRON FIREMAN AO-6-4.5 | #6 | 87600 | 61320 | 13140 | 9198 | Yes | 2015 | Elevator Apartments | 48 | 94100 | 1 | 6 | 91 | 91 | 1954 |  | YES
3061620049 | 1953 70 STREET Brooklyn, NY 11204 (40.61433916087372, -73.98982821721727) | National Grid | 1953-FAITH AVE REALTY | BENSONHURST HOLDINGS | 900417 FAR ROCKAWAY, NY 11690 (40.60307899979608, -73.75071599974353) | CA301784N | 7/7/05 | ROCKMILLS MP 200 | 1 | 7.8 | 1984 | 2019 |  | 26 to 30 years old | HEVE OIL DEG 84(P) | #6 | 85082 | 59557 | 12762 | 8934 |  |  | Elevator Apartments | 44 | 38280 | 1 | 4 | 55 | 55 | 1927
3074220146 | 2865 OCEAN AVENUE Brooklyn, NY 11235 (40.591435672460264, -73.9498166987526) | National Grid | PALMER DAVIS MGMT.CO | OCEANA APARTMENTS | 1600 SHEEPSHEAD BAY RD BROOKLYN, NY 11235 (40.58707855139377, -73.95286012441869) | CA234699L | 7/4/05 | FEDERALFST-200 | 1 | 7.8 | 1999 | 2034 | DUAL FUEL | 11 to 15 years old | INDUSTRIAL COMB. DEG-84 (P) | #6 | 85082 | 59557 | 12762 | 8934 | Yes | 2022 | Elevator Apartments | 48 | 159996 | 1 | 6 | 200 | 200 | 1949
3067000026 | 920 17 STREET Brooklyn, NY 11230 (40.628028377872646, -73.96002940846391) | National Grid | TERRACE GARDENS PLAZA | TERRACE GARDENS PLAZA | 9 38 STREET NEW YORK, NY 10016 (40.75055896335647, -73.98170797543202) | CA285184M | 7/6/05 | ROCKMILLS MP-200 SS | 1 | 8.1 | 1984 | 2019 |  | 26 to 30 years old | I.C.I. DEG-84 P | #6 | 84680 | 59276 | 12702 | 8891 | Yes | 2020 | Office Buildings | 45 | 148680 | 1 | 6 | 132 | 132 | 1948 |  | YES
3067000038 | 1615 AVENUE Brooklyn, NY 11230 (40.62192951023877, -73.96551106018723) | National Grid | MAXWELL KATES | KATZ, ALYSSA | 9 38 STREET NEW YORK, NY 10016 (40.75055896335647, -73.98170797543202) | CA284884Z | 7/6/05 | ROCKMILLS MP-200 SS | 1 | 7.9 | 1984 | 2019 |  | 26 to 30 years old | I.C.I.DEG-84 P | #6 | 82490 | 57743 | 12374 | 8661 | Yes | 2020 | Elevator Apartments | 45 | 148680 | 1 | 6 | 132 | 132 | 1941 |  | YES
3050640029 | 40 CLARKSON AVENUE Brooklyn, NY 11226 (40.654888395485266, -73.9584219471093) | National Grid | 40 CLARKSON OWNERS/JRD MGMT | 40 CLARKSON AVE OWNER | 600 MAMARONECK AVE HARRISON, NY 10528 (40.97181109572365, -73.74294097398212) | CA298892X | 7/6/05 | FEDERAL FST-200 | 1 | 8.19 | 1992 | 2027 |  | 16 to 20 years old | I.C. DEG-84P | #6 | 82125 | 57487 | 12319 | 8623 | Yes | 2014 | Elevator Apartments | 40 | 97332 | 1 | 6 | 78 | 78 | 1938 |  | YES
3076810010 | 2721 KINGS HIGHWAY Brooklyn, NY 11229 (40.61450992308751, -73.94728209689204) | National Grid | KINGSWAY GARDENS ROKOWSKY MANAGEMENT | KINGSWAY GARDENS APAR | 4819 13TH AVENUE BROOKLYN, NY 11219 (40.63544340204824, -73.99164393346273) | CA023382N | 7/7/05 | FEDERAL FST-200 | 1 | 7.8 | 1982 | 2017 |  | 26 to 30 years old | INDUSTRIAL COMBUSTION DEG-84P | #6 | 82125 | 57487 | 12319 | 8623 | Yes | 2021 | Elevator Apartments | 45 | 85165 | 1 | 6 | 108 | 108 | 1950 |  | YES
3036060010 | 720 MOTHER GASTON BLVD Brooklyn, NY 11212 (40.66107606097506, -73.90469257853962) | National Grid | RIVERSIDE ASSOC. % P & L MGMT | RIVERSTONE ASSOCIATES | 22 BREWSTER NY 10509 (41.3555407176491, -73.6579854572824) | CB076108N | #N/A | KEWANEE 7L283-JBX (LEGALIZE) (EXSTG) | 2 | 4.4 | 2008 | 2043 | DUAL FUEL | Fewer than 5 years old | ICI MM - 545 (LEGAZILE) (EXSTG) | #4 | 82125 | 57487 | 11908 | 8336 | Yes | 2016 | Elevator Apartments | 42 | 97000 | 1 | 6 | 120 | 120 | 1978
3060340060 | 345 86 STREET Brooklyn, NY 11209 (40.62325405018305, -74.03003158381244) | National Grid | JAC BAY INC | JAM BAY INC | 271 MADISON AVENUE MANHATTAN, NY 10016 (40.75118848877702, -73.98044892459097) | CA046380L | 7/5/05 | ROCKMILLS MP-175 | 1 | 7.35 | 1980 | 2015 |  | 26 to 30 years old | INDUSTRIAL COMB DEG-84P | #6 | 82011 | 57408 | 12302 | 8611 | Yes | 2014 | Elevator Apartments | 43 | 97092 | 1 | 6 | 130 | 130 | 1929
3053770043 | 811 CORTELYOU ROAD Brooklyn, NY 11218 (40.63883206689374, -73.97061879830233) | National Grid | GRACE OWNERS CORP. | 811 CORTELYOU RD OWNE | 26 COURT ST BROOKLYN, NY 11242 (40.69312156018867, -73.99072228607592) | CA072082M | 7/7/05 | FEDERAL FST-175 | 1 | 7.8 | 1982 | 2017 |  | 26 to 30 years old | INDUS COMBUS DEG-84-P | #6 | 81760 | 57232 | 12264 | 8585 | Yes | 2017 | Elevator Apartments | 40 | 96000 | 1 | 6 | 84 | 84 | 1941 |  | YES
3002520008 | 2 GRACE COURT Brooklyn, NY 11201 (40.69447915252656, -73.99845015025642) | National Grid | 2 GRACE COURT OWNERS INC. | KAREN TALAID | 250 PARK AVE MAHATTAN, NY 10003 (40.738333453173844, -73.9878407889095) | CA209197R | 7/6/05 | ROCKMILLS MP 250 | 1 | 10.4 | 1997 | 2032 | DUAL FUEL | 11 to 15 years old | ICI DEG 105 P | #6 | 81030 | 56721 | 12154 | 8508 | Yes | 2022 | Elevator Apartments | 33 | 143418 | 4 | 6 | 144 | 144 | 1930 |  | YES
3074407501 | 2900 OCEAN AVENUE Brooklyn, NY 11235 (40.59050764742112, -73.94984081859057) | National Grid | 2900 OCEAN CONDOMINIUM |  | 3646 NOSTRAND AVENUE BROOKLYN, NY 11229 (40.59506545751768, -73.9408994863955) | CA002485N | 7/7/05 | FEDERAL FM 2125 | 1 | 7.4 | 1985 | 2020 |  | 21 to 26 years old | INDUS COMB DEG-84(S) | #6 | 80483 | 56338 | 12072 | 8451 | Yes | 2020 | Elevator Apartments | 48 | 146706 | 1 | 6 | 88 | 88 | 1957 | YES
3087220475 | 210 BRIGHTON 15 STREET Brooklyn, NY 11235 (40.57609008039103, -73.95512660013556) | National Grid | MANHATTAN BEACH ESTATES ASSOC. | MANHATTAN BEACH EST/A | 1600 SHEEPSHEAD BROOKLYN, NY 11235 (40.58707855139377, -73.95286012441869) | CA390284Y | 7/7/05 | FEDERAL FST-175 | 1 | 7.4 | 1984 | 2019 |  | 26 to 30 years old | IND COMB DEG-84(P) | #6 | 80483 | 56338 | 12072 | 8451 | Yes | 2022 | Hotels | 48 | 96600 | 1 | 6 | 96 | 96 | 1951
3087230410 | 1511 BRIGHTWATER AVENUE Brooklyn, NY 11235 (40.575700793862445, -73.95501605995605) | National Grid | MANHATTAN BEACH ESTATES ASSOC. | MANHATTAN BEACH EST/A | 1600 SHEEPSHEAD BAY RD BROOKLYN, NY 11235 (40.58707855139377, -73.95286012441869) | CA390484Z | 7/7/05 | FEDERAL FST-175 | 1 | 7.4 | 1984 | 2019 |  | 26 to 30 years old | IND COMB DEG-84(P) | #6 | 80483 | 56338 | 12072 | 8451 | Yes | 2013 | Office Buildings | 48 | 109832 | 2 | 6 | 132 | 132 | 1951
3064710109 | 2300 CROPSEY AVENUE Brooklyn, NY 11214 (40.595553525964235, -73.99678854766424) | National Grid | OLGA LIPSCHITZ | HALE AVENUE BORROWER, | 2300 CROPSEY AVENUE BROOKLYN, NY 11214 (40.595553525964235, -73.99678854766424) | CA221569K | 7/6/05 | FITZGIBBONS DM 151 | 2 | 5.5 | 1969 | 2010 |  | 41 - 45 years old | ST JOHNSON A53-150 | #6 | 80482 | 56338 | 12072 | 8451 | Yes | 2021 | Elevator Apartments | 47 | 85619 | 1 | 6 | 0 | 0 | 1931
3068180074 | 1855 12 STREET Brooklyn, NY 11229 (40.60418189098279, -73.96059626155363) | National Grid | 1855 OWNERS CORP. | 1855 EAST 12TH OWNERS | 449 BROOKLYN NY 11230 (40.62192951023877, -73.96551106018723) | CA015577N | 7/5/05 | ROCKMILLS MP 150 | 1 | 6.3 | 1977 | 2012 |  | 31 to 35 years old | IRON FIREMAN A06-6.3-RK | #6 | 80000 | 56000 | 12000 | 8400 | Yes | 2018 | Elevator Apartments | 48 | 90000 | 1 | 6 | 87 | 87 | 1963 |  | YES
3054951014 | 1275 5 STREET Brooklyn, NY 11230 (40.61963172195122, -73.97097137516774) | National Grid | PARKWAY MAPT CORP. | CARL WEISS | 2312 BEDFORD AVE BROOKLYN, NY 11230 (40.64734857058395, -73.95575511703602) | CA529985K | 7/6/05 | FEDERAL FST-200 | 1 | 8.19 | 1985 | 2020 |  | 21 to 26 years old | I.C.I. DEG 105 P | #6 | 78840 | 55188 | 11826 | 8278 | Yes | 2015 | Walk-Up Apartments | 44 | 92250 | 1 | 6 | 120 | 120 | 1952 |  | YES
3019160013 | 245 CLINTON AVENUE Brooklyn, NY 11205 (40.69056690016081, -73.96826550786614) | National Grid | ST. JOSEPH'S COLLEGE | ST JOSEPH'S COLLEGE | 245 CLINTON AVENUE N Y 11205 (40.69056690016081, -73.96826550786614) | CB285100L | 7/5/05 | ROCKMILLS MP-150 | 1 | 6.3 | 2000 | 2035 | DUAL FUEL | 5 to 10 years old | ICI MMG-63 P | #4 | 78840 | 55188 | 11432 | 8002 | Yes | 2016 | Elevator Apartments | 35 | 64400 | 1 | 3 | 0 | 1 | 1928
3073980002 | 2299 13 STREET Brooklyn, NY 11229 (40.5940596607511, -73.95735802052744) | National Grid | 2299-13 APT CORP | VINOKUROV, VLADIMIR | 415 CEDARHURST NY 11516 (40.627149904804575, -73.72824174516482) | CA099677L | 7/6/05 | FEDERAL FLW 1215 | 1 | 4.31 | 1977 | 2012 |  | 31 to 35 years old | I.C.I. DEG-54S | #6 | 78438 | 54907 | 11766 | 8236 | Yes | 2018 | Elevator Apartments | 48 | 59145 | 1 | 6 | 66 | 66 | 1960 |  | YES
3086840062 | 201 BRIGHTON 1 ROAD Brooklyn, NY 11235 (40.575178757355, -73.96665127360676) | National Grid | TWENTYSIXTH MANAGEMENT CO. | TWENTSIXTH MGMT CO | 287146 MANHATTAN NY 10128 (40.781770000585084, -73.95062814906976) | CA197382N | 7/4/05 | ROCKMILLS MP4-186 | 1 | 7 | 1982 | 2017 |  | 26 to 30 years old | IND. COMB. DEG-84 (P) | #6 | 76650 | 53655 | 11498 | 8048 | Yes | 2014 | Walk-Up Apartments | 48 | 111912 | 1 | 6 | 108 | 108 | 1954
3050660039 | 270 CLARKSON AVENUE Brooklyn, NY 11226 (40.65534878072172, -73.9509107613271) | National Grid | STARRETT ENERGY | B. CLARK ASSOCIATESIN | 190758 BROOKLYN NY 11219 (40.63277295540763, -73.99667681118586) | CA120278H | 7/5/05 | FEDERAL FLW 1518 | 1 | 6.3 | 1978 | 2013 |  | 31 to 35 years old | IRON FIREMAN A06.3-RK | #6 | 76285 | 53400 | 11443 | 8010 | Yes | 2016 | Walk-Up Apartments | 40 | 95100 | 1 | 6 | 99 | 99 | 1962
3073340018 | 3380 NOSTRAND AVENUE Brooklyn, NY 11229 (40.60170044446607, -73.9421720482381) | National Grid | RESIDENTIAL MANAGEMENT | 3380 NOSTRAND LLC | 1651 CONEY ISLAND AVE BROOKLYN, NY 11230 (40.617134059024586, -73.96362996399334) | CA301791L | 7/5/05 | FEDERAL FLW-1822 | 1 | 8.81 | 1991 | 2026 |  | 16 to 20 years old | I. C. DEG-54 (P) | #6 | 75044 | 52531 | 11257 | 7880 | Yes | 2014 | Walk-Up Apartments | 46 | 64000 | 1 | 6 | 77 | 77 | 1963
3052470001 | 2601 GLENWOOD ROAD Brooklyn, NY 11210 (40.63356032763607, -73.95199670880083) | National Grid | 2601 GLENWOOD OWNS/JRD MGMT. | JRD MANAGEMENT | 600 MAMARONECK AVENUE HARRISON, NY 10528 (40.97181109572365, -73.74294097398212) | CA221584Z | 7/7/05 | ROCKMILLS MP 200 | 1 | 8.2 | 1984 | 2019 |  | 26 to 30 years old | HEV-E DEG 84-P | #6 | 73913 | 51739 | 11087 | 7761 | Yes | 2017 | Walk-Up Apartments | 45 | 100000 | 1 | 6 | 90 | 90 | 1940 |  | YES
3061220001 | 302 96 STREET Brooklyn, NY 11209 (40.61644054431857, -74.0338685071099) | National Grid | LIVE RIGHT MANAGEMENT CORP. | 302 96TH STREET OWNER | 313 97 STREET BROOKLYN, NY 11209 (40.61565725824991, -74.03380293016828) | CA378588L | 7/5/05 | FEDERAL FST 200 | 1 | 8.19 | 1988 | 2023 |  | 21 to 26 years old | ICI DEG 84P | #6 | 73912 | 51738 | 11087 | 7761 | Yes | 2022 | Elevator Apartments | 43 | 120846 | 1 | 6 | 122 | 122 | 1951 |  | YES
3011690024 | 20 PLAZA STREET Brooklyn, NY 11238 (40.67448549816662, -73.97141474687113) | National Grid | TWENTY PLAZA HOUSING CO. | 20 PLAZA HOUSING CORP | 26 COURT STREET BROOKLYN, NY 11242 (40.69312156018867, -73.99072228607592) | CA302492X | 7/6/05 | ROCKMILLS MP-200 SS | 1 | 8.2 | 1992 | 2027 |  | 16 to 20 years old | I.C.I DEG 105 (S) | #6 | 73000 | 51100 | 10950 | 7665 | Yes | 2019 | Walk-Up Apartments | 33 | 140595 | 1 | 6 | 100 | 105 | 1940 |  | YES
3064980001 | 1002 FOSTER AVENUE Brooklyn, NY 11230 (40.63190585854833, -73.96748954409762) | National Grid | SELECTIVE REALTY | 1002 FOSTER AVE LLC | 387 BROOKLYN NY 11230 (40.62192951023877, -73.96551106018723) | CA004381H | 7/6/05 | ROCKMILLS MP 200 | 1 | 8.2 | 1981 | 2016 |  | 26 to 30 years old | I.C.I DEG-84 (P) | #6 | 71029 | 49720 | 10654 | 7458 | Yes | 2018 | Condominiums | 44 | 91200 | 1 | 6 | 78 | 83 | 1924
3061290012 | 9701 SHORE ROAD Brooklyn, NY 11209 (40.615159069885735, -74.03761334051627) | National Grid | 9701 SHORE OWNERS CORP. | 9701 SHORE OWNERS COR | 9437 SHORE RD BROOKLYN, NY 11209 (40.61705649347334, -74.03865586600874) | CA115480P | 7/6/05 | ROCKMILLS MP150 | 1 | 6.3 | 1980 | 2015 |  | 26 to 30 years old | IRON FIREMAN AO-6-6.3 | #6 | 70979 | 49685 | 10647 | 7453 | Yes | 2019 | Walk-Up Apartments | 43 | 114764 | 1 | 6 | 91 | 91 | 1935 |  | YES
3051050043 | 185 ERASMUS STREET Brooklyn, NY 11226 (40.649793878664944, -73.9498856531477) | National Grid | 5899 REALTY LLC | 5899 REALTY LLC | 438 KINGSTON AVE BROOKLYN, NY 11225-4602 (40.66379948353472, -73.94276509358778) | CA138997J | 7/5/05 | FEDERAL FST-150 | 1 | 6.4 | 1997 | 2032 | DUAL FUEL | 11 to 15 years old | INDUSTRIAL COMB. DEG-63 (S) | #6 | 70518 | 49363 | 10578 | 7404 | Yes | 2015 | Elevator Apartments | 40 | 84000 | 1 | 6 | 78 | 78 | 1937
3050260011 | 163 OCEAN AVENUE Brooklyn, NY 11225 (40.657000437538166, -73.96222239145274) | National Grid | 163 OCEAN TENANTS CORP. | 163 OCEAN TENANTS COR | 411 BROOKLYN NY 11209 (40.62338709723679, -74.03065295347096) | CA056286Y | 7/5/05 | FEDERAL FST 150 | 1 | 6.3 | 1986 | 2021 |  | 21 to 26 years old | ICI DEG 63P | #4 | 68730 | 48111 | 9966 | 6976 | Yes | 2016 | Elevator Apartments | 40 | 118785 | 1 | 6 | 85 | 85 | 1930 |  | YES
3072380049 | 2620 OCEAN PARKWAY Brooklyn, NY 11235 (40.586098707573186, -73.96659566333975) | National Grid | 2620 OCEAN PARKWAY OWNERS CORP | 2620 OCEAN OWNERS COR | 26 COURT STREET BROOKLYN, NY 11242 (40.69312156018867, -73.99072228607592) | CA326786H | 7/5/05 | FEDERAL FST-150 | 1 | 6.3 | 1986 | 2021 |  | 21 to 26 years old | IND. COMB. DEG-63 P | #6 | 68730 | 48111 | 10310 | 7217 | Yes | 2018 | Elevator Apartments | 47 | 67272 | 1 | 6 | 68 | 68 | 1960 |  | YES
3053910061 | 599 7 STREET Brooklyn, NY 11218 (40.63706007888755, -73.97147996481132) | National Grid | 599 EAST 7 ST OWNERS/JRD MGMT. | 599 EAST 7TH STREET O | 600 MAMARONECK AVENUE HARRISON, NY 10528 (40.97181109572365, -73.74294097398212) | CA384590L | 7/7/05 | FEDERAL FST-150 | 1 | 6.3 | 1990 | 2025 |  | 16 to 20 years old | ICI MEG-63S | #6 | 68730 | 48111 | 10310 | 7217 | Yes | 2021 | Office Buildings | 39 | 104100 | 1 | 6 | 114 | 114 | 1961 |  | YES
3060260001 | 8415 4 AVENUE Brooklyn, NY 11209 (40.62389796316887, -74.02787775212892) | National Grid | ANASTASIA RLTY % ANGELIDES, STEPHEN | 8415 REALTY LLC | 5312 NEW UTRECHT AVE BROOKLYN, NY 11219 (40.63311184208672, -73.99523015502851) | CA539886Y | 7/6/05 | ROCKMILLS R-182 | 1 | 6.3 | 1986 | 2021 |  | 21 to 26 years old | INDUSTRIAL COMBUSTION DEG-63(P) | #6 | 68730 | 48111 | 10310 | 7217 | Yes | 2016 | Elevator Apartments | 43 | 81000 | 1 | 6 | 112 | 112 | 1926
3086610078 | 2935 OCEAN PARKWAY Brooklyn, NY 11235 (40.57950175281516, -73.96747281338958) | National Grid | HILKRES ASSOCIATES. | HILKRES ASSOCIATES L | 100 CEDARHURST AVE CEDARHURST, NY 11516 (40.622428823568654, -73.72417170270552) | CA507885X | 7/5/05 | ROCKMILLS MP-150 | 1 | 6.3 | 1985 | 2020 |  | 21 to 26 years old | IND COM ME-63(P) | #6 | 68730 | 48111 | 10310 | 7217 | Yes | 2021 | Elevator Apartments | 48 | 65400 | 1 | 6 | 71 | 71 | 1928
3050260241 | 2121 WESTBURY COURT Brooklyn, NY 11225 (40.65670769472783, -73.96057375620022) | National Grid | MASERATI ASSOC. | MASERATI ASSOCIATES L | 42 BAYVIEW AVENUE MANHASSET, NY 11030 (40.799023427515465, -73.70257640397784) | CA022082R | 7/7/05 | ROCKMILLS - MP 150 | 1 | 6.3 | 1982 | 2017 |  | 26 to 30 years old | INDUSTRIAL COMBUSTION DEG-63(P) | #6 | 68730 | 48111 | 10310 | 7217 | Yes | 2016 | Elevator Apartments | 40 | 87552 | 1 | 6 | 66 | 76 | 1928
3050990106 | 522 OCEAN AVENUE Brooklyn, NY 11226 (40.65003105794815, -73.9610245528892) | National Grid | OCEAN FIVE-TWO ASSOCIATES | OCEAN FIVE TWO TWO AS | 156 WILLIAM STREET MANHATTAN, NY 10038 (40.70999054661479, -74.0060256431043) | CA310086K | 7/6/05 | FEDERAL FST-150 | 1 | 6.3 | 1986 | 2021 |  | 21 to 26 years old | INDUSTRIAL COMBUSTION DEG-63 (P) | #6 | 68730 | 48111 | 10310 | 7217 | Yes | 2019 | Elevator Apartments | 40 | 78889 | 1 | 6 | 86 | 99 | 1927
3086910033 | 3099 BRIGHTON 6 STREET Brooklyn, NY 11235 (40.57704097041648, -73.96130440604861) | National Grid | ROMERO, ANA (OWNER) | CERUMIDY REALTY INC | 17 KNOLLS DRIVE NEW HYDE PARK, NY 11040 (40.761036064997825, -73.68270138713035) | CA443784R | 7/7/05 | FEDERAL FST-150 | 1 | 6.3 | 1984 | 2019 |  | 26 to 30 years old | INDUST COMBU DEG-63(P) | #4 | 68730 | 48111 | 9966 | 6976 | Yes | 2021 | Elevator Apartments | 48 | 101000 | 1 | 6 | 96 | 96 | 1929
3076890056 | 2828 KINGS HIGHWAY Brooklyn, NY 11229 (40.614802032256584, -73.94627717645058) | National Grid | STELTZER,MARTIN | 2828 KINGS ASSETS LLC | 98 CUTTERMILL RD GREAT NECK, NY 11021 (40.7836584067361, -73.73280677517435) | CA104890Y | 7/6/05 | FEDERAL FST 150 | 1 | 6.3 | 1990 | 2025 |  | 16 to 20 years old | ICI DEG 63P | #4 | 68730 | 48111 | 9966 | 6976 |  |  | Elevator Apartments | 45 | 46800 | 1 | 6 | 48 | 48 | 1937
3050800007 | 1834 CATON AVENUE Brooklyn, NY 11226 (40.651723292793285, -73.96245827342423) | National Grid | BRENDA MGMT #3 | 1834 REALTY LLC | 1920 NEW YORK, NY 10116 (40.8110019996426, -73.95309800037239) | CA256182X | 7/6/05 | FEDERAL FST-150 | 1 | 6.3 | 1982 | 2017 |  | 26 to 30 years old | IND. COMB. DE-63-S | #6 | 68730 | 48111 | 10309 | 7217 | Yes | 2020 | Elevator Apartments | 40 | 93378 | 1 | 6 | 84 | 84 | 1926
3053200009 | 31 OCEAN PARKWAY Brooklyn, NY 11218 (40.65011511591038, -73.97391070156648) | National Grid | VESTED PROPERTIES INC. | VESTED PROP INC | 87 14 116TH STREET RICHMOND HILL, NY 11418 (40.69637041236467, -73.84031024991805) | CA106197P | 7/4/05 | FEDERAL FST-150 | 1 | 6.3 | 1997 | 2032 | DUAL FUEL | 11 to 15 years old | INDUSTRIAL COMB. DEG-63 (P) | #6 | 68730 | 48111 | 10309 | 7217 | Yes | 2020 | Factory & Industrial Buildings | 39 | 90900 | 1 | 6 | 83 | 83 | 1929
3058850103 | 7002 RIDGE BOULEVARD Brooklyn, NY 11209 (40.63581471984521, -74.02899848121484) | National Grid | 7002 RIDGE BLVD. OWNERS CORP. | 7002 RIDGE BOULEVARD | 25 8 AVENUE BROOKLYN, NY 11217 (40.674772590103444, -73.97202980957931) | CA049876Z | 7/6/05 | ROCKMILLS MODEL MP 150 | 1 | 5.02 | 1976 | 2011 |  | 31 to 35 years old | IRON FIREMAN A06-6.3-44 | #6 | 68438 | 47906 | 10266 | 7186 | Yes | 2015 | Elevator Apartments | 43 | 87174 | 1 | 6 | 83 | 83 | 1931 |  | YES
3066120001 | 1510 OCEAN PARKWAY Brooklyn, NY 11230 (40.61184779226138, -73.96844559056487) | National Grid | KINWAY REALTY | KINWAY REALTY CO | 271 MADISON AVE MANHATTAN, NY 10016 (40.75118848877702, -73.98044892459097) | CA315691L | 7/5/05 | FEDERAL FST-150 | 1 | 6.2 | 1991 | 2026 |  | 16 to 20 years old | INC. COMB. MMG-63 (P) | #4 | 68219 | 47753 | 9892 | 6924 | Yes | 2022 | Condominiums | 44 | 96000 | 1 | 6 | 113 | 113 | 1927
3056360022 | 1450 48 STREET Brooklyn, NY 11219 (40.63355426313839, -73.9882299726599) | National Grid | (M. MERSELS)NEWLON PROPERTIES. | NEWLON PROPERTIES COR | 1481 38 STREET BROOKLYN, NY 11218 (40.638819828157494, -73.981718395716) | CA054781M | 7/4/05 | FEDERAL FST-125 | 1 | 5.3 | 1981 | 2016 |  | 26 to 30 years old | ICI DEG-54 (P) | #6 | 66430 | 46501 | 9964 | 6975 | Yes | 2016 | Office Buildings | 44 | 70626 | 1 | 6 | 47 | 47 | 1938
3066220001 | 130 AVENUE Brooklyn, NY 11204 (40.619055848049015, -73.98479859887618) | National Grid | 130 REALTY CORP. | 130 AVE. P LLC | 290602 BROOKLYN NY 11229 (40.60123350732056, -73.94436854117521) | CA049278Z | 7/7/05 | ROCKMILLS MP150 | 1 | 6.3 | 1978 | 2013 |  | 31 to 35 years old | IRON FIREMAN A06 6.3RK | #6 | 65700 | 45990 | 9855 | 6898 | Yes | 2022 | Elevator Apartments | 44 | 108000 | 1 | 6 | 87 | 87 | 1932
3062960046 | 1845 82 STREET Brooklyn, NY 11214 (40.60888541347083, -73.99912262712773) | National Grid | 1845 82ND ST. OWNERS CORP. | J R D MGMT CORP | 600 MAMARONECK AVE MAMARONECK, NY 10528 (40.97181109572365, -73.74294097398212) | CA321589X | 7/6/05 | ROCKMILLS MP-150 | 1 | 6.27 | 1989 | 2024 |  | 21 to 26 years old | HEVE DEG 63P ( I.C. ) | #6 | 65700 | 45990 | 9855 | 6898 | Yes | 2016 | Walk-Up Apartments | 43 | 50400 | 1 | 6 | 49 | 49 | 1930 |  | YES
3052460006 | 2835 BEDFORD AVENUE Brooklyn, NY 11210 (40.63346625296141, -73.95295028341188) | National Grid | 2835 BEDFORD AVENUE OWNERS/JRD MGMT. CO. | 2835 BEDFORD AVENUE O | 875 MAMARONECK AVENUE MAMARONECK, NY 10543 (40.95826637924364, -73.73765895634085) | CA007277L | 7/6/05 | FITZGIBBONS RM 121 | 1 | 5 | 1977 | 2012 |  | 31 to 35 years old | IRON FIREMAN A06-6.3-RK | #6 | 65700 | 45990 | 9855 | 6898 |  |  | Elevator Apartments | 45 | 47322 | 1 | 6 | 47 | 47 | 1931
3075780062 | 3220 AVENUE Brooklyn, NY 11210 (40.62772226387142, -73.946537919989) | National Grid | 3220 AVE H OWNERS CORP | 3220 AVENUE H OWNERS | 600 MAMARONECK AVENUE HARRISON, NY 10528 (40.97181109572365, -73.74294097398212) | CA390989Y | 7/6/05 | ROCKMILLS MP150 | 1 | 6.3 | 1989 | 2024 |  | 21 to 26 years old | I.C.I. DE 63S | #6 | 65700 | 45990 | 9855 | 6898 | Yes | 2018 | Elevator Apartments | 45 | 78420 | 1 | 6 | 78 | 78 | 1941 |  | YES
3059250053 | 7401 SHORE ROAD Brooklyn, NY 11209 (40.63429171901278, -74.03671935624708) | National Grid | 7401 SHORE ROAD OWNERS | 7401 SHORE RD OWNERS | 313 97TH STREET BROOKLYN, NY 11209 (40.61565725824991, -74.03380293016828) | CA140891Y | 7/4/05 | FEDERAL FST-175 | 1 | 7 | 1991 | 2026 |  | 16 to 20 years old | INDUSTRIAL COMB. DEG-84-P | #6 | 65700 | 45990 | 9855 | 6898 | Yes | 2015 | Condominiums | 43 | 98304 | 1 | 6 | 73 | 73 | 1955 |  | YES
3002530057 | 70 REMSEN STREET Brooklyn, NY 11201 (40.69441029340132, -73.99575274693127) | National Grid | CHASRLES GREENTHAL & CO | 70 REMSEN ST TENANTS | 4 PARK AVENUE MANHATTAN, NY 10016 (40.74650915812013, -73.98194367109245) | CA013482L | 7/7/05 | FEDERAL BOILER MODEL FST-150 | 1 | 6.3 | 1982 | 2017 |  | 26 to 30 years old | INDUSTRIAL COMBUSTION MODEL DEG-63-P | #6 | 65700 | 45990 | 9855 | 6898 | Yes | 2013 | Elevator Apartments | 33 | 66500 | 1 | 10 | 103 | 103 | 1928 |  | YES
3014290017 | 750 LEFFERTS AVENUE Brooklyn, NY 11203 (40.663237134023824, -73.93613821870663) | National Grid | LETTERTS 750 LLC. | LEFERTS 750 | 2302 NOSTRAND AVE BROOKLYN, NY 11210 (40.62861455980849, -73.94725790212559) | CA298792Z | 7/6/05 | FEDERAL FST 150 | 1 | 6.3 | 1992 | 2027 |  | 16 to 20 years old | ICI DEG-63 (P) | #6 | 65700 | 45990 | 9855 | 6898 | Yes | 2019 | Elevator Apartments | 41 | 72310 | 1 | 6 | 65 | 65 | 1940
3017430018 | 70 TOMPKINS AVENUE Brooklyn, NY 11206 (40.697149542940295, -73.94668415925653) | National Grid | NYC SCH.CONSTRUCTION | BOARD OF EDUCATION | 44 36 VERNON BLVD LIC, NY 11101 (40.74570244980828, -73.93866902925225) | CA208099Z | 7/4/05 | FITZGIBBONS DM-182 | 3 | 7 | 1999 | 2034 | DUAL FUEL | 11 to 15 years old | HEVE (ICI) DM-84 P | #4 | 65700 | 45990 | 9526 | 6669 |  |  | Walk-Up Apartments | 36 | 242880 | 1 | 4 | 0 | 1 | 1957
3087190038 | 65 ORIENTAL BOULEVARD Brooklyn, NY 11235 (40.57684638716938, -73.95350724953407) | National Grid | PUNIA & MARX INC. | ORIENTAL BOULEVARD CO | 265 LEXINGTON AVENUE NEW YORK, NY 10016 (40.747395592532555, -73.9789479961509) | CB090203M | 7/5/05 | ROCKMILLS-MP-175SS (NEW) | 2 | 7.35 | 2003 | 2038 | DUAL FUEL | 5 to 10 years old | S.T.JOHNSON-FD-68CA200HM | #6 | 65700 | 45990 | 9855 | 6898 | Yes | 2019 | Elevator Apartments | 48 | 155661 | 1 | 13 | 184 | 184 | 1963
3048810034 | 4411 CHURCH AVENUE Brooklyn, NY 11203 (40.65149569150322, -73.93605520125881) | National Grid | COLGATE LEASING/MIDSTATE MGMT | KINGS & QUEENS HOLDIN | 97 77 QUEENS BOULEVARD REGO PARK, NY 11374 (40.72646491702238, -73.86148084756303) | CA070479L | 7/4/05 | PACIFIC - 60L1 | 1 | 6 | 1979 | 2014 | DUAL FUEL | 31 to 35 years old | IRON FIREMAN AG06-6.3-RK | #6 | 65664 | 45965 | 9850 | 6895 | Yes | 2021 | Walk-Up Apartments | 41 | 77992 | 1 | 6 | 89 | 89 | 1959
3002650043 | 50 COURT STREET Brooklyn, NY 11201 (40.69238285649523, -73.99110543498811) | National Grid | JOSEPH P DAY REALTY CORP. | 50 COURT STREET ASSOC | 9 40 STREET MANHATTAN, NY 10016 (40.751842689786, -73.9808777214277) | CA194493M | 7/6/05 | ROCKMILLS MP-175 | 1 | 7 | 1993 | 2028 |  | 16 to 20 years old | INDUSTRIAL COMB.DEG-84 (P) | #4 | 65000 | 45500 | 9425 | 6598 | Yes | 2015 | Elevator Apartments | 33 | 128000 | 1 | 13 | 0 | 46 | 1913
3056350041 | 4812 14 AVENUE Brooklyn, NY 11219 (40.63418525925011, -73.98943730367226) | National Grid | GARDENS REALTY CO. | 4812 MANAGEMENT | 300439 MIDWOOD STA BROOKLYN, NY 11230 (40.62192951023877, -73.96551106018723) | CA010084M | 7/6/05 | FEDERAL FST 150 | 1 | 6 | 1984 | 2019 |  | 26 to 30 years old | ICI DEG 63P | #6 | 65000 | 45500 | 9750 | 6825 | Yes | 2015 | Elevator Apartments | 44 | 71860 | 1 | 6 | 82 | 82 | 1927
3056500034 | 5000 15 AVENUE Brooklyn, NY 11219 (40.63180410630099, -73.98833653588215) | National Grid | STAMFORD PROPERTIES | STAMFORD REALTY CORP. | 1481 38th STREET BROOKLYN, NY 11218 (40.638819828157494, -73.981718395716) | CA011489P | 7/5/05 | FEDERAL FST 175 | 1 | 7.2 | 1989 | 2024 |  | 21 to 26 years old | ICI DEG 84P | #6 | 65000 | 45500 | 9750 | 6825 | Yes | 2020 | Elevator Apartments | 44 | 139500 | 1 | 6 | 87 | 87 | 1928
3010710004 | 140 EIGHTH AVENUE Brooklyn, NY 11215 (40.67176614599048, -73.9742084097783) | National Grid | 140 EITHTH AVE. OWNERS % TKR PROPERTY | 140 8 AVE BKLYN CORP | 430 16 STREET BROOKLYN, NY 11215 (40.66048014574998, -73.98059804899886) | CB584203K | 7/7/05 | ROCKMILLS MP-150 (EXSTG) | 1 | 5.02 | 2003 | 2038 | DUAL FUEL | 5 to 10 years old | IC MMG-63P | #4 | 64970 | 45479 | 9421 | 6594 | Yes | 2021 | Walk-Up Apartments | 33 | 97768 | 1 | 6 | 94 | 94 | 1936 |  | YES
3002360103 | 52 CLARK STREET Brooklyn, NY 11201 (40.69772678072211, -73.99415621237242) | National Grid | JANOFF & OLSHAN INC | 52 CLARK COMPANY | 654 MADISON AVE MANHATTAN, NY 10021 (40.76920532766377, -73.959183941086) | CA047079R | 7/5/05 | ROCKMILLS MP150 | 1 | 6.2 | 1979 | 2014 |  | 31 to 35 years old | ICI DE 63S | #6 | 64240 | 44968 | 9636 | 6745 | Yes | 2016 | Elevator Apartments | 33 | 79460 | 1 | 9 | 141 | 142 | 1928
3046700001 | 1115 WILLMOHR STREET Brooklyn, NY 11212 (40.657310881514015, -73.91737839911302) | National Grid | SYRACUSE LEASING CO MIDSTATE | KINGS & QUEENS HOLDIN | 97 77 QUEENS BOULEVARD REGO PARK, NY 11374 (40.72646491702238, -73.86148084756303) | CA148581P | 7/6/05 | FEDERAL FLW-1215 | 1 | 4 | 1981 | 2016 |  | 26 to 30 years old | INDUST COMBUS MEG-42(S) | #6 | 64091 | 44864 | 9614 | 6730 | Yes | 2020 | Elevator Apartments | 41 | 64702 | 1 | 6 | 66 | 66 | 1961
3025400001 | 76 INDIA STREET Brooklyn, NY 11222 (40.73202631449537, -73.95739666057513) | National Grid | PISTILLI REAL ESTATE | ASTRAL APARTMENTS LLC | 37 08 28 AVENUE ASTORIA, NY 11103 (40.76286893025696, -73.91327185810974) | CA010499Y | 7/6/05 | FEDERAL FST-200 | 1 | 8.19 | 1999 | 2034 | DUAL FUEL | 11 to 15 years old | INDUSTRIAL COMB. DEG 84-P | #6 | 64058 | 44841 | 9609 | 6726 | Yes | 2020 | Office Buildings | 33 | 78210 | 1 | 6 | 118 | 120 | 1930
3051230025 | 700 OCEAN AVENUE Brooklyn, NY 11226 (40.64581043872243, -73.9602400707408) | National Grid | 700 OCEAN REALTY ASSOCIATES LLC. | OMEGA GINOBLI PARTNE | 441 KINGS HIGHWAY BROOKLYN, NY 11223 (40.604369820594236, -73.97359991822822) | CA069982K | 7/5/05 | FEDERAL FST-150 | 1 | 5.8 | 1982 | 2017 |  | 26 to 30 years old | INDUSTRIAL COMBUSTION DEG-63(P) | #6 | 63620 | 44534 | 9543 | 6680 | Yes | 2013 | Elevator Apartments | 40 | 81312 | 1 | 6 | 66 | 66 | 1924 |  | YES
3061110001 | 9411 SHORE ROAD Brooklyn, NY 11209 (40.61752932833156, -74.03894406462962) | National Grid | SHORE VIEW CORP. | CANEDO, GONZALEO | 430 16TH STREET BROOKLYN, NY 11215 (40.66048014574998, -73.98059804899886) | CA103873H | 7/4/05 | PACIFIC 67L1 | 1 | 6.3 | 1973 | 2010 |  | 36 - 40 year old | IRON FIREMAN AO6-6.3-4.5 | #6 | 62279 | 43595 | 9342 | 6539 | Yes | 2021 | Walk-Up Apartments | 43 | 100380 | 1 | 6 | 99 | 99 | 1960 |  | YES
3013960023 | 1082 EASTERN PARKWAY Brooklyn, NY 11213 (40.66863661670977, -73.93255383801196) | National Grid | OWNER/AGENT | EASTERN1090 REALTY LL | 659 SPRING VALLEY NY 10977 (41.117182764273196, -74.04841150438739) | CA073178L | 7/6/05 | SPENCER SM-85 | 1 | 4 | 1978 | 2013 |  | 31 to 35 years old | HEV-E-OIL AM 5 CM | #4 | 61320 | 42924 | 8891 | 6224 |  |  | Elevator Apartments | 41 | 24565 | 1 | 4 | 27 | 27 | 1924
3087090072 | 3030 BRIGHTON 12 STREET Brooklyn, NY 11235 (40.57937526608559, -73.95705191601422) | National Grid | KISLEV MANAGEMENT | KISLEV REALTY LLC | 14 BROOKLYN N Y 11204 (40.619055848049015, -73.98479859887618) | CB055702H | 7/6/05 | EASTMOND ESP-200 | 1 | 8.4 | 2002 | 2037 | DUAL FUEL | 5 to 10 years old | INDUSTRIAL COMB. DEG-84P | #6 | 60773 | 42541 | 9116 | 6381 | Yes | 2019 | Condominiums | 48 | 100800 | 1 | 6 | 96 | 96 | 1931
3053070070 | 40 TEHAMA STREET Brooklyn, NY 11218 (40.64458527536129, -73.98207635494319) | National Grid | TEHAMA TENANTS CORP. | TEHAMA TENANTS CORP | 9437 SHORE ROAD BROOKLYN, NY 11209 (40.61705649347334, -74.03865586600874) | CA233193J | 7/7/05 | ROCKMILLS MP-150 | 1 | 6.27 | 1993 | 2028 |  | 16 to 20 years old | ICI DEG-63 (P) | #6 | 59860 | 41902 | 8979 | 6285 | Yes | 2017 | Walk-Up Apartments | 39 | 98604 | 1 | 6 | 75 | 75 | 1931 |  | YES
3011790096 | 41 EASTERN PARKWAY Brooklyn, NY 11238 (40.67302677978393, -73.9671753184753) | National Grid | 41 EASTERN PARKWAY CORP. | 41 EASTERN PARKWAY CO | 25 8TH AVENUE BROOKLYN, NY 11215 (40.67302756543164, -73.99243924377612) | CA170096M | 7/6/05 | FEDERAL FST 200 | 1 | 8.2 | 1996 | 2031 | DUAL FUEL | 11 to 15 years old | I.C. DEG-84 (P) | #6 | 59459 | 41621 | 8919 | 6243 | Yes | 2019 | Elevator Apartments | 35 | 125300 | 1 | 12 | 67 | 68 | 1926 |  | YES
3054580006 | 5001 15 AVENUE Brooklyn, NY 11219 (40.63176995728762, -73.98828002345675) | National Grid | 5001 15TH AVE.CORP | GOOD REALTY LLC | 300539 BROOKLYN NY 11230 (40.62192951023877, -73.96551106018723) | CA468770R | 7/7/05 | PACIFIC 4792 | 1 | 3.6 | 1970 | 2010 |  | 36 - 40 year old | IRON FIREMAN A064.5 | #6 | 58400 | 40880 | 8760 | 6132 | Yes | 2018 | Elevator Apartments | 44 | 50160 | 1 | 6 | 47 | 47 | 1934
3061000001 | 9281 SHORE ROAD Brooklyn, NY 11209 (40.618902018147416, -74.03977976034332) | National Grid | 9281 SHORE ROAD OWNERS CO. | STAC MARINO | 505 CHESTNUT STREET CEDARHURST, NY 11516 (40.62281026909443, -73.72490656996541) | CA214982Z | 7/4/05 | FEDERAL FST 250 | 1 | 7 | 1982 | 2017 |  | 26 to 30 years old | IRON FIREMAN #AO-6-9.8 | #6 | 58000 | 40600 | 8700 | 6090 | Yes | 2020 | Walk-Up Apartments | 43 | 133110 | 1 | 6 | 108 | 108 | 1940 |  | YES
3049330001 | 1151 NEW YORK AVENUE Brooklyn, NY 11203 (40.64503894301621, -73.94600404119906) | National Grid | 1151 REALTY CO. | 1151 REALTY LLC | 303 BEVERLY ROAD BROOKLYN, NY 11218 (40.64298669115744, -73.97726980325477) | CA246886P | 7/5/05 | FEDERAL FST 125 | 1 | 5.3 | 1986 | 2021 |  | 21 to 26 years old | INDUSTRIAL COMBUSTION DEG 54 (P) | #6 | 57488 | 40242 | 8623 | 6036 | Yes | 2013 | Walk-Up Apartments | 45 | 51840 | 1 | 6 | 59 | 59 | 1929
3067330029 | 1259 13 STREET Brooklyn, NY 11230 (40.618719193883614, -73.96202168743702) | National Grid | 1259 REALTY COMPANY | KEMPLER JACOB | 303 BEVERLY ROAD BROOKLYN, NY 11218 (40.64298669115744, -73.97726980325477) | CA001885H | 7/7/05 | FEDERAL FST-125 | 1 | 5.3 | 1985 | 2020 |  | 21 to 26 years old | INDUS COMBU DEG-54(P) | #6 | 57488 | 40242 | 8623 | 6036 | Yes | 2013 | Elevator Apartments | 48 | 56112 | 1 | 6 | 71 | 71 | 1931
3002370017 | 155 HENRY STREET Brooklyn, NY 11201 (40.69597325370044, -73.9936797822719) | National Grid | 155 HENRY OWNERS CORP. | 155 HENRY OWNERS CORP | 430 16 STREET BROOKLYN, NY 11215 (40.66048014574998, -73.98059804899886) | CA087487M | 7/6/05 | FEDERAL FST 125 | 1 | 5.3 | 1987 | 2022 |  | 21 to 26 years old | INDUSTRIAL COMBUSTION DEG 54 P | #6 | 57488 | 40242 | 8623 | 6036 |  |  | Walk-Up Apartments | 33 | 49013 | 1 | 9 | 73 | 74 | 1928
3050430071 | 175 HAWTHORNE STREET Brooklyn, NY 11225 (40.657604630885054, -73.95451682389482) | National Grid | 175 HAWTHORNE ST.ASSOCIATES | 3900 HARPER AVENUE, L | 55 WATERMILL LANE GREAT NECK, NY 11021 (40.77827606829953, -73.7332342919567) | CA131389Y | 7/5/05 | FEDERAL FST125 | 1 | 5.3 | 1989 | 2024 |  | 21 to 26 years old | ICI DEG54P | #6 | 57488 | 40242 | 8623 | 6036 | Yes | 2013 | Condominiums | 40 | 69768 | 1 | 6 | 67 | 67 | 1955
3067820043 | 1925 QUENTIN ROAD Brooklyn, NY 11229 (40.60873281024841, -73.95409695187831) | National Grid | BROTHERS ESTATES,INC. | BROTHERS ESTATES INC | 207146 MANHATTAN NY 10128-0020 (40.781770000585084, -73.95062814906976) | CA004884J | 7/6/05 | ROCKMILLS MP-125 | 1 | 5.3 | 1984 | 2019 |  | 26 to 30 years old | INDUST COMB DEG-54(P) | #6 | 57488 | 40242 | 8623 | 6036 | Yes | 2022 | Walk-Up Apartments | 48 | 65000 | 1 | 6 | 71 | 71 | 1929
3063350001 | 2109 85 STREET Brooklyn, NY 11214 (40.603757030296485, -73.99517916984786) | National Grid | GELFAND,MARTIN | RAM ASSOCIATES REALTY | 130 GOLF VIEW DRIVE JERICHO, NY 11753 (40.78695135958999, -73.56268185142814) | CA272382K | 7/5/05 | FEDERAL FST-125 | 1 | 5.3 | 1982 | 2017 |  | 26 to 30 years old | INDUSTRIAL COMBUSTION-DEG-54 (P) | #6 | 57488 | 40242 | 8623 | 6036 | Yes | 2015 | Store Buildings | 47 | 62400 | 1 | 6 | 72 | 72 | 1927
3060580012 | 8901 SHORE ROAD Brooklyn, NY 11209 (40.62341123269723, -74.04075852607481) | National Grid | HARBORVIEW TOWERS TENANTS % AKAM ASSOC. | HARBOR VIEW TOWERS TE | 8 38TH STREET MANHATTAN, NY 10018 (40.75108854154199, -73.98303674630506) | CB112007X | 7/6/05 | BEST 4C - 125 (NEW) | 1 | 4.1 | 2007 | 2042 | DUAL FUEL | Fewer than 5 years old | ICI MMG - 54 (P) (NEW) | #4 | 57488 | 40242 | 8336 | 5835 | Yes | 2018 | Elevator Apartments | 43 | 62738 | 1 | 10 | 52 | 52 | 1962 |  | YES
3054110023 | 420 AVENUE Brooklyn, NY 11218 (40.64322700851966, -73.9764486221062) | National Grid | JEREMIAS, ERNEST | ERNEST JEREMIAS | 1706 50 STREET BROOKLYN, NY 11204 (40.62887419438986, -73.98350125917176) | CA345286P | 7/6/05 | FEDERAL FST-125 | 1 | 5.3 | 1986 | 2021 |  | 21 to 26 years old | IND. COMB. DEG-54 P | #6 | 57488 | 40242 | 8623 | 6036 | Yes | 2021 | Walk-Up Apartments | 44 | 62370 | 1 | 6 | 54 | 54 | 1930
3063800006 | 69 BAY 29 STREET Brooklyn, NY 11214 (40.604011809897145, -74.0009690001192) | National Grid | KORB,DORTHY | KORB, PHILLIP | 1519 59 STREET BROOKLYN, NY 11219 (40.62652110565572, -73.99307178167825) | CA214986X | 7/6/05 | FEDERAL FST-125 | 1 | 5.3 | 1986 | 2021 |  | 21 to 26 years old | INDUSTRAIL COMBUSTION DEG-54(P) | #4 | 57488 | 40242 | 8336 | 5835 | Yes | 2020 | Elevator Apartments | 47 | 54000 | 1 | 6 | 59 | 59 | 1927
3075760069 | 850 31 STREET Brooklyn, NY 11210 (40.630097610662126, -73.94651266378908) | National Grid | PETER STUYVESANT APT INC | PETER STUYVESANTS APT | 287146 NEW YORK, NY 10128 (40.781770000585084, -73.95062814906976) | CA247984N | 7/6/05 | ROCKMILLS MP-125 | 1 | 5.3 | 1984 | 2019 |  | 26 to 30 years old | INDU COMB DEG 54(P) | #6 | 57488 | 40242 | 8623 | 6036 | Yes | 2016 | Office Buildings | 45 | 70650 | 1 | 6 | 71 | 71 | 1930
3087110085 | 79 BRIGHTON 11 STREET Brooklyn, NY 11235 (40.58074947072055, -73.95711635572415) | National Grid | VIM REALTY COMPANY | VIM REALTY LLC | 1600 SHEEPHEAD BAY RD BROOKLYN, NY 11235 (40.57841410882412, -73.94026000009887) | CA365785H | 7/4/05 | FEDERAL FST-125 | 1 | 5.3 | 1985 | 2020 |  | 21 to 26 years old | INDUST COMBU DEG-54(P) | #6 | 57488 | 40242 | 8623 | 6036 | Yes | 2021 | Elevator Apartments | 48 | 50500 | 1 | 6 | 58 | 58 | 1936
3050840061 | 760 ROGERS AVENUE Brooklyn, NY 11226 (40.65252156575587, -73.95270048288462) | National Grid | 155 LINDEN LLC | 155 LINDEN LLC | 1274 49TH ST BROOKLYN, NY 11219-3011 (40.635345584477456, -73.99272455499542) | CA062088Y | 7/7/05 | ROCKMILLS MP 200 | 1 | 8.19 | 1988 | 2023 |  | 21 to 26 years old | INDUSTRIAL COMBUSTION DEG 84 P | #6 | 57488 | 40241 | 8623 | 6036 | Yes | 2014 | Elevator Apartments | 40 | 107750 | 1 | 6 | 143 | 143 | 1951
3071820046 | 2373 OCEAN PARKWAY Brooklyn, NY 11223 (40.591696954404014, -73.96466648573211) | National Grid | 2373 OCEAN PARKWAY TENANTS CORP. | 2373 OCEAN PARKWAY TE | 111 17A ROOSEVELT AVE FLUSHING, NY 11368 (40.749678220373596, -73.85304068857687) | CA281585P | 7/4/05 | FEDERAL FST-125 | 1 | 5.3 | 1985 | 2020 |  | 21 to 26 years old | IND. COMB. DEG-63 (S) | #6 | 57488 | 40241 | 8623 | 6036 | Yes | 2022 | Walk-Up Apartments | 47 | 52800 | 1 | 6 | 63 | 63 | 1960 |  | YES
3065320076 | 1119 OCEAN PARKWAY Brooklyn, NY 11230 (40.62133302033695, -73.96960931741106) | National Grid | AFC MANAGEMENT | 1119 OCEAN PARKWAY C | 1499 CONEY ISLAND AVENUE BROOKLYN, NY 11230 (40.62098013933243, -73.9643594797476) | CA271284M | 7/6/05 | ROCKMILLS MP-125 | 1 | 5.2 | 1984 | 2019 |  | 26 to 30 years old | IRON FIREMAN AGO 6-6.3 RK | #6 | 56721 | 39705 | 8508 | 5956 | Yes | 2022 | Elevator Apartments | 44 | 95600 | 1 | 6 | 84 | 84 | 1951 |  | YES
3052170018 | 616 18 STREET Brooklyn, NY 11226 (40.635910889338746, -73.96054305478393) | National Grid | 616 E. 18 St Owners Corp%Maxx Properties | 616 E 18TH ST OWNERS' | 600 Mamaroneck Avenue Harrison, NY 10528 (40.97181109572365, -73.74294097398212) | CA247285Y | 7/5/05 | EXISTING PACIFIC 67L1 | 1 | 7 | 1985 | 2020 |  | 21 to 26 years old | HEVE DEG-84-S | #6 | 56615 | 39631 | 8492 | 5945 | Yes | 2017 | Elevator Apartments | 40 | 98955 | 1 | 6 | 76 | 76 | 1961 |  | YES
3030440026 | 171 MESEROLE STREET Brooklyn, NY 11206 (40.70819949036729, -73.94222512893515) | National Grid | POINT REALTY ASSOC. LLC | POINT REALTY ASSOCIAT | 090327 BROOKLYN NY 11209 (40.62338709723679, -74.03065295347096) | CA182484M | 7/5/05 | ROCKMILLS MP4-133 | 1 | 5.1 | 1984 | 2019 |  | 26 to 30 years old | INDUST COMB ME-63(P) | #4 | 55699 | 38989 | 8076 | 5653 |  |  | Elevator Apartments | 34 | 17240 | 1 | 5 | 39 | 39 | 1930
3050830037 | 70 LENOX ROAD Brooklyn, NY 11226 (40.65368987670467, -73.9572072782265) | National Grid | J R D MANAGEMENT CORP. | 70 LENOX RD OWNERS CO | 600 MAMARONECK AVE HARRISON, NY 10528 (40.97181109572365, -73.74294097398212) | CA175480J | 7/6/05 | FEDERAL BOILER MODEL FS-90 | 1 | 3.7 | 1980 | 2015 |  | 26 to 30 years old | INDUSTRIAL COMBUSTION MODEL MEG-42-P | #6 | 55480 | 38836 | 8322 | 5825 | Yes | 2013 | Elevator Apartments | 40 | 73374 | 1 | 6 | 60 | 60 | 1935 |  | YES
3051610056 | 385 18 STREET Brooklyn, NY 11226 (40.64189920276814, -73.961591472088) | National Grid | JRD MANAGEMENT CORP | 385 E 18TH ST OWNERS | 600 MAMARONECK AVE HARRISON, NY 10528 (40.97181109572365, -73.74294097398212) | CA286685P | 7/4/05 | ROCKMILLS MP 200 | 1 | 8.2 | 1985 | 2020 |  | 21 to 26 years old | ICI DEG-84P | #6 | 55125 | 38588 | 8269 | 5788 | Yes | 2021 | Elevator Apartments | 40 | 76446 | 1 | 6 | 71 | 71 | 1940 |  | YES
3050440068 | 245 HAWTHORNE STREET Brooklyn, NY 11225 (40.657754060706566, -73.95219587345368) | National Grid | ELSO REALTY CO. | EL-SO REALTY CO | 1852 59TH ST BROOKLYN, NY 11204 (40.62147812477189, -73.9848517626871) | CA063687K | 7/6/05 | ROCKMILLS MP 125 | 1 | 5 | 1987 | 2022 |  | 21 to 26 years old | ICI DEG 54 P | #6 | 55000 | 38500 | 8250 | 5775 | Yes | 2014 | Elevator Apartments | 40 | 82542 | 1 | 6 | 78 | 78 | 1941
3052480012 | 50 KENILWORTH PLACE Brooklyn, NY 11210 (40.634730384576066, -73.95101848232181) | National Grid | KENILWORTH/RESIDENTIAL MG. | OSO OYBISI | 1651 CONEY ISLAND AVE BROOKLYN, NY 11230 (40.617134059024586, -73.96362996399334) | CA062286P | 7/5/05 | FEDERAL FST 125 | 1 | 5 | 1986 | 2021 |  | 21 to 26 years old | ICI DEG-54P | #6 | 55000 | 38500 | 8250 | 5775 | Yes | 2018 | Elevator Apartments | 45 | 87027 | 1 | 6 | 73 | 73 | 1955 |  | YES
3056430038 | 4910 15 AVENUE Brooklyn, NY 11219 (40.63230776381441, -73.98781635452296) | National Grid | OLG TSAKY/G&T MECHANICAL | 4910 RLTY CORP | 1481 38th AVE BROOKLYN, NY 11218 (40.638819828157494, -73.981718395716) | CA482587J | 7/7/05 | ROCKMILLS MP 175 | 1 | 7.28 | 1987 | 2022 |  | 21 to 26 years old | ICI DEG 84 P | #6 | 55000 | 38500 | 8250 | 5775 | Yes | 2013 | Elevator Apartments | 44 | 107268 | 1 | 6 | 75 | 76 | 1935
3054210031 | 294 WEBSTER AVENUE Brooklyn, NY 11230 (40.63307771924498, -73.97022123829294) | National Grid | WEBSTER REALTY ASSOC. | WEBSTER RLTY ASSOCS |  | CA112986Z | 7/5/05 | FEDERAL FST125 | 1 | 4.9 | 1986 | 2021 |  | 21 to 26 years old | ICI DEG54P | #6 | 55000 | 38500 | 8250 | 5775 |  |  | Elevator Apartments | 44 | 25500 | 1 | 4 | 38 | 38 | 1931
3058710069 | 237 OVINGTON AVENUE Brooklyn, NY 11209 (40.6352351899446, -74.02796055138731) | National Grid | NIKO SATHOUDAKIS | I N OVINGTON CORP | 115 80TH ST BROOKLYN, NY 11209 (40.629263394018125, -74.0352202280012) | CA045086X | 7/6/05 | FEDERAL FST-125 | 1 | 5.3 | 1986 | 2021 |  | 21 to 26 years old | ICI MMG-54P | #4 | 54750 | 38325 | 7939 | 5557 | Yes | 2021 | Loft Buildings | 43 | 61000 | 1 | 5 | 74 | 74 | 1931
3068250027 | 2306 OCEAN AVENUE Brooklyn, NY 11229 (40.60541322940695, -73.95264980041605) | National Grid | MLYNARSKI,DAVID | 2306 REALTY COMPANY, | 1482 21 STREET BROOKLYN, NY 11210 (40.617114360866594, -73.95373474611489) | CA341683K | 7/6/05 | ROCKMILLS MP 133 | 1 | 4.6 | 1983 | 2018 |  | 26 to 30 years old | ICI MEG-54P | #6 | 52800 | 36960 | 7920 | 5544 | Yes | 2015 | Elevator Apartments | 48 | 84375 | 1 | 6 | 72 | 72 | 1935
3050640087 | 65 LENOX ROAD Brooklyn, NY 11226 (40.65373657529044, -73.95733920153641) | National Grid | LENOX 65 INC | LENOX ASSOCIATES LLC | 300462 BROOKLYN NY 11230 (40.62192951023877, -73.96551106018723) | CA142587Z | 7/6/05 | BEST 4C-115 | 1 | 4.8 | 1987 | 2022 |  | 21 to 26 years old | CI DWG 54 P | #6 | 52633 | 36843 | 7895 | 5526 | Yes | 2014 | Walk-Up Apartments | 40 | 84000 | 1 | 6 | 60 | 60 | 1948
3050280001 | 11 MAPLE STREET Brooklyn, NY 11225 (40.66025905494412, -73.96020368829429) | National Grid | MONCK'S REALTY LTD | ABE GREEN INC | 543 BEDFORD AVE BROOKLYN, NY 11211 (40.704808864100684, -73.96183096232745) | CA096077Y | 7/5/05 | ROCKMILLS MP100 | 1 | 4.3 | 1977 | 2012 |  | 31 to 35 years old | HEVE OIL BURNER DE42P | #6 | 52560 | 36792 | 7884 | 5519 |  |  | Walk-Up Apartments | 40 | 49930 | 1 | 6 | 55 | 62 | 1926
3012870039 | 1040 CARROLL STREET Brooklyn, NY 11225 (40.66748807679659, -73.95652798678292) | National Grid | 1040 CARROLL STREET H.D.F.C. | 1040 CARROLL ST HDF | 26 COURT ST BROOKLYN, NY 11242 (40.69312156018867, -73.99072228607592) | CA357684Z | 7/6/05 | FEDERAL #FST-150 | 1 | 5.9 | 1984 | 2019 |  | 26 to 30 years old | INDUSTRIAL COMB #DEG-63-P | #6 | 52500 | 36750 | 7875 | 5512 | Yes | 2017 | Elevator Apartments | 35 | 60939 | 1 | 6 | 59 | 65 | 1927 |  | YES
3027910049 | 5 TEN EYCK STREET Brooklyn, NY 11206 (40.70956577583292, -73.95063494852641) | National Grid | BERSAM REALTY CORP. | BERSAM REALTY CORP | 101 CEDARHURST NY 11516 (40.62177956509343, -73.72369384789991) | CA194894N | 7/4/05 | FEDERAL FST-50 | 1 | 2.14 | 1994 | 2029 | DUAL FUEL | 16 to 20 years old | ICI MMG-22 | #4 | 52414 | 36690 | 7600 | 5320 |  |  | Elevator Apartments | 34 | 26316 | 1 | 6 | 36 | 36 | 1920
3063440033 | 1864 85 STREET Brooklyn, NY 11214 (40.606990307829534, -74.00061584319502) | National Grid | 1864 INC.CORP. | OWNERS OF 1864 INC | 247 BROOKLYN NY 11211 (40.711589765255496, -73.95817675075642) | CA357384R | 7/6/05 | ROCKMILLS MP 125 | 1 | 4.96 | 1984 | 2019 |  | 26 to 30 years old | ICI DEG 54P | #6 | 52000 | 36400 | 7800 | 5460 | Yes | 2014 | Elevator Apartments | 43 | 72000 | 1 | 6 | 77 | 77 | 1930 |  | YES
3053190024 | 100 OCEAN PARKWAY Brooklyn, NY 11218 (40.64812323477582, -73.97541795595417) | National Grid | 100 OCEAN PARKWAY TEN. CORP. | 100 OCEAN PKWY TENANT | 303 BEVERLY ROAD BROOKLYN, NY 11218 (40.64298669115744, -73.97726980325477) | CA350888Z | 7/5/05 | FEDERAL FST 200 | 1 | 8.2 | 1988 | 2023 |  | 21 to 26 years old | ICI DEG 105S | #6 | 52000 | 36400 | 7800 | 5460 | Yes | 2019 | Condominiums | 39 | 138600 | 1 | 6 | 103 | 103 | 1953 |  | YES
3052060017 | 600 21 STREET Brooklyn, NY 11226 (40.63934299613928, -73.9579513592797) | National Grid | 600 EAST 21 STREET, LLC | 600 EAST 21ST STREET | 3601A FIELDSTON ROAD BRONX, NY 10463 (40.88596252333503, -73.90701982281978) | CA437784X | 7/5/05 | ROCKMILLS MP 125 | 1 | 5 | 1984 | 2019 |  | 26 to 30 years old | ICI DEG 54P | #6 | 52000 | 36400 | 7800 | 5460 | Yes | 2016 | Elevator Apartments | 40 | 60318 | 1 | 6 | 60 | 60 | 1931
3024380020 | 383 HEWES STREET Brooklyn, NY 11211 (40.708159574263256, -73.95153473279272) | National Grid | NYC HPD | HOUSING DEVELOPMENTFU | 75 MAIDEN LANE MANHATTAN, NY 10038 (40.70771946242956, -74.00776832856039) | CA357689H | #N/A | ROCKMILLS # | 1 | 1.7 | 1989 | 2024 |  | 21 to 26 years old | CLEVERBROOKS | #4 | 52000 | 36400 | 7540 | 5278 |  |  | Elevator Apartments | 34 | 23400 | 1 | 6 | 22 | 23 | 1927
3050840024 | 116 LENOX ROAD Brooklyn, NY 11226 (40.65378661017212, -73.95561346414726) | National Grid | 116 LENOX ,L.L.C./JACOB KEMPLE | 116 LENOX REALTY, LLC | 303 BEVERLY ROAD BROOKLYN, NY 11218 (40.64298669115744, -73.97726980325477) | CA213597H | 7/5/05 | ROCKMILLS MP-4-162 | 1 | 6.44 | 1997 | 2032 | DUAL FUEL | 11 to 15 years old | INDUSTRIAL COMB. DEG-63 P | #6 | 50370 | 35259 | 7556 | 5289 | Yes | 2014 | Elevator Apartments | 40 | 70563 | 1 | 6 | 82 | 82 | 1926
3056490059 | 1333 51 STREET Brooklyn, NY 11219 (40.63347494431813, -73.9925204316636) | National Grid | 1333 REALTY CO. L.L.C. | 1333 REALTY | 303 BEVERLY RD BROOKLYN, NY 11218 (40.64298669115744, -73.97726980325477) | CA255482N | 7/5/05 | FEDERAL FST-125 | 1 | 4.7 | 1982 | 2017 |  | 26 to 30 years old | I.C.I. DEG 54P | #6 | 50000 | 35000 | 7500 | 5250 | Yes | 2019 | Walk-Up Apartments | 44 | 58800 | 1 | 6 | 63 | 63 | 1927
3051010044 | 280 21 STREET Brooklyn, NY 11226 (40.6476693764283, -73.95953967637932) | National Grid | 280 REALTY ASSOCIATES | 280 EAST 21 LLC | 1946 CONEY ISLAND AVENUE BROOKLYN, NY 11223 (40.60983486578829, -73.96244474447094) | CA302184Y | 7/4/05 | ROCKMILLS MP 125 | 1 | 5 | 1984 | 2019 |  | 26 to 30 years old | ICI DEG 54 P | #6 | 50000 | 35000 | 7500 | 5250 |  |  | Walk-Up Apartments | 40 | 46338 | 1 | 6 | 68 | 68 | 1924
3051840041 | 580 21 STREET Brooklyn, NY 11226 (40.63991404853263, -73.95806802269844) | National Grid | 580 EAST 21ST ST LLC | 580 E 21ST | 303 BEVERLY ROAD BROOKLYN, NY 11218 (40.64298669115744, -73.97726980325477) | CA254690N | 7/6/05 | ROCKMILLS MP125 | 1 | 5.25 | 1990 | 2025 |  | 16 to 20 years old | ICI DEG45P | #6 | 50000 | 35000 | 7500 | 5250 | Yes | 2014 | Walk-Up Apartments | 40 | 61500 | 1 | 6 | 64 | 64 | 1961
3053750058 | 399 OCEAN PARKWAY Brooklyn, NY 11218 (40.639151956948076, -73.97299686909915) | National Grid | DARTMOUTH TENANTS LTD. | DARTMOUTH TENANTS LTD | 430 16 STREET BROOKLYN, NY 11215 (40.66048014574998, -73.98059804899886) | CA364884Z | 7/6/05 | BURNHAM BSW125 | 1 | 5 | 1984 | 2019 |  | 26 to 30 years old | ICI DEG 54P | #6 | 50000 | 35000 | 7500 | 5250 | Yes | 2015 | Elevator Apartments | 39 | 54000 | 1 | 6 | 68 | 68 | 1963 |  | YES
3010530079 | 263 PROSPECT AVENUE Brooklyn, NY 11215 (40.663695439672644, -73.98974224732277) | National Grid | PROSPECT HALL REALTY. | PROSPECT HALL REALTY | 263 PROSPECT AVE BROOKLYN, NY 11215 (40.663695439672644, -73.98974224732277) | CA281790Y | 7/4/05 | ROCKMILLS MP125 | 1 | 5.25 | 1990 | 2025 |  | 16 to 20 years old | ICI MM54 | #4 | 50000 | 35000 | 7250 | 5075 | Yes | 2013 | Elevator Apartments | 39 | 61000 | 1 | 4 | 0 | 1 | 1892
3051220056 | 221 18 STREET Brooklyn, NY 11226 (40.645818948457155, -73.96234580899174) | National Grid | 221 E 18 ST OWNERS CORP | 221 E 18 ST OWNERS CO | 600 MAMARONECK AVE HARRISON, NY 10528 (40.97181109572365, -73.74294097398212) | CA181787P | 7/7/05 | ROCKMILLS MP 125 | 1 | 5.3 | 1987 | 2022 |  | 21 to 26 years old | HEVE DEG 54 P | #6 | 49275 | 34492 | 7391 | 5174 | Yes | 2022 | Elevator Apartments | 40 | 67500 | 1 | 6 | 60 | 60 | 1940 |  | YES
3051560058 | 385 13 STREET Brooklyn, NY 11218 (40.63992080129539, -73.96604550750779) | National Grid | 385 ARGYLE RD OWNERS CORP | 385 ARGYLE ROAD OWNER | 307 7 AVENUE NY, NY 10001 (40.74698865490018, -73.99355204655791) | CA221284R | 7/7/05 | ROCKMILLS MP 125 | 1 | 5.3 | 1984 | 2019 |  | 26 to 30 years old | HEVE MEG-54-P | #6 | 49275 | 34492 | 7391 | 5174 | Yes | 2016 | Walk-Up Apartments | 40 | 59640 | 1 | 6 | 60 | 60 | 1941 |  | YES
3059280028 | 252 74 STREET Brooklyn, NY 11209 (40.63243320368358, -74.0287866300704) | National Grid | BAY RIDGE 74,LLC/BRONSTEIN PROPERTIES | BAY RIDGE 74 LLC | 108 18 QUEENS BOULEVARD FOREST HILLS, NY 11375 (40.720707263029794, -73.84628429608335) | CA292894M | 7/6/05 | BEST 4 C 125 | 1 | 6.3 | 1994 | 2029 |  | 16 to 20 years old | IRON FIREMAN A06-6.3 | #6 | 49275 | 34492 | 7391 | 5174 | Yes | 2018 | Elevator Apartments | 43 | 81600 | 1 | 6 | 66 | 66 | 1931
3066370027 | 1650 OCEAN PARKWAY Brooklyn, NY 11223 (40.60826571031209, -73.96778229923133) | National Grid | HOFFMAN & COOPER / GOLD TOUCH | 1650 REALTY ASSOCIATE | 80 CUTTER MILL RD GREAT NECK, NY 11021 (40.78505695640047, -73.73184034281127) | CA317293P | 7/5/05 | FEDERAL FST-125 | 1 | 5.3 | 1993 | 2028 |  | 16 to 20 years old | HEVE MMG-54 (P) | #4 | 49275 | 34492 | 7145 | 5001 | Yes | 2017 | Hospitals & Health | 44 | 72000 | 1 | 6 | 71 | 71 | 1932
3050260034 | 125 OCEAN AVENUE Brooklyn, NY 11225 (40.65906573255977, -73.96255143845617) | National Grid | J.R.D. MGMT. CORP. | JACOB AINI | 600 MAMARONECK AVENUE HARRISON, NY 10528 (40.97181109572365, -73.74294097398212) | CA221684X | 7/7/05 | ROCKMILLS M P 125 | 1 | 5.3 | 1984 | 2019 |  | 26 to 30 years old | HEVE MEG-54-P | #6 | 49275 | 34492 | 7391 | 5174 | Yes | 2016 | Walk-Up Apartments | 40 | 64069 | 1 | 6 | 65 | 65 | 1939 |  | YES
3071590040 | 735 AVENUE Brooklyn, NY 11223 (40.596939623165156, -73.97331147204676) | National Grid | FOUNTAIN TERR.OWN.%IMPACT REAL ESTATE | FOUNTAIN TERRACE OWNE | 111 17A ROOSEVELT AVENUE N Y 11368 (40.749678220373596, -73.85304068857687) | CB075401J | 7/5/05 | BEST -5D-150 | 1 | 6.3 | 2001 | 2036 | DUAL FUEL | 5 to 10 years old | INDUST.COMB.-DEG-63P | #6 | 49056 | 34339 | 7358 | 5151 | Yes | 2019 | Elevator Apartments | 47 | 91200 | 1 | 6 | 100 | 100 | 1962 |  | YES
3051000080 | 1911 ALBEMARLE ROAD Brooklyn, NY 11226 (40.64715405434638, -73.96152461050512) | National Grid | 1911 ALBEMARLE OWNERS CO. | 1911 ALBEMARLE ASSOCI | 300462 BROOKLYN NY 11230 (40.62192951023877, -73.96551106018723) | CB410703X | 7/5/05 | FEDERAL FST-150 (EXSTG) | 1 | 5.02 | 2003 | 2038 | DUAL FUEL | 5 to 10 years old | INDUSTRIAL COMBUSTION MMG-63P (NEW) | #4 | 48728 | 34110 | 7066 | 4946 | Yes | 2020 | Walk-Up Apartments | 40 | 85200 | 1 | 6 | 84 | 84 | 1927 |  | YES
3065750007 | 6801 BAY PARKWAY Brooklyn, NY 11204 (40.61189185784325, -73.98341780105035) | National Grid | WHITEHOUSE CONSTRUCTION CORP | WHITEHOUSE CONST CP | 287146 MANHATTAN NY 10128 (40.781770000585084, -73.95062814906976) | CA148381K | 7/7/05 | ROCKMILLS MP150 | 1 | 6.2 | 1981 | 2016 | DUAL FUEL | 26 to 30 years old | INDUSTRIAL COMBUSTION - DEG - 63 (P) | #6 | 48659 | 34061 | 7299 | 5109 | Yes | 2015 | Walk-Up Apartments | 44 | 87000 | 1 | 6 | 83 | 91 | 1927
3076740009 | 1947 OCEAN AVENUE Brooklyn, NY 11230 (40.61445822549261, -73.95416388199293) | National Grid | OCEAN REALTY CORP/S.STEIN | 1947 OCEAN RLTY CORP | 33 20 STREET MANHATTAN, NY 10003 (40.73904247191553, -73.9894263623572) | CA173699P | 7/7/05 | FEDERAL FST-150 | 1 | 6.23 | 1999 | 2034 | DUAL FUEL | 11 to 15 years old | INDUSTRIAL COMB. MMG-63 P | #4 | 48399 | 33879 | 7018 | 4912 | Yes | 2014 | Elevator Apartments | 48 | 70332 | 1 | 6 | 77 | 77 | 1927
3076820016 | 2807 KINGS HIGHWAY Brooklyn, NY 11229 (40.614995304220905, -73.94655794405523) | National Grid | KINGSWAY GARDENS APT. CORP. | KINGSWAY GARDENS APRT | 4819 13TH AVE BROOKLYN, NY 11219-3162 (40.63544340204824, -73.99164393346273) | CA022982M | 7/7/05 | FEDERAL FST 150 | 1 | 4.7 | 1982 | 2017 |  | 26 to 30 years old | I.C.I.DEG 63 P | #6 | 48238 | 33767 | 7236 | 5065 | Yes | 2022 | Elevator Apartments | 45 | 65500 | 1 | 6 | 84 | 84 | 1950 |  | YES
3021820045 | 155 ROSS STREET Brooklyn, NY 11211 (40.70543846869861, -73.96086417426864) | National Grid | 155 ROSS INC | 155 ROSS INC | 135 ROSS ST BROOKLYN, NY 11211 (40.70499819785005, -73.96154959593063) | CA082576L | 7/5/05 | ROCKMILLS MP 70 | 1 | 2.34 | 1976 | 2011 |  | 31 to 35 years old | I.C.I AM 4 1/2 | #4 | 47268 | 33087 | 6854 | 4798 |  |  | Elevator Apartments | 33 | 31400 | 1 | 5 | 34 | 34 | 1915
3014220005 | 760 MONTGOMERY STREET Brooklyn, NY 11213 (40.66474901501924, -73.93956530616639) | National Grid | 760 MONTGOMERY STREET CORP. | 760 MONTGOMERY ST COR | 410 TROY AVENUE BROOKLYN, NY 11213 (40.66444256813616, -73.937129406059) | CA141980K | 7/5/05 | ROCKMILLS MP 100 | 1 | 4.2 | 1980 | 2015 |  | 26 to 30 years old | IRON FIREMAN AG0 6-4.2-RK | #6 | 47263 | 33084 | 7089 | 4963 | Yes | 2022 | Elevator Apartments | 35 | 57629 | 1 | 6 | 46 | 50 | 1929
3064150006 | 8747 BAY PARKWAY Brooklyn, NY 11214 (40.59896164081466, -73.99685245103379) | National Grid | FELSENSTEIN, HARRIET | ZAMORE DAUGHTERS, LLC |  | CA150680N | 7/6/05 | ROCKMILLS MP100 | 1 | 4.2 | 1980 | 2015 |  | 26 to 30 years old | IRON FIREMAN AG0 6-4.2-RK | #6 | 47263 | 33084 | 7089 | 4963 | Yes | 2015 | Elevator Apartments | 47 | 73400 | 1 | 6 | 66 | 71 | 1928
3067460096 | 1347 17 STREET Brooklyn, NY 11230 (40.61728028042343, -73.95793092530404) | National Grid | 1347 EAST 17TH STREET LLC | 1347 E. 17TH LLC | 1399 CONEY ISLAND AVENUE BROOKLYN, NY 11230 (40.623388065237364, -73.96481405903502) | CB017507P | 7/6/05 | ROCKMILLS-MP-150 (EXISTING) | 1 | 5 | 2007 | 2042 | DUAL FUEL | Fewer than 5 years old | ICI DEG-63P | #6 | 45443 | 31810 | 6816 | 4772 | Yes | 2016 | Elevator Apartments | 48 | 80135 | 1 | 6 | 71 | 71 | 1931
3054530018 | 1528 49 STREET Brooklyn, NY 11219 (40.63194219102379, -73.98707734563209) | National Grid | 1528 OWNERS CORP | 1528 OWNERS CORP | 189 LAWERENCE NY 11559 (40.61009001554186, -73.7210706165157) | CA084085X | 7/4/05 | FEDERAL FST 125 | 1 | 5 | 1985 | 2020 |  | 21 to 26 years old | ICI DEG 54P | #6 | 45000 | 31500 | 6750 | 4725 | Yes | 2013 | Walk-Up Apartments | 44 | 70800 | 1 | 6 | 64 | 64 | 1939 |  | YES
3066087501 | 1620 2 STREET Brooklyn, NY 11230 (40.61016355815958, -73.97217946628811) | National Grid | 1620 CONDOMINIUM | 1620 CONDOMINIUM | 7018 FT HAMILTON PKWY BROOKLYN, NY 11228 (40.62813014627019, -74.01302838880937) | CA288281H | 7/7/05 | ROCKMILLS MP100 | 1 | 4.2 | 1981 | 2016 |  | 26 to 30 years old | IRON FIREMAN AGO-6-4.2 RK | #6 | 45000 | 31500 | 6750 | 4725 | Yes | 2018 | Walk-Up Apartments | 44 | 50266 | 1 | 6 | 64 | 64 | 1941 | YES
3001780054 | 423 ATLANTIC AVENUE Brooklyn, NY 11217 (40.68658516994825, -73.98385599592376) | National Grid | 423 TENANTS CORPORATION | 423 443 TENANTS CORP | 7 PENN PLAZA MANHATTAN, NY 10001-3004 (40.74956954963903, -73.99160848411982) | CA013182J | 7/5/05 | FEDERAL FST 150 | 1 | 6.2 | 1982 | 2017 |  | 26 to 30 years old | INDUSTRIAL COMBUSTION MODEL DE-63-P | #6 | 45000 | 31500 | 6750 | 4725 | Yes | 2018 | Elevator Apartments | 33 | 107000 | 1 | 6 | 60 | 61 | 1900 |  | YES
3061090049 | 208 GELSTON AVENUE Brooklyn, NY 11209 (40.61696501507916, -74.02885743975447) | National Grid | HINDY ASSOC. | HINDY ASSOCIATES | 190668 BROOKLYN NY 11219 (40.63277295540763, -73.99667681118586) | CA105685J | 7/7/05 | ROCKMILLS MP100 | 1 | 4.2 | 1985 | 2020 |  | 21 to 26 years old | ICI MMG-42 P | #4 | 45000 | 31500 | 6525 | 4568 |  |  | Elevator Apartments | 43 | 16000 | 1 | 4 | 20 | 20 | 1928
3061150006 | 9425 SHORE ROAD Brooklyn, NY 11209 (40.61715981558364, -74.03871785927493) | National Grid | SHORE RIDGE APT.CORP. | SHORE RIDGE APARTMENT | 9437 SHORE ROAD BROOKLYN, NY 11209 (40.61705649347334, -74.03865586600874) | CA265091P | 7/4/05 | ROCKMILLS MP-125 | 1 | 5.25 | 1991 | 2026 |  | 16 to 20 years old | ICI DEG-54 | #6 | 45000 | 31500 | 6750 | 4725 | Yes | 2015 | Elevator Apartments | 43 | 70458 | 1 | 6 | 54 | 54 | 1953 |  | YES
3065230001 | 919 10 STREET Brooklyn, NY 11230 (40.62655808102369, -73.9664976603358) | National Grid | YESHIVA OF FLATBUSH | YESHIVAH OF FLATBUSH | 919 10TH STREET BROOKLYN, NY 11230 (40.62655808102369, -73.9664976603358) | CA080287X | 7/6/05 | ROCKMILLS MP 150 | 1 | 6 | 1987 | 2022 |  | 21 to 26 years old | ICI DEG 63 P | #6 | 45000 | 31500 | 6750 | 4725 | Yes | 2013 | Elevator Apartments | 44 | 143841 | 1 | 4 | 0 | 1 | 1950
3059880039 | 8000 4 AVENUE Brooklyn, NY 11209 (40.6271762114202, -74.02660057319584) | National Grid | TRIPOLIS REALTY | TRIPOLIS REALTY LLC | 9002 5 AVENUE BROOKLYN, NY 11209 (40.61915551169444, -74.02827464758927) | CA006884Z | 7/5/05 | FEDERAL FST-100 | 1 | 4.2 | 1984 | 2019 |  | 26 to 30 years old | INDUSTRIAL COMBUSTION DEG-42(P) | #4 | 44713 | 31299 | 6483 | 4538 | Yes | 2018 | Condominiums | 43 | 60000 | 1 | 6 | 70 | 70 | 1928
3062860001 | 8023 19 AVENUE Brooklyn, NY 11214 (40.60917813589429, -73.99703480728493) | National Grid | 19TH AVE.APTS.CORP/FELDMAN | 19TH AVE APT CORP | 190307 BROOKLYN NY 11219 (40.63277295540763, -73.99667681118586) | CA166985K | 7/7/05 | FEDERAL FST-100 | 1 | 4.2 | 1985 | 2020 |  | 21 to 26 years old | IND COMB DEG-42(P) | #6 | 44713 | 31299 | 6707 | 4695 | Yes | 2016 | Elevator Apartments | 43 | 57000 | 1 | 6 | 60 | 60 | 1927 |  | YES
3056350038 | 4800 14 AVENUE Brooklyn, NY 11219 (40.634249188107965, -73.98937103425716) | National Grid | 4800 14TH AVENUE MANAGEMENT | 4800 14TH AVENUE MANA | 100 CEDARHURST AVE CEDARHURST, NY 11516 (40.622428823568654, -73.72417170270552) | CA314083N | 7/6/05 | FEDERAL FST-100 | 1 | 4.2 | 1983 | 2018 |  | 26 to 30 years old | INDUSTRIAL COMB DEG-42(P) | #6 | 44713 | 31299 | 6707 | 4695 | Yes | 2015 | Hotels | 44 | 53700 | 1 | 6 | 47 | 47 | 1935
3050260065 | 50 LINCOLN ROAD Brooklyn, NY 11225 (40.66082396896939, -73.96108261382575) | National Grid | 50 LINCOLN LLC | LINCOLN FIVE REALTY L | 381 PARK AVENUE NEW YORK, NY 10016 (40.74251902441455, -73.98458580592575) | CA265182K | 7/5/05 | FEDERAL FST-100 | 1 | 4.1 | 1982 | 2017 |  | 26 to 30 years old | INDUSTRIAL COMBUSTION DEG-42(P) | #6 | 44713 | 31299 | 6707 | 4695 | Yes | 2016 | Walk-Up Apartments | 40 | 63924 | 1 | 6 | 64 | 74 | 1926
3014220064 | 701 EMPIRE BOULEVARD Brooklyn, NY 11213 (40.663882966590585, -73.93895652514497) | National Grid | 701 EMPIRE BLVD ASSOC, | 701 EMPIRE BOULEVARDA | 754 EASTERN PKWY BKLYN, NY 11213 (40.66923178035313, -73.94337605854656) | CA220082Y | 7/7/05 | FEDERAL FST 100 | 1 | 4.2 | 1982 | 2017 |  | 26 to 30 years old | INDUSTRIAL COM DEG-42(P) | #6 | 44713 | 31299 | 6707 | 4695 | Yes | 2022 | Elevator Apartments | 35 | 62436 | 1 | 6 | 65 | 65 | 1930
3058580030 | 760 67 STREET Brooklyn, NY 11220 (40.63186876151993, -74.01443119456553) | National Grid | 760 TENANTS | 760 TENANTS CORP | 1651 CONEY ISLAND AVE MANHATTAN, NY 11230 (40.617134059024586, -73.96362996399334) | CA130085K | 7/7/05 | FEDERAL FST-100 | 1 | 4.2 | 1985 | 2020 |  | 21 to 26 years old | INDUST COMBUS DEG-42(P) | #6 | 44713 | 31299 | 6707 | 4695 |  |  | Elevator Apartments | 43 | 45900 | 1 | 6 | 54 | 54 | 1938
3011790076 | 85 EASTERN PARKWAY Brooklyn, NY 11238 (40.672755927572624, -73.96593376491617) | National Grid | 85 EASTERN PKWAY CORP. | 85 EASTERN PARKWAY CO | 383 KINGSTON AVENUE BROOKLYN, NY 11213 (40.665844939693535, -73.94249612864924) | CA437884N | 7/7/05 | ROCKMILLS MP-100 | 1 | 4.1 | 1984 | 2019 |  | 26 to 30 years old | INDUST COMBUS MEG-42 (P) | #6 | 44713 | 31299 | 6707 | 4695 |  |  | Elevator Apartments | 35 | 49800 | 1 | 6 | 41 | 41 | 1922
3049960002 | 585 32 STREET Brooklyn, NY 11210 (40.63654940003793, -73.94608480176133) | National Grid | CASCADE REALTY CORP | CASCADE PROPERTY MANA | 755 56 STREET BROOKLYN, NY 11234 (40.637425408058554, -73.92299326998639) | CA193488N | 7/4/05 | FEDERAL FST 100 | 1 | 4.1 | 1988 | 2023 |  | 21 to 26 years old | ICI DEG 42P | #6 | 44713 | 31299 | 6707 | 4695 | Yes | 2016 | Condominiums | 45 | 53100 | 1 | 6 | 63 | 63 | 1962
3087230410 | 211 BRIGHTON 15 STREET Brooklyn, NY 11235 (40.5760694970053, -73.95505970187027) | National Grid | MANHATTAN BEACH ESTATES ASSOC. | MANHATTAN BEACH EST/A | 1600 SHEEPSHEAD BAY RD BROOKLYN, NY 11235 (40.58707855139377, -73.95286012441869) | CA390384L | 7/7/05 | FEDERAL FST-100 | 1 | 4.1 | 1984 | 2019 |  | 26 to 30 years old | IND COMB DEG-42(P) | #6 | 44713 | 31299 | 6707 | 4695 | Yes | 2013 | Loft Buildings | 48 | 109832 | 2 | 6 | 132 | 132 | 1951
3053280010 | 110 OCEAN PARKWAY Brooklyn, NY 11218 (40.64775085866878, -73.97529720561207) | National Grid | MARVIN GOLD MNGMT | 110 OCEAN PKWY OWNERS | 111 17A ROOSEVELT AVE FLUSHING, NY 11368 (40.749678220373596, -73.85304068857687) | CA326886P | 7/5/05 | FEDERAL FST-100 | 1 | 4.2 | 1986 | 2021 |  | 21 to 26 years old | IND. COMB. DEG-42P | #6 | 44713 | 31299 | 6707 | 4695 | Yes | 2018 | Walk-Up Apartments | 39 | 72000 | 1 | 6 | 57 | 57 | 1953 |  | YES
3065420001 | 1201 OCEAN PARKWAY Brooklyn, NY 11230 (40.61936084830656, -73.96923036080167) | National Grid | WISCONSIN LEASING CO. | WISCONSIN LEASING LIM | 97 77 QUEENS BOULEVARD REGO PARK, NY 11374 (40.72646491702238, -73.86148084756303) | CA122984Y | 7/6/05 | FEDERAL FST 100 | 1 | 3.5 | 1984 | 2019 |  | 26 to 30 years old | INDUSTRIAL COMBUSTION MEG-42(P) | #6 | 44713 | 31299 | 6707 | 4695 | Yes | 2022 | Walk-Up Apartments | 44 | 60780 | 1 | 6 | 56 | 56 | 1953
3086910011 | 601 BRIGHTWATER COURT Brooklyn, NY 11235 (40.57583114348701, -73.96112007585225) | National Grid | 601 TENANTS CORP. | 601 TENANTS CORP | 601 BRIGHTWATER COURT BROOKLYN, NY 11235 (40.57583114348701, -73.96112007585225) | CA456787P | 7/7/05 | FEDERAL FST 100 | 1 | 4.2 | 1987 | 2022 |  | 21 to 26 years old | INDUSTRIAL COMBUSTION DEG 42 P | #6 | 44712 | 31299 | 6707 | 4695 | Yes | 2021 | Elevator Apartments | 48 | 82620 | 1 | 6 | 70 | 70 | 1929 |  | YES
3053570040 | 320 OCEAN PARKWAY Brooklyn, NY 11218 (40.64146639225391, -73.9740538836412) | National Grid | MAZEL REAL ESTATE | HELEN PROPERTIES CORP | 1706 50TH STREET BROOKLYN, NY 11204 (40.62887419438986, -73.98350125917176) | CA345186H | 7/6/05 | FEDERAL FST-100 | 1 | 4.2 | 1986 | 2021 |  | 21 to 26 years old | IND. COMB. DEG-42 P | #6 | 44712 | 31299 | 6707 | 4695 | Yes | 2017 | Elevator Apartments | 39 | 52524 | 1 | 6 | 48 | 48 | 1929
3066060021 | 357 AVENUE Brooklyn, NY 11204 (40.619055848049015, -73.98479859887618) | National Grid | VIM REALTY CO. | VIM REALTY LLC | 1600 SHEEPSHEADBAY RD BROOKLYN, NY 11235 (40.58707855139377, -73.95286012441869) | CA538886J | 7/6/05 | FEDERAL FST-100 | 1 | 4.2 | 1986 | 2021 |  | 21 to 26 years old | ICI DEG-42 P | #6 | 44712 | 31299 | 6707 | 4695 |  |  | Walk-Up Apartments | 44 | 42000 | 1 | 6 | 53 | 53 | 1928
3064150006 | 8747 BAY PARKWAY Brooklyn, NY 11214 (40.59896164081466, -73.99685245103379) | National Grid | BERNARD FELSENSTEIN | ZAMORE DAUGHTERS, LLC |  | CB055505J | 7/6/05 | ROCKMILLS MP - 100 | 1 | 3.3 | 2005 | 2040 | DUAL FUEL | 5 to 10 years old | ICI DEG-42 (P) | #4 | 44610 | 31227 | 6468 | 4528 | Yes | 2015 | Elevator Apartments | 47 | 73400 | 1 | 6 | 66 | 71 | 1928
3014220005 | 760 MONTGOMERY STREET Brooklyn, NY 11213 (40.66474901501924, -73.93956530616639) | National Grid | 760 MONTGOMERY STREET CORP. | 760 MONTGOMERY ST COR | 410 TROY AVENUE BROOKLYN, NY 11213 (40.66444256813616, -73.937129406059) | CB100808L | 7/4/05 | (EXISTING) ROCKMILLS MP 100 | 1 | 3.3 | 2008 | 2043 | DUAL FUEL | Fewer than 5 years old | INDUSTRIAL COMBUSTION MEG 42 | #4 | 44482 | 31137 | 6450 | 4515 | Yes | 2022 | Hotels | 35 | 57629 | 1 | 6 | 46 | 50 | 1929
3011890024 | 934 CARROLL STREET Brooklyn, NY 11225 (40.66828675303197, -73.96034770093314) | National Grid | 934 CARROLL STREET LLC | 934 CARROLL LLC | 48 LIBERTY AVENUE NEW ROCHELLE, NY 10801 (40.90316491850842, -73.78542194931697) | CB089608X | 7/7/05 | BEST 5B - 100 (NEW) | 1 | 3.3 | 2008 | 2043 | DUAL FUEL | Fewer than 5 years old | ICI MMG - 42 (P) (NEW) | #4 | 44457 | 31120 | 6446 | 4512 | Yes | 2019 | Elevator Apartments | 35 | 50808 | 1 | 6 | 58 | 58 | 1926
3060350006 | 402 85 STREET Brooklyn, NY 11209 (40.62350665791489, -74.02802073915504) | National Grid | M. LEVIS | MICHAEL & PETER LEVIS | 09417 BROOKLYN NY 11209 (40.62338709723679, -74.03065295347096) | CA167882M | 7/4/05 | ROCKMILLS MP 100 | 1 | 4.2 | 1982 | 2017 | DUAL FUEL | 26 to 30 years old | INDUSTRIAL COMBUSTION MMG-42(P) | #4 | 44255 | 30979 | 6417 | 4492 | Yes | 2015 | Elevator Apartments | 43 | 52008 | 1 | 6 | 60 | 67 | 1927
3052370046 | 605 16 STREET Brooklyn, NY 11226 (40.63570813056116, -73.96240615239826) | National Grid | SILVERMAN , HARRY | EAST 16TH ASSOCIATES | 360 RYDER STA BROOKLYN, NY 11234 (40.61636866748006, -73.92773224974349) | CA139472L | 7/5/05 | SMITH-TWIN 2-96 | 1 | 2.4 | 1972 | 2010 |  | 36 - 40 year old | HEV-E-OIL AM4DH | #4 | 44015 | 30811 | 6382 | 4468 |  |  | Office Buildings | 40 | 29580 | 1 | 5 | 34 | 34 | 1931
3067460020 | 1350 18 STREET Brooklyn, NY 11230 (40.61757103999963, -73.95707381273874) | National Grid | 1350 E 18 ST CO | 1350 E 18TH ST LTD PT | 190307 BROOKLYN NY 11219 (40.63277295540763, -73.99667681118586) | CA036484R | 7/6/05 | ROCKMILLS MP 70 | 1 | 2.6 | 1984 | 2019 |  | 26 to 30 years old | ICI MMG34P | #4 | 44000 | 30800 | 6380 | 4466 |  |  | Elevator Apartments | 48 | 28000 | 1 | 4 | 43 | 43 | 1925
3062730039 | 7920 19 AVENUE Brooklyn, NY 11214 (40.60979405373608, -73.99649821639416) | National Grid | A. FARUK SEMEN | SEMEN FARUK | 1350 OCEAN PARKWAY BROOKLYN, NY 11230 (40.6157772193076, -73.96920301969877) | CA345173Z | 7/7/05 | ROCKMILLS#MP100 | 1 | 4.2 | 1973 | 2010 |  | 36 - 40 year old | IRON FIREMAN#A0-6-4.5 | #6 | 43800 | 30660 | 6570 | 4599 |  |  | Walk-Up Apartments | 50 | 48000 | 1 | 6 | 48 | 48 | 1931
3076020006 | 1569 OCEAN AVENUE Brooklyn, NY 11230 (40.62382514793641, -73.9559303240217) | National Grid | BAJ REALTY CORP. | B A J OCEAN REALTY, L | 290555 BROOKLYN NY 11229 (40.60123350732056, -73.94436854117521) | CA025776P | 7/5/05 | ROCKMILLS MP 100 | 1 | 4.2 | 1976 | 2011 |  | 31 to 35 years old | KEWANEE 100 KF 2.0 | #6 | 43800 | 30660 | 6570 | 4599 | Yes | 2022 | Walk-Up Apartments | 48 | 52360 | 1 | 4 | 57 | 57 | 1922
3071690028 | 2911 86 STREET Brooklyn, NY 11223 (40.59106941018063, -73.975795158443) | National Grid | PANICCIOILI ERNIE | UNDER THE MARIA PANIC | 2911 86 STREET BROOKLYN, NY 11223 (40.59106941018063, -73.975795158443) | CA374394P | 7/5/05 | ROCKMILLS MP-125 | 1 | 5.1 | 1994 | 2029 |  | 16 to 20 years old | ICI DEG-54 | #4 | 43800 | 30660 | 6351 | 4446 | Yes | 2019 | Elevator Apartments | 47 | 76000 | 1 | 6 | 82 | 82 | 1963
3046520069 | 275 ROCKAWAY PARKWAY Brooklyn, NY 11212 (40.66046018591269, -73.91933696619736) | National Grid | SPENCER WILLIAM | 275-277 REALTY LLC | 549 EMPIRE BLVD BROOKLYN, NY 11225 (40.6641593061239, -73.94405405653069) | CA082392R | 7/6/05 | ROCKMILLS MP-125 | 1 | 5.1 | 1992 | 2027 | DUAL FUEL | 16 to 20 years old | I.C.I DEG 54-P | #4 | 43800 | 30660 | 6351 | 4446 | Yes | 2022 | Walk-Up Apartments | 41 | 68973 | 1 | 6 | 78 | 78 | 1952
3068210275 | 1815 17 STREET Brooklyn, NY 11229 (40.60571704624986, -73.95574023872628) | National Grid | STEVE COHEN/SHERRY HOUSE LLC | SHERRY HOUSE | 141 50 85th ROAD N Y 11435 (40.70119264912154, -73.80979665579099) | CB181100H | 7/5/05 | ROCKMILLS MP-125 | 1 | 5.4 | 2000 | 2035 | DUAL FUEL | 5 to 10 years old | ICI MEG-54 P | #6 | 43800 | 30660 | 6570 | 4599 | Yes | 2021 | Elevator Apartments | 48 | 73932 | 1 | 6 | 84 | 84 | 1964
3066210022 | 1650 10 STREET Brooklyn, NY 11223 (40.60880852746896, -73.96320870783084) | National Grid | WESTBROOK BUILDING CORP | PUCHINSKAYA, YELENA | 1664 FLATBUSH AVENUE BROOKLYN, NY 11210 (40.63004734926277, -73.94477042331191) | CA018071J | 7/5/05 | PACIFIC 5291 | 1 | 4.2 | 1971 | 2010 |  | 36 - 40 year old | IRON FIREMAN A06-4.5 | #6 | 43800 | 30660 | 6570 | 4599 | Yes | 2021 | Walk-Up Apartments | 44 | 54000 | 1 | 6 | 48 | 48 | 1938
3052110044 | 2416 NEWKIRK AVENUE Brooklyn, NY 11226 (40.63963379371355, -73.95399567568674) | National Grid | NYC H.P.D | 2416 NEWKIRK AVENUEHO | 2416 NEWKIRK AVENUE BKLYN, NY 11226 (40.63963379371355, -73.95399567568674) | CA070081L | 7/5/05 | ROCKMILLS MP-90 | 1 | 3.7 | 1981 | 2016 |  | 26 to 30 years old | INDUSTRIAL COMBUSTION DEG-42 (P) | #6 | 43180 | 30226 | 6477 | 4534 | Yes | 2021 | Factory & Industrial Buildings | 45 | 67200 | 1 | 6 | 53 | 53 | 1931
3067950075 | 1745 12 STREET Brooklyn, NY 11229 (40.60682087910529, -73.96080342907406) | National Grid | PARDALE BLDG. CORP % J HALPERN & SONS | PARKDALE BLDG CO | 1660 FLATBUSH AVENUE BROOKLYN, NY 11210 (40.63014033915706, -73.94487186683294) | CB031208H | 7/6/05 | (EXISTING) PACIFIC 52L2 | 1 | 5.5 | 2008 | 2043 | DUAL FUEL | Fewer than 5 years old | (NEW) INDUSTRIAL COMBUSTION MEG 42 | #6 | 43097 | 30168 | 6465 | 4525 | Yes | 2015 | Elevator Apartments | 48 | 61000 | 1 | 6 | 66 | 66 | 1959
3053750049 | 415 OCEAN PARKWAY Brooklyn, NY 11218 (40.63869069244368, -73.97291016524493) | National Grid | 415 OCEAN OWNERS INC. | 415 OCEAN OWNERS CORP | 505 8TH AVENUE MANHATTAN, NY 10018 (40.75301482246624, -73.99291329279728) | CA249969Y | 7/4/05 | FEDERAL FLW-1215 | 1 | 4.2 | 1969 | 2010 |  | 41 - 45 years old | IRON FIREMAN AO6-4.5 | #6 | 43000 | 30100 | 6450 | 4515 | Yes | 2015 | Elevator Apartments | 39 | 60000 | 1 | 6 | 59 | 59 | 1900 |  | YES
3067710006 | 3620 BEDFORD AVENUE Brooklyn, NY 11210 (40.61399572048341, -73.94933656018108) | National Grid | 3620 REALTY CO. | 3620 REALTY LLC | 303 BEVERLY ROAD BROOKLYN, NY 11218 (40.64298669115744, -73.97726980325477) | CA247784Z | 7/6/05 | FEDERAL FST 125 | 1 | 5.32 | 1984 | 2019 |  | 26 to 30 years old | ICI DEG 54 (P) | #6 | 42462 | 29723 | 6369 | 4459 | Yes | 2021 | Churches, Synagogues, etc. | 48 | 62000 | 1 | 6 | 59 | 59 | 1929
3065950005 | 7101 BAY PARKWAY Brooklyn, NY 11204 (40.610062891932216, -73.98531787316556) | National Grid | EAST 35TH REALTIES | LINDEN 34 REALTY CORP | 61 DARRISON AVE BROOKLYN, NY 11211 (40.711589765255496, -73.95817675075642) | CA203081H | 7/7/05 | FEDERAL - FST 90 | 2 | 3.7 | 1981 | 2016 |  | 26 to 30 years old | INDUSTRIAL COMBUSTION DEG 42 (P) | #6 | 42413 | 29689 | 6362 | 4453 |  |  | Walk-Up Apartments | 44 | 39690 | 1 | 6 | 65 | 65 | 1927
3074410231 | 2600 21 STREET Brooklyn, NY 11235 (40.58888934850848, -73.9484086400716) | National Grid | 2600 E. 21 CORP % TKR PROPERTIES | 2600 E 21 ST CORP | 430 16 STREET BROOKLYN, NY 11235 (40.57841410882412, -73.94026000009887) | CB000907J | #N/A | FEDERAL FST - 100 (NEW) | 1 | 3.3 | 2007 | 2042 | DUAL FUEL | Fewer than 5 years old | ICI MMG-42P (NEW) | #4 | 42340 | 29638 | 6139 | 4298 | Yes | 2021 | Hotels | 48 | 52360 | 1 | 7 | 63 | 63 | 1959 |  | YES
3073810073 | 2701 OCEAN AVENUE Brooklyn, NY 11229 (40.59553688996412, -73.95057576811183) | National Grid | TKR MGMT. A/A/F OCEAN AVE. TENANTS | 2701 OCEAN AVE TENANT | 430 16 STREET BROOKLYN, NY 11215 (40.66048014574998, -73.98059804899886) | CB114806R | 7/6/05 | FEDERAL FST - 100 (EXSTG) | 1 | 3.3 | 2006 | 2041 | DUAL FUEL | Fewer than 5 years old | ICI MMG - 42 P (NEW) | #4 | 42340 | 29638 | 6139 | 4298 |  |  | Walk-Up Apartments | 48 | 47397 | 1 | 6 | 63 | 63 | 1959
3050990134 | 45 TENNIS COURT Brooklyn, NY 11226 (40.648578333200724, -73.9616102397776) | National Grid | EVA STERN 45 LLC | EVA STERN 45 LLC | 190366 BROOKLYN NY 11219 (40.63277295540763, -73.99667681118586) | CA365084P | 7/7/05 | ROCKMILLS MP 100 | 1 | 4.2 | 1984 | 2019 |  | 26 to 30 years old | ICI DEG 42P | #6 | 42000 | 29400 | 6300 | 4410 | Yes | 2019 | Elevator Apartments | 40 | 64980 | 1 | 6 | 58 | 58 | 1939
3058890037 | 7100 RIDGE BOULEVARD Brooklyn, NY 11209 (40.63482169993986, -74.02939687290379) | National Grid | OCEAN REALTY CORP. | 7100 RIDGE BLVD | 5223 15 AVENUE BROOKLYN, NY 11219 (40.630527881990645, -73.98957275821509) | CA168182X | 7/5/05 | FEDERAL FST-90 | 1 | 3.8 | 1982 | 2017 |  | 26 to 30 years old | INDUSTRIAL COMBUSTION DE-42(P) | #6 | 41647 | 29153 | 6247 | 4373 | Yes | 2019 | Elevator Apartments | 43 | 55542 | 1 | 6 | 41 | 41 | 1937
3007417501 | 702 44 STREET Brooklyn, NY 11220 (40.64574287812684, -74.00236228560026) | National Grid | KMT REALTY CORP. |  | 40 EXCHANGE PLACE MANHATTAN, NY 10005 (40.70574493861897, -74.0098106474021) | CA381585N | 7/4/05 | FEDERAL FST-90 | 1 | 3.8 | 1985 | 2020 |  | 21 to 26 years old | IND.COMB. DEG-42 (P) | #4 | 41647 | 29153 | 6039 | 4227 |  |  | Elevator Apartments | 38 | 46997 | 1 | 6 | 54 | 54 | 1931
3050840029 | 130 LENOX ROAD Brooklyn, NY 11226 (40.6538119710531, -73.95516300659455) | National Grid | 130 REALT COMPANY | 130 LENOX REALTY, LLC | 372 HOMECREST STATION BROOKLYN, NY 11229 (40.60123350732056, -73.94436854117521) | CA537785X | 7/5/05 | FEDERAL FST-100 | 1 | 4.2 | 1985 | 2020 |  | 21 to 26 years old | HEVEOIL MMG-42 (P) | #4 | 41063 | 28744 | 5954 | 4168 | Yes | 2014 | Elevator Apartments | 40 | 51914 | 1 | 6 | 59 | 59 | 1931
3051010029 | 575 OCEAN AVENUE Brooklyn, NY 11226 (40.64874245056678, -73.96071657745375) | National Grid | 575 OCEAN AVENUE HDFC | 575 OCEAN AVE CORP | 575 OCEAN AVENUE BROOKLYN, NY 11226 (40.64874245056678, -73.96071657745375) | CB134607M | 7/6/05 | FEDERAL FST - 125 (NEW) | 1 | 4.1 | 2007 | 2042 | DUAL FUEL | Fewer than 5 years old | ICI MMG - 54P (NEW) | #4 | 41063 | 28744 | 5954 | 4168 | Yes | 2021 | Elevator Apartments | 40 | 67084 | 1 | 6 | 63 | 63 | 1926 |  | YES
3020490008 | 325 GOLD STREET Brooklyn, NY 11201 (40.69471963708543, -73.98323199685245) | National Grid | GARDEN CITY CO INC | ROBERT I IANNUCCI | 325 GOLD STREET BROOKLYN, NY 11201 (40.69471963708543, -73.98323199685245) | CA413184X | 7/4/05 | FEDERAL FST 90 | 1 | 3.9 | 1984 | 2019 |  | 26 to 30 years old | ICI MMG 42 P | #4 | 41063 | 28744 | 5954 | 4168 | Yes | 2019 | Elevator Apartments | 35 | 56000 | 2 | 6 | 56 | 58 | 1920
3047960030 | 356 MAPLE STREET Brooklyn, NY 11225 (40.6608968293159, -73.9489849893152) | National Grid | MAPLES LLC | MAPLE 3 LLC | 5014 16 AVENUE BROOKLYN, NY 11204 (40.63039762985218, -73.98621834838308) | CA010299J | 7/6/05 | ROCKMILLS MP-125 | 1 | 5.25 | 1999 | 2034 | DUAL FUEL | 11 to 15 years old | INDUSTRIAL COMB. | #4 | 41063 | 28744 | 5954 | 4168 |  |  | Walk-Up Apartments | 40 | 25820 | 1 | 4 | 36 | 36 | 1926
3050640082 | 75 LENOX ROAD Brooklyn, NY 11226 (40.65375641542986, -73.95702434714988) | National Grid | 75 REALTY,LLC | 75 LENOX REALTY, | 303 BEVERLY ROAD BROOKLYN, NY 11218 (40.64298669115744, -73.97726980325477) | CA189696X | 7/4/05 | ROCKMILLS MP4-133 | 1 | 5.25 | 1996 | 2031 | DUAL FUEL | 11 to 15 years old | INDUSTRIAL COMB. DEG-54 (P) | #6 | 41063 | 28744 | 6159 | 4312 | Yes | 2014 | Elevator Apartments | 40 | 61566 | 1 | 6 | 81 | 81 | 1927
3059880045 | 8020 4 AVENUE Brooklyn, NY 11209 (40.62703646779028, -74.0266575057858) | National Grid | 8020 4TH AVE OWNERS CORP%MAXX PROPERTIES. | 8020 FOURTH AVE OWNER | 600 MAMARONECK AVENUE HARRISON, NY 10528 (40.97181109572365, -73.74294097398212) | CA204597N | 7/5/05 | FEDERAL FST-100 | 1 | 4.07 | 1997 | 2032 | DUAL FUEL | 11 to 15 years old | HEVE (I.C.)DEG-42 P | #6 | 41062 | 28744 | 6159 | 4312 | Yes | 2018 | Elevator Apartments | 43 | 58860 | 1 | 6 | 48 | 48 | 1934 |  | YES
3014240049 | 897 EMPIRE BOULEVARD Brooklyn, NY 11213 (40.66366166088885, -73.93075556680904) | National Grid | 897-903 EMPIRE BLVD | 897-903 EMPIRE BLVD H | 897 EMPIRE BOULEVARD BROOKLYN, NY 11213 (40.66366166088885, -73.93075556680904) | CA161390Z | 7/5/05 | BEST 4B 90 | 1 | 3.85 | 1990 | 2025 |  | 16 to 20 years old | HEVE MMG42P | #4 | 41062 | 28744 | 5954 | 4168 | Yes | 2014 | Elevator Apartments | 41 | 50826 | 2 | 6 | 59 | 59 | 1931 |  | YES
3067120076 | 1438 OCEAN AVENUE Brooklyn, NY 11230 (40.627083753131174, -73.95674707438793) | National Grid | GUNDEM REALTY CORP. | BRG OCEAN 18 LLC | 900 18TH STREET BROOKLYN, NY 11230 (40.628566136583906, -73.9591587407807) | CA241581L | 7/6/05 | FEDERAL FST-90 | 1 | 3.8 | 1981 | 2016 |  | 26 to 30 years old | INDUSTRIAL COMBUSTION DEG-42P | #6 | 41062 | 28744 | 6159 | 4312 | Yes | 2022 | Condominiums | 48 | 54800 | 1 | 4 | 50 | 50 | 1925
3050860066 | 45 MARTENSE STREET Brooklyn, NY 11226 (40.651326171664856, -73.95742077766035) | National Grid | J.R.D. MANAGEMENT CORP. | 45 MARTENSE STREET OW | 600 MAMARONECK AVENUE HARRISON, NY 10528 (40.97181109572365, -73.74294097398212) | CA295388N | 7/4/05 | ROCKMILLS MP 100 | 1 | 4.1 | 1988 | 2023 |  | 21 to 26 years old | ICI MMG 42 P | #6 | 41062 | 28744 | 6159 | 4312 | Yes | 2016 | Elevator Apartments | 40 | 75312 | 1 | 6 | 66 | 66 | 1937 |  | YES
3012710005 | 706 EASTERN PARKWAY Brooklyn, NY 11213 (40.66930105885962, -73.9448902887593) | National Grid | SERHOF REALTY CORP | SERHOF REALTY CORP | 80 CUTTERMILL ROAD GREAT NECK, NY 11021 (40.78505695640047, -73.73184034281127) | CA344690M | 7/7/05 | ROCKMILLS MP100 SS | 1 | 4.07 | 1990 | 2025 |  | 16 to 20 years old | HEVE DEG 42P | #6 | 41062 | 28744 | 6159 | 4312 | Yes | 2021 | Walk-Up Apartments | 35 | 69906 | 1 | 6 | 48 | 48 | 1935
3052060017 | 600 21 STREET Brooklyn, NY 11226 (40.63934299613928, -73.9579513592797) | National Grid | 600 EAST 21 STREET LLC | 600 EAST 21ST STREET | 3601-A FIELDSTON ROAD BRONX, NY 10463 (40.88596252333503, -73.90701982281978) | CB132306R | 7/4/05 | EASTMOND ESP 125 (NEW) | 1 | 4.1 | 2006 | 2041 | DUAL FUEL | Fewer than 5 years old | ICI MMG 54 P (NEW) | #6 | 41000 | 28700 | 6150 | 4305 | Yes | 2016 | Elevator Apartments | 40 | 60318 | 1 | 6 | 60 | 60 | 1931
3067390006 | 1289 19 STREET Brooklyn, NY 11230 (40.61902349861683, -73.95631584005405) | National Grid | 1289 E. 19TH STREET TENANTS CO | 1289 REALTY LLC | 1399 CONEY ISLAND AVE BROOKLYN, NY 11230 (40.623388065237364, -73.96481405903502) | CA410984K | 7/7/05 | ROCKMILLS MP-90 | 1 | 3.9 | 1984 | 2019 |  | 26 to 30 years old | I.C.I. MEG 42 P | #4 | 40880 | 28616 | 5928 | 4149 | Yes | 2019 | Elevator Apartments | 48 | 60036 | 1 | 6 | 52 | 52 | 1931 |  | YES
3011070027 | 70 PROSPECT PARK Brooklyn, NY 11215 (40.666262348800394, -73.99412309987316) | National Grid | A & S REALTY COMPANY | A & S PROPERTY CO LLC | 33 20TH STREET MANHATTAN, NY 10003 (40.73904247191553, -73.9894263623572) | CA133494P | 7/4/05 | FEDERAL FST 90 | 1 | 3.7 | 1994 | 2029 |  | 16 to 20 years old | I C MMG-42P | #4 | 40880 | 28616 | 5928 | 4149 |  |  | Elevator Apartments | 39 | 49428 | 1 | 6 | 48 | 48 | 1935
3072940049 | 1985 15 STREET Brooklyn, NY 11229 (40.60147060799688, -73.9568633583069) | National Grid | EAST 15TH STREET REALTY | 1985 E 15TH ST LLC | 387 MIDWOOD STA BROOKLYN, NY 11230 (40.66030874384318, -73.94789456874048) | CA219286H | 7/5/05 | FEDERAL FST 90 | 1 | 3.7 | 1986 | 2021 |  | 21 to 26 years old | INDUSTRIAL COMBUSTION MMG-42(P) | #4 | 40880 | 28616 | 5928 | 4149 |  |  | Hotels | 48 | 36000 | 1 | 6 | 48 | 48 | 1930
3054230049 | 716 OCEAN PARKWAY Brooklyn, NY 11230 (40.63089949002186, -73.97205692753123) | National Grid | TRADEMORE RLTY. % RACHLIN MGT. CORP. | 716 REALTY, LLC | 42 01 235 STREET DOUGLASTON, NY 11363 (40.772398418252465, -73.74679788741253) | CB034903Z | 7/4/05 | ROCKMILL MP-90 (NEW) | 1 | 3.01 | 2003 | 2038 | DUAL FUEL | 5 to 10 years old | INDUSTRIAL COMBUSTION MMG-42(P) (NEW) | #4 | 40880 | 28616 | 5928 | 4149 | Yes | 2013 | Office Buildings | 44 | 54500 | 1 | 6 | 47 | 47 | 1931
3052460001 | 2515 GLENWOOD ROAD Brooklyn, NY 11210 (40.633459543074274, -73.952823788604) | National Grid | J.R.D. MGMT CORP. | 2515 GLENWOOD RD OWNE | 210 23 ST NEW YORK, NY 10010 (40.73852603460443, -73.98241843983516) | CA175380M | 7/7/05 | FEDERAL FST-70 | 1 | 2.8 | 1980 | 2015 |  | 26 to 30 years old | IND COMB MEG-34-P | #6 | 40880 | 28616 | 6132 | 4292 | Yes | 2016 | Elevator Apartments | 45 | 64800 | 1 | 6 | 55 | 55 | 1931 |  | YES
3051500021 | 770 OCEAN AVENUE Brooklyn, NY 11226 (40.64381669776026, -73.95985512983472) | National Grid | PAUL SCHREIBER | 770 OCEAN AVENUE LLC | 3237 BEDFORD AVENUE BROOKLYN, NY 11210 (40.62349161194089, -73.95105974433582) | CA174583H | 7/7/05 | ROCKMILLS MP 100 | 1 | 4.2 | 1983 | 2018 |  | 26 to 30 years old | ICI DEG 42P | #6 | 40600 | 28420 | 6090 | 4263 | Yes | 2020 | Elevator Apartments | 40 | 51396 | 1 | 6 | 40 | 40 | 1923
3075660020 | 1347 OCEAN AVENUE Brooklyn, NY 11230 (40.62931737994776, -73.95698057222823) | National Grid | 1347 OCEAN COMPANY | 1347 OCEAN LLC | 300439 BROOKLYN NY 11230 (40.62192951023877, -73.96551106018723) | CA047389M | 7/5/05 | FEDERAL FST 90 | 1 | 3.57 | 1989 | 2024 |  | 21 to 26 years old | ICI DEG 42 P | #6 | 40004 | 28003 | 6001 | 4200 | Yes | 2016 | Condominiums | 48 | 68076 | 1 | 6 | 54 | 54 | 1937
3067640012 | 1530 18 STREET Brooklyn, NY 11230 (40.61290691944721, -73.95618747126275) | National Grid | BEN'S REALTY | BENS REALTY LLC | 290555 BROOKLYN NY 11229 (40.60123350732056, -73.94436854117521) | CA341383Z | 7/6/05 | ROCKMILLS MP100 SS | 1 | 4.2 | 1983 | 2018 |  | 26 to 30 years old | ICI MEG42P | #6 | 40004 | 28003 | 6001 | 4200 | Yes | 2014 | Cultural & Public Assembly | 48 | 54300 | 1 | 6 | 55 | 55 | 1932
3012870033 | 1030 CARROLL STREET Brooklyn, NY 11225 (40.66755987481976, -73.95688350723411) | National Grid | 1030 CARROLL ST CORP | BEERSHEVA REALTY CORP | 137 31 75 TH ROAD FLUSHING, NY 11367 (40.730323085042414, -73.82610630716033) | CA059084J | 7/6/05 | FEDERAL FST 90 | 1 | 3.6 | 1984 | 2019 |  | 26 to 30 years old | ICI MEG 42P | #6 | 40000 | 28000 | 6000 | 4200 |  |  | Elevator Apartments | 35 | 40890 | 1 | 6 | 46 | 46 | 1925
3002470028 | 68 MONTAGUE STREET Brooklyn, NY 11201 (40.69539758099815, -73.99658885219628) | National Grid | 68 MONTAGUE LLC | 68 MONTAGUE | 654 MADISON AVE NEW YORK, NY 10065-8433 (40.76431417641167, -73.97094047808838) | CA064978P | 7/7/05 | ROCKMILLS MP-4-122 | 1 | 4.9 | 1978 | 2013 |  | 31 to 35 years old | HEV-E-OIL DE-54-5 | #6 | 40000 | 28000 | 6000 | 4200 | Yes | 2017 | Walk-Up Apartments | 33 | 54640 | 1 | 8 | 59 | 59 | 1912
3061110040 | 9430 RIDGE BOULEVARD Brooklyn, NY 11209 (40.61799045984173, -74.03656948314833) | National Grid | 9430 RIDGE OWNERS CORP | 9430 RIDGE OWNERS COR | 9011 5 AVENUE BROOKLYN, NY 11209 (40.61908288472162, -74.02825063474005) | CA498785R | 7/5/05 | ROCKMILLS MP80 | 1 | 3.4 | 1985 | 2020 |  | 21 to 26 years old | ICI MEG34P | #4 | 40000 | 28000 | 5800 | 4060 |  |  | Walk-Up Apartments | 43 | 45000 | 1 | 6 | 49 | 49 | 1953
3050660031 | 250 CLARKSON AVENUE Brooklyn, NY 11226 (40.65530946152016, -73.95154183451196) | National Grid | B. CLARK ASSOC. INC. | B. CLARK ASSOCIATESIN | 190758 BROOKLYN NY 11219 (40.63277295540763, -73.99667681118586) | CA120178K | 7/4/05 | FEDERAL FLW-1518 | 1 | 7.38 | 1978 | 2013 |  | 31 to 35 years old | IRON FIREMAN AO6-6.3 | #6 | 40000 | 28000 | 6000 | 4200 | Yes | 2016 | Walk-Up Apartments | 40 | 98820 | 1 | 6 | 100 | 100 | 1962
3050660039 | 270 CLARKSON AVENUE Brooklyn, NY 11226 (40.65534878072172, -73.9509107613271) | National Grid | B.CLARK ASSO. INC | B. CLARK ASSOCIATESIN | 190758 BROOKLYN NY 11219 (40.63277295540763, -73.99667681118586) | CA314871Y | 7/6/05 | FEDERAL #FLW 151 | 1 | 6.3 | 1971 | 2010 |  | 36 - 40 year old | PETRO #WD5AH | #6 | 40000 | 28000 | 6000 | 4200 | Yes | 2016 | Elevator Apartments | 40 | 95100 | 1 | 6 | 99 | 99 | 1962
3050310001 | 11 MIDWOOD STREET Brooklyn, NY 11225 (40.65954722928964, -73.96014512615658) | National Grid | MIDWOOD II LLC. | J.R.D. MANAGEMENT COR | 2304 NOSTRAND AVE BROOKLYN, NY 11210 (40.62856671210955, -73.94724894340749) | CA057477L | 7/5/05 | ROCKMILLS MP-90 | 1 | 3.7 | 1977 | 2012 |  | 31 to 35 years old | HEV-E-OIL DE 42-S | #6 | 40000 | 28000 | 6000 | 4200 | Yes | 2021 | Elevator Apartments | 40 | 50226 | 1 | 6 | 52 | 59 | 1927
3076200041 | 1589 OCEAN AVENUE Brooklyn, NY 11230 (40.62329992979357, -73.95583532602825) | National Grid | OCEAN REALTY ASSOCIATES | 1589 OCEAN REALTY ASS | 109 BROOKLYN NY 11219 (40.63277295540763, -73.99667681118586) | CA411084J | 7/7/05 | FEDERAL FST 100 | 1 | 3.8 | 1984 | 2019 |  | 26 to 30 years old | ICI DEG 42P | #6 | 40000 | 28000 | 6000 | 4200 | Yes | 2020 | Elevator Apartments | 48 | 52360 | 1 | 4 | 59 | 59 | 1922
3051890018 | 2516 BEDFORD AVENUE Brooklyn, NY 11226 (40.64213515930929, -73.95448359533093) | National Grid | ROTHSTEIN,MAX | 2522BEDFORD, LLC. | 1029 22 STREET BROOKLYN, NY 11210 (40.627025382301106, -73.95460625672588) | CA389984R | 7/7/05 | ROCKMILLS MP80 | 1 | 3.4 | 1984 | 2019 |  | 26 to 30 years old | ICI MMG 34P | #4 | 40000 | 28000 | 5800 | 4060 |  |  | Office Buildings | 45 | 23500 | 1 | 4 | 26 | 26 | 1931
3011850039 | 320 EASTERN PARKWAY Brooklyn, NY 11225 (40.670482110124595, -73.95838763019484) | National Grid | MILBROOK PROPERTIES | 320 EASTERN PKWAY CO | 42 BAYVIEW AVENUE MANHASSET, NY 11030 (40.799023427515465, -73.70257640397784) | CA183297L | 7/5/05 | FEDERAL FST-125 | 1 | 5.09 | 1997 | 2032 | DUAL FUEL | 11 to 15 years old | INDUSTRIAL COMB. DEG-54 P | #6 | 39858 | 27901 | 5979 | 4185 | Yes | 2015 | Hospitals & Health | 35 | 59490 | 1 | 6 | 50 | 58 | 1923
3052140024 | 2701 NEWKIRK AVENUE Brooklyn, NY 11226 (40.63983665777135, -73.95127553612038) | National Grid | JRD MANAGEMENT CORP. | 2701 NEWKIRK AVE OWNE | 600 MAMARONECK AVENUE HARRISON, NY 10529-1635 (40.97181109572365, -73.74294097398212) | CA364784L | 7/7/05 | FITZGIBBONS #DM 121 | 1 | 4.3 | 1984 | 2019 |  | 26 to 30 years old | HEVE OIL DEG-54-P | #6 | 39500 | 27650 | 5925 | 4148 |  |  | Elevator Apartments | 45 | 41400 | 1 | 6 | 51 | 51 | 1931
3010890040 | 125 PROSPECT PARK Brooklyn, NY 11215 (40.665954718276495, -73.99349271234115) | National Grid | 125 PROSPECT PK.W.TENANTS | 125 PROSPECT PARK WES | 25 8 AVENUE BROOKLYN, NY 11217 (40.674772590103444, -73.97202980957931) | CA240788Y | 7/5/05 | FEDERAL FST 100 | 1 | 4 | 1988 | 2023 |  | 21 to 26 years old | ICI DEG 42 P | #6 | 39420 | 27594 | 5913 | 4139 |  |  | Elevator Apartments | 39 | 43716 | 1 | 6 | 38 | 38 | 1920
3052310072 | 2902 FOSTER AVENUE Brooklyn, NY 11210 (40.63851494069712, -73.94919688437466) | National Grid | FRUHTER, ELI | F&E REALTY | 1285 52 STREET BROOKLYN, NY 11219 (40.63351996688808, -73.99409717993235) | CA195883M | 7/7/05 | ROCKMILLS MP60 | 1 | 2.3 | 1983 | 2018 | DUAL FUEL | 26 to 30 years old | ICI AMG 4 3/4 | #4 | 39299 | 27509 | 5698 | 3989 |  |  | Elevator Apartments | 45 | 25600 | 1 | 4 | 38 | 38 | 1931
3013280016 | 150 LEFFERTS AVENUE Brooklyn, NY 11225 (40.66200539292485, -73.9562515333431) | National Grid | BOMBART,LOUIS | 150 LEFFERTS AVENUECO | 888 GRAND BRONX, NY 10461 (40.846960590359004, -73.840632836736) | CA002185L | 7/4/05 | FEDERAL FST 100 | 1 | 4.2 | 1985 | 2020 |  | 21 to 26 years old | I C DEG 42 | #6 | 37960 | 26572 | 5694 | 3986 |  |  | Walk-Up Apartments | 40 | 48834 | 1 | 6 | 53 | 53 | 1939
3050630009 | 55 21 STREET Brooklyn, NY 11226 (40.65309778009763, -73.9604900224328) | National Grid | BOMBART,LOUIS | 55 EAST 21ST STREETCO | 888 GRAND BRONX, NY 10461 (40.846960590359004, -73.840632836736) | CA001985P | 7/7/05 | FEDERAL FST 100 | 1 | 4.2 | 1985 | 2020 |  | 21 to 26 years old | I C DEG 42 | #6 | 37960 | 26572 | 5694 | 3986 | Yes | 2013 | Walk-Up Apartments | 40 | 60114 | 1 | 6 | 60 | 60 | 1935
3073520015 | 2566 OCEAN AVENUE Brooklyn, NY 11229 (40.59891714366292, -73.9514240652086) | National Grid | RONDALE BLDG CORP. | D HALPERN | 1660 FLATBUSH AVENUE BROOKLYN, NY 11210 (40.63014033915706, -73.94487186683294) | CA210669Y | 7/6/05 | FITZGIBBONS D123 | 1 | 3.6 | 1969 | 2010 |  | 41 - 45 years old | IRON FIREMAN A6-6.3 | #6 | 37756 | 26429 | 5663 | 3964 | Yes | 2022 | Elevator Apartments | 48 | 75000 | 1 | 6 | 66 | 66 | 1946
3050840042 | 180 LENOX ROAD Brooklyn, NY 11226 (40.653902545626345, -73.95355422965063) | National Grid | 180 LENOX LLC | LENOX180 LLC | 2304 NOSTRAND AVE BROOKLYN, NY 11210 (40.62856671210955, -73.94724894340749) | CB503405R | 7/4/05 | FEDERAL FST-125 (NEW) | 1 | 4.1 | 2005 | 2040 | DUAL FUEL | 5 to 10 years old | ICI DEG 54 (NEW) | #6 | 37668 | 26368 | 5650 | 3955 | Yes | 2014 | Loft Buildings | 40 | 91078 | 1 | 6 | 77 | 77 | 1929 |  | YES
3012490007 | 960 STERLING PLACE Brooklyn, NY 11213 (40.67231984784863, -73.94685940559367) | National Grid | 960 STERLING PLACE OWNER'S CORP. % MAXX | 960 STERLING PL OWNER | 600 MAMARONECK AVE HARRISON, NY 10528 (40.97181109572365, -73.74294097398212) | CB203507Z | 7/7/05 | ROCKMILLS MP - 125 (EXSTG) | 1 | 4.1 | 2007 | 2042 | DUAL FUEL | Fewer than 5 years old | ICI DEG - 54P (NEW) | #6 | 37668 | 26368 | 5650 | 3955 | Yes | 2019 | Walk-Up Apartments | 36 | 92688 | 1 | 6 | 79 | 79 | 1937 |  | YES
3051630019 | 460 21 STREET Brooklyn, NY 11226 (40.64297277414783, -73.95863222742696) | National Grid | RUSH 21 REALTY LLC | RUSH 21 REALTY LLC | 190366 BKLYN NY 11219 (40.63277295540763, -73.99667681118586) | CA215695K | 7/6/05 | ROCKMILLS MP-125 | 1 | 4.82 | 1995 | 2030 | DUAL FUEL | 11 to 15 years old | I.C. DEG-54 P | #6 | 37668 | 26368 | 5650 | 3955 | Yes | 2013 | Elevator Apartments | 40 | 70200 | 1 | 6 | 69 | 69 | 1959
3050260257 | 2100 WESTBURY COURT Brooklyn, NY 11225 (40.656637950273726, -73.96066463645435) | National Grid | WESTBURY FLATS LLC | WESTBURY FLATS LLC | 2304 NOSTRAND AVENUE BROOKLYN, NY 11210 (40.62856671210955, -73.94724894340749) | CB101705Y | 7/4/05 | ROCKMILLS MP - 125 (EXISTING) | 1 | 4.1 | 2005 | 2040 | DUAL FUEL | 5 to 10 years old | (NEW) ICI DEG 54 | #6 | 37668 | 26368 | 5650 | 3955 | Yes | 2016 | Condominiums | 40 | 75036 | 1 | 6 | 78 | 78 | 1928
3076730006 | 1487 37 STREET Brooklyn, NY 11234 (40.619685060447225, -73.93872493002524) | National Grid | FISHER REALTY COMPANY | MGH REALTY INC | 256 BLYTHEBOURNE STA BROOKLYN, NY 11219 (40.63277295540763, -73.99667681118586) | CA104290K | 7/4/05 | ROCKMILLS MP80 (EXG) | 1 | 3.43 | 1990 | 2025 |  | 16 to 20 years old | ICI MMG 34P (NEW) | #4 | 37435 | 26204 | 5428 | 3800 |  |  | Elevator Apartments | 46 | 36400 | 1 | 4 | 41 | 49 | 1925
3047030036 | 254 56 STREET Brooklyn, NY 11203 (40.65080277439486, -73.92450318559301) | National Grid | 254 ASS0CIATES LLC. | 254 EAST 56TH ASSOCIA | 141 50 85th ROAD QUEENS, NY 11435 (40.70119264912154, -73.80979665579099) | CA055986K | 7/5/05 | FEDERAL FST-80 | 1 | 3.4 | 1986 | 2021 | DUAL FUEL | 21 to 26 years old | INDUST COMB MMG-34(P) | #4 | 37365 | 26156 | 5418 | 3793 | Yes | 2013 | Elevator Apartments | 45 | 52320 | 1 | 4 | 47 | 47 | 1920
3056230038 | 4600 14 AVENUE Brooklyn, NY 11219 (40.63538200469108, -73.9882112385577) | National Grid | 4600 14TH AVE OWNERS CORP | 4600 14 AVE OWNERS CO | 781 BROOKLYN NY 11219 (40.63277295540763, -73.99667681118586) | CA364684Y | 7/6/05 | ROCKMILLS MP90 | 1 | 3.6 | 1984 | 2019 |  | 26 to 30 years old | ICI DEG42P | #6 | 37000 | 25900 | 5550 | 3885 | Yes | 2013 | Educational Structures | 39 | 51840 | 1 | 6 | 43 | 43 | 1929 |  | YES
3065310006 | 1014 AVENUE Brooklyn, NY 11230 (40.62192951023877, -73.96551106018723) | National Grid | G.F.T.MANAGEMENT INC | AVENUE J REALTY ASSOC | 50 BROADWAY MANHATTAN, NY 10004 (40.70641124493818, -74.01279753798491) | CA230873J | 7/6/05 | ROCKMILLS MP-90 | 1 | 3.2 | 1973 | 2010 |  | 36 - 40 year old | HEV-E-OIL AM6CM | #4 | 36500 | 25550 | 5292 | 3705 | Yes | 2021 | Elevator Apartments | 44 | 51390 | 1 | 6 | 40 | 48 | 1924
3067750001 | 1202 AVENUE Brooklyn, NY 11229 (40.60123350732056, -73.94436854117521) | National Grid | JEWISH SYNAGOGUE OF KINGS HWY. | JEWISH CTR KINGS HIGH | 1202 AVENUE BROOKLYN, NY 11229 (40.60123350732056, -73.94436854117521) | CA062597M | 7/5/05 | ROCKMILLS MP-100 | 1 | 4.2 | 1997 | 2032 | DUAL FUEL | 11 to 15 years old | INDUSTRIAL COMB. MMG-42 (P) | #4 | 36500 | 25550 | 5292 | 3705 |  |  | Loft Buildings | 48 | 11200 | 1 | 2 | 0 | 0 | 1928
3054500006 | 1806 48 STREET Brooklyn, NY 11204 (40.62874580437114, -73.9802685269071) | National Grid | KNOLL AND WEINBERG | KNOLL & WEINBERG REAL | 319 HOOPER STREET BROOKLYN, NY 11211 (40.70815544197598, -73.95337988474232) | CA075191P | 7/7/05 | ROCKMILLS MP 100 | 1 | 4.2 | 1991 | 2026 |  | 16 to 20 years old | I.C.I MMG-42 P | #4 | 36500 | 25550 | 5292 | 3705 |  |  | Elevator Apartments | 44 | 40000 | 1 | 4 | 39 | 44 | 1923
3011690009 | 200 STERLING PLACE Brooklyn, NY 11238 (40.67624935563005, -73.97135668264865) | National Grid | NAN YANG REALTY COMPANY | NANYANG REALTY CORP | 200 STERLING PLACE BROOKLYN, NY 11238 (40.67624935563005, -73.97135668264865) | CA524669X | 7/6/05 | ROCKMILLS MP 90 | 1 | 3.5 | 1969 | 2010 |  | 41 - 45 years old | HEV-E-OIL AM6E | #6 | 36500 | 25550 | 5475 | 3832 |  |  | Office Buildings | 33 | 35700 | 1 | 4 | 43 | 50 | 1924
3011607501 | 338 PROSPECT PLACE Brooklyn, NY 11238 (40.67690065924294, -73.96534661424627) | National Grid | RIVERA COURT CONDO. | RIVERA COURT CONDOMIN | 7018 FT HAMILTON PARKWAY BROOKLYN, NY 11228 (40.62813014627019, -74.01302838880937) | CA000786H | 7/5/05 | FEDERAL FST-80 | 1 | 3.4 | 1986 | 2021 |  | 21 to 26 years old | IND. COMB.MMG-34 P | #4 | 36500 | 25550 | 5292 | 3705 |  |  | Elevator Apartments | 35 | 34201 | 1 | 5 | 51 | 51 | 1931
3014200020 | 826 CROWN STREET Brooklyn, NY 11213 (40.66513439961138, -73.93012083884531) | National Grid | GEORGE RAKITZIS | CROWN STREET MANAGEME | 737312 ELMHURST NY 11373 (40.73871040256307, -73.87835115518163) | CA248588X | 7/4/05 | ROCKMILLS MP 80 | 1 | 3.3 | 1988 | 2023 |  | 21 to 26 years old | ICI ME-34 P | #6 | 35770 | 25039 | 5366 | 3756 | Yes | 2020 | Loft Buildings | 41 | 52764 | 1 | 6 | 47 | 47 | 1930
3067380052 | 1305 18 STREET Brooklyn, NY 11230 (40.61873744213098, -73.95721689119733) | National Grid | JACOB KEMPLAR | 1305 EAST 18TH | 303 BEVERLY RD BROOKLYN, NY 11218 (40.64298669115744, -73.97726980325477) | CA559385Y | 7/5/05 | FEDERAL FST-80 | 1 | 3.3 | 1985 | 2020 |  | 21 to 26 years old | IND COMB MEG-34 (P) | #6 | 35770 | 25039 | 5366 | 3756 |  |  | Office Buildings | 48 | 40740 | 1 | 6 | 41 | 41 | 1931
3062890006 | 8001 BAY PARKWAY Brooklyn, NY 11214 (40.60529365070982, -73.9902767954124) | National Grid | LEOE INTERNATIONAL REALTY CORP | L.E.D.E.INTERNATL/RTY | 139 FULTON ST BROOKLYN, NY 10038 (40.710404268669485, -74.00801908848351) | CA180595X | 7/5/05 | FEDERAL FST-80 | 1 | 3.3 | 1995 | 2030 | DUAL FUEL | 11 to 15 years old | INDUSTRIAL COMB. DEG-42 Y (P) | #6 | 35770 | 25039 | 5366 | 3756 |  |  | Elevator Apartments | 47 | 42000 | 1 | 6 | 41 | 41 | 1931
3052480022 | 36 KENILWORTH PLACE Brooklyn, NY 11210 (40.63506290386347, -73.95136750965894) | National Grid | SCHREIBER,PAUL | 36 KENILWORTH PLACE | 3237 BEDFORD AVENUE BROOKLYN, NY 11210 (40.62349161194089, -73.95105974433582) | CA152489Y | 7/5/05 | ROCKMILLS MP80SS | 1 | 3.3 | 1989 | 2024 |  | 21 to 26 years old | ICI DEG-42Y (P) | #6 | 35770 | 25039 | 5366 | 3756 |  |  | Elevator Apartments | 45 | 43840 | 1 | 6 | 42 | 42 | 1931
3051620034 | 854 OCEAN AVENUE Brooklyn, NY 11226 (40.641765561165144, -73.95947265433054) | National Grid | SCHREIBER,PAUL | 854 OCEAN AVEUNE LLC | 3237 BEDFORD AVENUE BROOKLYN, NY 11210 (40.62349161194089, -73.95105974433582) | CA143387Z | 7/6/05 | ROCKMILLS MP 80 SS | 1 | 3.3 | 1987 | 2022 |  | 21 to 26 years old | ICI DEG 42 Y P | #6 | 35770 | 25039 | 5366 | 3756 |  |  | Walk-Up Apartments | 40 | 42030 | 1 | 6 | 41 | 41 | 1939
3053810018 | 1630 41 STREET Brooklyn, NY 11218 (40.635130578508544, -73.98026130057775) | National Grid | 1630 41 CORP | BETH HAMEDRASH SHAARE | 2562 BRIGGS AVENUE BRONX, NY 10458 (40.863915448232135, -73.89343797788628) | CA031887Z | 7/6/05 | ROCKMILLS MP 90 | 1 | 3.6 | 1987 | 2022 |  | 21 to 26 years old | ICI DEG 42 P | #6 | 35000 | 24500 | 5250 | 3675 |  |  | Elevator Apartments | 39 | 36000 | 1 | 4 | 44 | 44 | 1926
3066030050 | 273 AVENUE Brooklyn, NY 11204 (40.619055848049015, -73.98479859887618) | National Grid | 273 REALTY CO. | AVENUE P REALTY HOLDI | 190307 BROOKLYN NY 11219 (40.63277295540763, -73.99667681118586) | CA391986N | 7/5/05 | FEDERAL FST-90 | 1 | 3.72 | 1986 | 2021 |  | 21 to 26 years old | I.C.I. MMG42 P | #4 | 35000 | 24500 | 5075 | 3552 |  |  | Condominiums | 44 | 49800 | 1 | 6 | 48 | 48 | 1935
3053250065 | 199 2 STREET Brooklyn, NY 11218 (40.64668353769305, -73.97893170836588) | National Grid | ALL ISLAND REALTY | R B FAMILY IRREVOCABL | 256 BROOKLYN NY 11219 (40.63277295540763, -73.99667681118586) | CA030283N | 7/6/05 | FEDERAL FST 90 | 1 | 3.6 | 1983 | 2018 |  | 26 to 30 years old | ICI MEG 42P | #6 | 35000 | 24500 | 5250 | 3675 |  |  | Elevator Apartments | 39 | 49800 | 1 | 6 | 48 | 48 | 1937
3056340048 | 1261 49 STREET Brooklyn, NY 11219 (40.635566047576276, -73.99297430528303) | National Grid | BEITSCHER, E. | EMANUEL BEITSCHER | 5110 14TH AVENUE BROOKLYN, NY 11219 (40.6325236010676, -73.99118881225971) | CA291685L | 7/4/05 | ROCKMILLS MP-90 | 1 | 3.7 | 1985 | 2020 |  | 21 to 26 years old | I.C.I. MMG-42 (P) | #4 | 35000 | 24500 | 5075 | 3552 |  |  | Elevator Apartments | 39 | 43000 | 1 | 5 | 49 | 49 | 1926
3067460015 | 1342 18 STREET Brooklyn, NY 11230 (40.61776293733424, -73.95710931797245) | National Grid | EAST 18 REALTY ASSOCIATES | EAST 18TH REALTY ASSO | 1399 CONEY ISLAND AVE BROOKLYN, NY 11230 (40.623388065237364, -73.96481405903502) | CA018987J | 7/6/05 | ROCKMILLS MP 80 | 1 | 3.43 | 1987 | 2022 |  | 21 to 26 years old | ICI ME 34 P | #6 | 35000 | 24500 | 5250 | 3675 |  |  | Elevator Apartments | 48 | 49632 | 1 | 6 | 42 | 42 | 1929
3039080010 | 2 ELTON STREET Brooklyn, NY 11208 (40.68369933827606, -73.88570120083374) | National Grid | FIRST TIME REALTY | 2 ELTON LLC | 217 02 JAMAICA AVENUE JAMAICA, NY 11428 (40.721396964798146, -73.74193729726841) | CA077290J | 7/7/05 | BEST 4B-70 | 1 | 2.77 | 1990 | 2025 |  | 16 to 20 years old | ICIMMG34P | #4 | 35000 | 24500 | 5075 | 3552 |  |  | Office Buildings | 37 | 47505 | 1 | 6 | 53 | 53 | 1928
3066260043 | 193 QUENTIN ROAD Brooklyn, NY 11223 (40.605969127972074, -73.97927314205202) | National Grid | SERAFINO TOMASSETH | 193 QUENTIN ROAD REAL | 454 5 AVENUE BROOKLYN, NY 11215 (40.66884706431141, -73.986607960517) | CA268384M | 7/6/05 | ROCKMILLS MP80 | 1 | 3.4 | 1984 | 2019 |  | 26 to 30 years old | ICI MEG34P | #6 | 35000 | 24500 | 5250 | 3675 |  |  | Elevator Apartments | 44 | 30400 | 1 | 4 | 42 | 42 | 1926
3054180012 | 3751 18 AVENUE Brooklyn, NY 11218 (40.63451232843773, -73.96910274036848) | National Grid | H & N REALTY | HECHT, HYMAN | 1467 27TH ST BROOKLYN, NY 11210 (40.615220388704415, -73.94757090803905) | CA237481M | 7/4/05 | FEDERAL - FST 80 | 1 | 3.1 | 1981 | 2016 |  | 26 to 30 years old | INDUSTRIAL COMBUSTION - AM5CM | #4 | 34493 | 24145 | 5001 | 3501 |  |  | Elevator Apartments | 44 | 36400 | 1 | 4 | 46 | 46 | 1930
3060080001 | 8215 4 AVENUE Brooklyn, NY 11209 (40.62539038962483, -74.02726289730369) | National Grid | BRIGID REALTY CO | SIRAGUSA, NICHOLAS | 8215 4 AVENUE BROOKLYN, NY 11209 (40.62539038962483, -74.02726289730369) | CA270784Y | 7/6/05 | ROCKMILLS MP-100 | 1 | 4.2 | 1984 | 2019 |  | 26 to 30 years old | ICI DEG 42P | #6 | 34480 | 24136 | 5172 | 3620 | Yes | 2018 | Elevator Apartments | 43 | 53000 | 1 | 6 | 59 | 59 | 1939
3051470004 | 1616 BEVERLY ROAD Brooklyn, NY 11226 (40.64440297081849, -73.96389087215069) | National Grid | METRO URBAN COMMUNITY CORP. | BEVERLY EQUITIES LLC | 16 COURT ST BROOKLYN, NY 11201 (40.693219102044, -73.99067676654343) | CA483085Y | 7/5/05 | FEDERAL FST-80 | 1 | 3.3 | 1985 | 2020 | DUAL FUEL | 21 to 26 years old | INDUS COMBUS DEG-42Y(P) | #6 | 34478 | 24134 | 5172 | 3620 |  |  | Hotels | 40 | 47250 | 1 | 6 | 36 | 36 | 1935
3062770006 | 7901 BAY PARKWAY Brooklyn, NY 11214 (40.6058602838796, -73.98970061861654) | National Grid | 7901 REALTY CORPORATION | 7901 REALTY CORPORATI | 139 FULTON ST BROOKLYN, NY 10038 (40.710404268669485, -74.00801908848351) | CA382269X | 7/5/05 | ROCKMILLS MP 80 | 1 | 3 | 1969 | 2010 |  | 41 - 45 years old | RAY AEOR-144 SIZE 80 | #6 | 34328 | 24030 | 5149 | 3604 |  |  | Elevator Apartments | 47 | 42000 | 1 | 6 | 42 | 42 | 1931
3052400025 | 1160 OCEAN AVENUE Brooklyn, NY 11230 (40.63408209923042, -73.95806922028736) | National Grid | RESIDENTIAL MGMT | 1160 OCEAN AVE OWNERS | 1651 CONEY ISLAND AVE BROOKLYN, NY 11230 (40.617134059024586, -73.96362996399334) | CA321888X | 7/5/05 | FEDERAL FST 125 | 1 | 5.25 | 1988 | 2023 |  | 21 to 26 years old | ICI DEG 54 P | #6 | 34000 | 23800 | 5100 | 3570 | Yes | 2020 | Elevator Apartments | 45 | 80690 | 1 | 6 | 67 | 67 | 1931 |  | YES
3062840050 | 1779 81 STREET Brooklyn, NY 11214 (40.61027772891768, -73.99991896682666) | National Grid | MARIN MANAGEMENT A/A/F | 1779 81 STREET | 114 39TH STREET NEW YORK, NY 10016 (40.74984906410224, -73.9782655877672) | CA018885Z | 7/7/05 | ROCKMILLS MP 90 | 1 | 3.8 | 1985 | 2020 |  | 21 to 26 years old | HEV-E DEG-42-P | #4 | 32850 | 22995 | 4763 | 3334 |  |  | Elevator Apartments | 50 | 44400 | 1 | 4 | 55 | 61 | 1925
3010800035 | 300 8 AVENUE Brooklyn, NY 11215 (40.66937376425025, -73.97624076279955) | National Grid | MARJOSH MANAGEMENT CORPORATION | ALLEN PETER | 285 5 AVE BROOKLYN, NY 11215 (40.673784189321694, -73.98241680388851) | CA305983Y | 7/6/05 | FEDERAL FST-100 | 1 | 3.8 | 1983 | 2018 |  | 26 to 30 years old | INDUSTRIAL COMBUSTION DEG-42(P) | #4 | 32850 | 22995 | 4763 | 3334 |  |  | Office Buildings | 33 | 40558 | 1 | 7 | 95 | 95 | 1920
3010280071 | 219 13 STREET Brooklyn, NY 11215 (40.66773380457748, -73.99022719730614) | National Grid | MURIEL T. DORFF | GRACE H. CUNNEEN | 171 WICKFIELD LANE NORTH BABYLON, NY 11703 (40.71908269233097, -73.31690215171255) | CA580060M | 7/7/05 | WEIL MCLAIN 40-8 (H-O) | 1 | 2.1 | 1960 | 2010 |  | 46 - 50 years old | HEV-E-OIL AMDH4 | #4 | 32850 | 22995 | 4763 | 3334 |  |  | Elevator Apartments | 39 | 22000 | 1 | 6 | 25 | 25 | 1914
3037690001 | 585 BLAKE AVENUE Brooklyn, NY 11207 (40.66750272148109, -73.89731632979922) | National Grid | REMEEDER HOUSES LP | REMEEDER HOUSES HOUSI | 885 2 AVENUE NEW YORK, NY 10017 (40.75310104624154, -73.96985480559333) | CB059308H | #N/A | FEDERAL/EASTMOND FST - 80 (NEW) | 1 | 2.6 | 2008 | 2043 | DUAL FUEL | Fewer than 5 years old | HEVE (I.C.) MEG - 34S (NEW) | #6 | 32815 | 22971 | 4922 | 3446 | Yes | 2019 | Elevator Apartments | 42 | 180000 | 3 | 6 | 195 | 195 | 1975
3037690001 | 331 ALABAMA AVENUE Brooklyn, NY 11207 (40.668099139803836, -73.89777971968329) | National Grid | REMEEDER HOUSES LP | REMEEDER HOUSES HOUSI | 885 2 AVENUE NEW YORK, NY 10017 (40.75310104624154, -73.96985480559333) | CB059008N | #N/A | FEDERAL/EASTMOND FST - 80 (NEW) | 1 | 2.6 | 2008 | 2043 | DUAL FUEL | Fewer than 5 years old | HEVE (I.C.) MEG - 34S (NEW) | #6 | 32815 | 22971 | 4922 | 3446 | Yes | 2019 | Elevator Apartments | 42 | 180000 | 3 | 6 | 195 | 195 | 1975
3012230053 | 959 ST MARK'S AVENUE Brooklyn, NY 11213 (40.674710730931395, -73.93951303484545) | National Grid | BSR HOUSING/CDR MGMT | 959 ST. MARKS REALTY | 200 57TH STREET NEW YORK, NY 10019 (40.76552265308292, -73.98010731260749) | CA002885M | 7/7/05 | FEDERAL FST -100 | 1 | 4.2 | 1985 | 2020 | DUAL FUEL | 21 to 26 years old | INDUSTRIAL COMBUSTION DEG-42(P) | #6 | 32128 | 22490 | 4819 | 3373 | Yes | 2013 | Elevator Apartments | 36 | 50400 | 1 | 6 | 52 | 52 | 1973
3032740001 | 889 BUSHWICK AVENUE Brooklyn, NY 11221 (40.69351895487696, -73.92525379649709) | National Grid | MENORAH HOME & HOSPITAL | METRO INTERNATIONAL C | 409 BROOKLYN NY 11237 (40.704095739826585, -73.92099423399668) | CA010284R | 7/6/05 | WHIRLPOWER 301 L - 100 | 1 | 3.43 | 1984 | 2019 |  | 26 to 30 years old | I C - MEG 34 P | #4 | 32120 | 22484 | 4657 | 3260 | Yes | 2014 | Elevator Apartments | 34 | 121575 | 2 | 5 | 0 | 1 | 1954
3058700037 | 6902 RIDGE BOULEVARD Brooklyn, NY 11209 (40.63651799792803, -74.02870980326084) | National Grid | HELEN ORFALY | SCHAUB MARGARET | 262 SENATOR STREET BROOKLYN, NY 11220 (40.63738895845564, -74.02612417325912) | CA096376Y | 7/6/05 | KEWANEE 412 | 1 | 3.1 | 1976 | 2011 |  | 31 to 35 years old | ICI-AM 4 3/4 CM | #4 | 32100 | 22470 | 4654 | 3258 |  |  | Elevator Apartments | 43 | 38400 | 1 | 4 | 40 | 40 | 1922
3053890067 | 623 5 STREET Brooklyn, NY 11218 (40.63701415150322, -73.9742560778541) | National Grid | R.M.R. RLTY. CO. % METROPOLITAN PROPERTY SVC. | R.M.R. REALTY | 141 50 85 ROAD BRIARWOOD, NY 11435 (40.70119264912154, -73.80979665579099) | CB064308R | 7/6/05 | (EXISTING) ROCKMILLS MP-70 | 1 | 2.3 | 2008 | 2043 | DUAL FUEL | Fewer than 5 years old | (NEW) INDUSTRIAL COMBUSTION MMG-28P | #4 | 32027 | 22419 | 4644 | 3251 |  |  | Office Buildings | 39 | 41963 | 1 | 6 | 48 | 48 | 1932
3056740001 | 5423 FORT HAMILTON PARKWAY Brooklyn, NY 11219 (40.63584769577537, -74.0013839881829) | National Grid | 5423 REALTY CORP | FORT 5423 REALTY CORP | 190354 BROOKLYN NY 11219 (40.63277295540763, -73.99667681118586) | CA159789H | 7/6/05 | ROCKMILLS MP90 | 1 | 3.72 | 1989 | 2024 |  | 21 to 26 years old | ICI MMG42P | #4 | 32000 | 22400 | 4640 | 3248 |  |  | Elevator Apartments | 44 | 36360 | 1 | 4 | 44 | 44 | 1924
3051210060 | 191 17 STREET Brooklyn, NY 11226 (40.645538645386715, -73.96326302858746) | National Grid | FRED SCHWARTY | 191 EAST 17TH STREET | 537 BROOKLYN NY 11219 (40.63277295540763, -73.99667681118586) | CA030383K | 7/6/05 | ROCKMILLS MP70 | 1 | 2.8 | 1983 | 2018 |  | 26 to 30 years old | ICI DEG42Y | #6 | 32000 | 22400 | 4800 | 3360 |  |  | Elevator Apartments | 40 | 48000 | 1 | 6 | 47 | 47 | 1936
3027920002 | 442 LORIMER STREET Brooklyn, NY 11206 (40.71010998788585, -73.94868138983708) | National Grid | 442 LORIMER INC. | 442 LORIMER INC | 090307 BROOKLYN NY 11219 (40.63277295540763, -73.99667681118586) | CA209395H | 7/5/05 | ROCKMILLS MP-100 | 1 | 4.2 | 1995 | 2030 | DUAL FUEL | 11 to 15 years old | INDUSTRIAL COMB. MMG-42 (P) | #4 | 31755 | 22228 | 4604 | 3223 |  |  | Hotels | 34 | 48000 | 2 | 6 | 53 | 58 | 1920
3061200046 | 125 96 STREET Brooklyn, NY 11209 (40.61638760287976, -74.03656583010653) | National Grid | BILL STATHAKOS | BILL STATHAKOS | 9504 4 AVENUE BROOKLYN, NY 11209 (40.615893755741574, -74.0312096133714) | CB219603P | 7/5/05 | FEDERAL FST-100 (NEW) | 1 | 4.2 | 2003 | 2038 | DUAL FUEL | 5 to 10 years old | INDUSTRIAL COMBUSTION MMG-42P (EXST) | #4 | 31755 | 22228 | 4604 | 3223 |  |  | Elevator Apartments | 43 | 43182 | 1 | 6 | 58 | 58 | 1963
3013240001 | 501 LEFFERTS AVENUE Brooklyn, NY 11225 (40.66275308254826, -73.9447531637654) | National Grid | ELGE ASSOCIATES | LEFFERTS REALTY LLC | 453 BELLMORE NY 11710-0453 (40.676346308235566, -73.53448548371807) | CA194699H | 7/7/05 | FEDERAL FST-100 | 1 | 4.06 | 1999 | 2034 | DUAL FUEL | 11 to 15 years old | INDUSTRIAL COMBUSTION MMG-42P | #4 | 31755 | 22228 | 4604 | 3223 | Yes | 2014 | Walk-Up Apartments | 40 | 53784 | 1 | 6 | 60 | 60 | 1926
3070890062 | 2035 7 STREET Brooklyn, NY 11223 (40.60094137168872, -73.96461921753678) | National Grid | EXCEL BRADSHAW MGT. | SONESTA TOWER INC | 393 OLD COUNTRY RD CARLE PLACE, NY 11514 (40.74567236391639, -73.6006724411276) | CB105705K | 7/7/05 | ROCKMILLS MP-100SS (NEW) | 1 | 3.3 | 2005 | 2040 | DUAL FUEL | 5 to 10 years old | ICI MMG-42P (NEW) | #4 | 31755 | 22228 | 4604 | 3223 | Yes | 2019 | Elevator Apartments | 47 | 59312 | 1 | 6 | 66 | 66 | 1962 |  | YES
3052400001 | 1198 OCEAN AVENUE Brooklyn, NY 11230 (40.63313797338407, -73.95789684876354) | National Grid | JACOB REALTY CORP. | 1925 REALTY LLC | 1920 BRONX N Y 10116 (40.8110019996426, -73.95309800037239) | CB364700J | 7/5/05 | FEDERAL FST 100 | 1 | 4.2 | 2000 | 2035 | DUAL FUEL | 5 to 10 years old | IND. COMB. MMG 42 P | #4 | 31750 | 22225 | 4604 | 3223 | Yes | 2020 | Walk-Up Apartments | 45 | 57600 | 3 | 4 | 59 | 59 | 1917
3056460013 | 1016 50 STREET Brooklyn, NY 11219 (40.63811682319461, -73.99879183546152) | National Grid | MAIMONIDES MEDICAL CENTER | MAIMONIDES MEDICAL CE | 950 49TH ST BROOKLYN, NY 11219-2938 (40.6396431496977, -73.99983306260135) | CB046303M | 7/7/05 | ROCKMILLS MP-70 (EXTSG) | 1 | 2.34 | 2003 | 2038 | DUAL FUEL | 5 to 10 years old | INDUSTRIAL COMBUSTION MEG-34 (P) (NEW) | #4 | 31171 | 21820 | 4520 | 3164 |  |  | Walk-Up Apartments | 39 | 40400 | 1 | 4 | 42 | 43 | 1925
3002370020 | 145 HENRY STREET Brooklyn, NY 11201 (40.69629485915682, -73.99352357390737) | National Grid | ABC REALTY | FRANK, ALAN | 14 BERGEN STREET BROOKLYN, NY 11201 (40.687605956772195, -73.9927925840349) | CA265082N | 7/7/05 | FEDERAL FST 70 | 1 | 2.8 | 1982 | 2017 |  | 26 to 30 years old | IND COMB MEG-34(P) | #6 | 31171 | 21820 | 4676 | 3273 |  |  | Walk-Up Apartments | 33 | 40410 | 1 | 6 | 42 | 42 | 1922
3086880079 | 3094 BRIGHTON 5 STREET Brooklyn, NY 11235 (40.57710681365216, -73.96232776761524) | National Grid | ESHEL MANAGEMENT | MORNINGSIDE REALTY LL | 1946 CONEY ISLAND AVENUE BROOKLYN, NY 11223 (40.60983486578829, -73.96244474447094) | CA254088K | 7/4/05 | FEDERAL FST 70 | 1 | 2.8 | 1988 | 2023 |  | 21 to 26 years old | ICI MEG 34 P | #6 | 31171 | 21820 | 4676 | 3273 | Yes | 2018 | Walk-Up Apartments | 48 | 52200 | 1 | 6 | 43 | 43 | 1929
3056460006 | 5001 10 AVENUE Brooklyn, NY 11219 (40.63841502547708, -73.9992808253454) | National Grid | MAIMONEDES MEDICAL CENTER | MAIMONIDES MEDICAL CT | 950 49 STREET BROOKLYN, NY 11219 (40.6396431496977, -73.99983306260135) | CA333187L | 7/6/05 | FEDERAL FST 70 | 1 | 2.8 | 1987 | 2022 |  | 21 to 26 years old | ICI ME-34 P | #6 | 31171 | 21820 | 4676 | 3273 |  |  | Walk-Up Apartments | 39 | 32400 | 1 | 4 | 46 | 46 | 1923
3052070056 | 611 21 STREET Brooklyn, NY 11226 (40.63904174214966, -73.95781428032844) | National Grid | TAIZ HLDGS, LLC. - ATT:MOSAD ZOKARI | TAIZ HOLDING LLC | 1926 KINGS HIGHWAY BROOKLYN, NY 11229-1314 (40.61035330626016, -73.95437539369797) | CA366484Z | 7/7/05 | FEDERAL FST-70 | 1 | 2.8 | 1984 | 2019 |  | 26 to 30 years old | INDUST COMP MEG-34(P) | #6 | 31171 | 21820 | 4676 | 3273 |  |  | Elevator Apartments | 40 | 38875 | 1 | 6 | 42 | 42 | 1935
3051010093 | 533 OCEAN AVENUE Brooklyn, NY 11226 (40.64975054562117, -73.96090044384734) | National Grid | 533 OCEAN REALTY LLC. | 533 OCEAN REALTY LLC | 22 15 70TH STREET EAST ELMHURST, NY 11370 (40.75935377085989, -73.89184400040028) | CA123795J | 7/5/05 | FEDERAL FST-70 | 1 | 2.8 | 1995 | 2030 | DUAL FUEL | 11 to 15 years old | INDUSTRIAL COMB. DEG-42 Y (P) | #6 | 31000 | 21700 | 4650 | 3255 |  |  | Elevator Apartments | 40 | 37770 | 1 | 6 | 36 | 36 | 1937
3062140056 | 7406 17 AVENUE Brooklyn, NY 11204 (40.61540025620392, -73.99781793369536) | National Grid | 7406-17 AVE LLC | 7406 17TH AVENUE | 390 BERRY ST BROOKLYN, NY 11211 (40.7100116507709, -73.96562336818413) | CA295593M | 7/7/05 | FEDERAL FST 70 | 1 | 2.94 | 1993 | 2028 |  | 16 to 20 years old | I.C.I. MMG 30 | #4 | 30660 | 21462 | 4446 | 3112 |  |  | Hospitals & Health | 43 | 30520 | 1 | 4 | 43 | 43 | 1927
3079300001 | 5544 AVENUE Brooklyn, NY 11203 (40.649721601170995, -73.93427608567276) | National Grid | KINGS CLARENDON ASSOC. | KMGH CLARENDON LLC | 1860 FLATBUSH AVENUE BROOKLYN, NY 11210 (40.624435169227425, -73.93883864198055) | CA297682N | 7/7/05 | FEDERAL FST - 70 | 1 | 2.8 | 1982 | 2017 | DUAL FUEL | 26 to 30 years old | INDUST COMB MEG-34(P) | #6 | 30626 | 21438 | 4594 | 3216 | Yes | 2020 | Condominiums | 45 | 195000 | 7 | 3 | 225 | 225 | 1952
3068260062 | 2331 OCEAN AVENUE Brooklyn, NY 11229 (40.604817073747064, -73.95234671024167) | National Grid | CAPRI OWNERS INC. | CAPRI OWNERS INC | 91 31 QUEENS BOULEVARD ELMHURST, NY 11373 (40.73871040256307, -73.87835115518163) | CA348588Y | 7/5/05 | FEDERAL FST 70 SP | 1 | 2.8 | 1988 | 2023 |  | 21 to 26 years old | ICI MMG 28 | #4 | 30405 | 21284 | 4409 | 3086 |  |  | Walk-Up Apartments | 48 | 38900 | 1 | 6 | 36 | 36 | 1955
3056250005 | 902 47 STREET Brooklyn, NY 11219 (40.641414240540236, -73.99971168319915) | National Grid | MAIMONIDES MEDICAL CTR/ MMC MGT. | MAIMONIDES MED.CENTER | 950 49 STREET BROOKLYN, NY 11219 (40.6396431496977, -73.99983306260135) | CA510985K | 7/5/05 | FEDERAL FST-70 | 1 | 2.8 | 1985 | 2020 |  | 21 to 26 years old | INDUSTRIAL COMBUSTION MMG-28 | #4 | 30405 | 21284 | 4409 | 3086 |  |  | Loft Buildings | 39 | 30240 | 1 | 4 | 42 | 42 | 1926
3045980058 | 71 95 STREET Brooklyn, NY 11212 (40.663733894726086, -73.92587335703773) | National Grid | WELCH, GERALD | G&E WELCH LLC | 17 MIDWAY ROAD GREENBURSH, NY 10607 (41.03695171282023, -73.78982162272814) | CA290085N | 7/4/05 | FEDERAL FST-70 | 1 | 2.8 | 1985 | 2020 |  | 21 to 26 years old | INDU COMB MMG-28 | #4 | 30405 | 21284 | 4409 | 3086 |  |  | Elevator Apartments | 41 | 26928 | 1 | 4 | 35 | 35 | 1928
3062480006 | 1704 77 STREET Brooklyn, NY 11214 (40.61356044629123, -73.99945129287191) | National Grid | 77TH REALTY LLC. | 77TH STREET REALTY | 449 BROOKLYN NY 11230 (40.62192951023877, -73.96551106018723) | CA336686J | 7/5/05 | BEST 4B-70 | 1 | 2.8 | 1986 | 2021 |  | 21 to 26 years old | INDUSTRIAL COMB. MMG-28 | #4 | 30405 | 21283 | 4409 | 3086 |  |  | Office Buildings | 50 | 35600 | 2 | 4 | 20 | 23 | 1925
3056230012 | 1314 46 STREET Brooklyn, NY 11219 (40.63647980803637, -73.99003443665474) | National Grid | M K REALTY COMPANY | MIDLAND LOAN SERVICES | 090307 BROOKLYN NY 11219 (40.63277295540763, -73.99667681118586) | CA497785M | 7/5/05 | FEDERAL FST-70 | 1 | 2.7 | 1985 | 2020 |  | 21 to 26 years old | I.C.I. MMG-28 | #4 | 30405 | 21283 | 4409 | 3086 |  |  | Elevator Apartments | 39 | 35208 | 1 | 6 | 34 | 35 | 1935
3051220062 | 201 18 STREET Brooklyn, NY 11226 (40.646307788622195, -73.96244137173076) | National Grid | 201 E 18TH STREET REALTY CO. | 201 E 18TH ST RLTY CO | 51 BROOKLYN NY 11219 (40.63277295540763, -73.99667681118586) | CA145985H | 7/7/05 | FEDERAL FST 80 | 1 | 3.4 | 1985 | 2020 |  | 21 to 26 years old | ICI DEG 42 YD | #6 | 30076 | 21053 | 4511 | 3158 |  |  | Walk-Up Apartments | 40 | 42488 | 1 | 6 | 43 | 43 | 1933
3056470042 | 5016 12 AVENUE Brooklyn, NY 11219 (40.6357037462754, -73.99503340844967) | National Grid | 12TH AVENUE REALTY | MIR REALTY | 272 BROOKLYN NY 11219 (40.63277295540763, -73.99667681118586) | CA018387X | 7/6/05 | ROCKMILLS MP 80 | 1 | 3.43 | 1987 | 2022 |  | 21 to 26 years old | ICI MMG 34 P | #4 | 30000 | 21000 | 4350 | 3045 |  |  | Elevator Apartments | 39 | 17000 | 1 | 4 | 14 | 17 | 1914
3054620032 | 1958 50 STREET Brooklyn, NY 11204 (40.625585368068734, -73.97806665318416) | National Grid | 1454 43 REALTY LLC | 50 ROSEN REALTY CORP | 190354 BROOKLYN NY 11219 (40.63277295540763, -73.99667681118586) | CA055586L | 7/6/05 | FEDERAL FST 80 | 1 | 2.77 | 1986 | 2021 |  | 21 to 26 years old | I.C.I. MMG 28 | #4 | 30000 | 21000 | 4350 | 3045 |  |  | Churches, Synagogues, etc. | 44 | 36400 | 1 | 4 | 43 | 43 | 1928
3076740021 | 1925 OCEAN AVENUE Brooklyn, NY 11230 (40.61497852617278, -73.95426129999262) | National Grid | 1925 OWNERS CORP | MOZGOVAYA, SVETLANA | 0331 BROOKLYN NY 11204 (40.619055848049015, -73.98479859887618) | CA249283J | 7/6/05 | FEDERAL FST 80 | 1 | 3.1 | 1983 | 2018 |  | 26 to 30 years old | ICI MMG34P | #4 | 30000 | 21000 | 4350 | 3045 |  |  | Walk-Up Apartments | 48 | 38000 | 1 | 6 | 41 | 41 | 1933
3027217504 | 735 LORIMER STREET Brooklyn, NY 11211 (40.718902593842046, -73.95019219563436) | National Grid | AINSTAR REALTY |  | 735 LORIMER STREET BROOKLYN, NY 11211 (40.718902593842046, -73.95019219563436) | CA084188Z | 7/5/05 | ROCKMILLS MP 125 | 1 | 5 | 1988 | 2023 |  | 21 to 26 years old | ICI MMG 54P | #4 | 30000 | 21000 | 4350 | 3045 | Yes | 2021 | Walk-Up Apartments | 33 | 48628 | 1 | 9 | 48 | 48 | 2008 | YES
3078220045 | 2020 41 STREET Brooklyn, NY 11234 (40.62376546699978, -73.93419664509453) | National Grid | AMERICAN HERITAGE MGMT | 2020 OWNER'S CORP | 1655 FLATBUSH AVENUE BROOKLYN, NY 11210 (40.63017530085498, -73.94481622515379) | CA217688L | 7/5/05 | ROCKMILLS MP 100 | 1 | 4.06 | 1988 | 2023 |  | 21 to 26 years old | ICI MMG 42P | #4 | 30000 | 21000 | 4350 | 3045 | Yes | 2022 | Walk-Up Apartments | 45 | 67500 | 1 | 6 | 54 | 54 | 1931 |  | YES
3012270036 | 770 768 ST MARK'S AVENUE Brooklyn, NY 11216 (40.680758670876, -73.94926775090596) | National Grid | H & L REALTY INC. | ROCKAWAY PRATT LLC | 217 02 JAMAICA AVENUE QUEENS VILLAGE, NY 11428 (40.721396964798146, -73.74193729726841) | CA356789K | 7/6/05 | FEDERAL FST 100 | 1 | 4.06 | 1989 | 2024 |  | 21 to 26 years old | ICI MMG42P | #4 | 30000 | 21000 | 4350 | 3045 | Yes | 2017 | Elevator Apartments | 36 | 70097 | 1 | 6 | 52 | 52 | 1929
3050810039 | 156 21 STREET Brooklyn, NY 11226 (40.650654970532436, -73.9600982651813) | National Grid | M A G REALTY CO | BJ ORGANIATION OF NEW | 475 WASHINGTON AVENUE BROOKLYN, NY 11201 (40.70073961449765, -73.98969324947764) | CA167180H | 7/5/05 | ROCKMILLS # MP-70 | 1 | 2.8 | 1980 | 2015 |  | 26 to 30 years old | INDUSTRIAL COMBUSTION # MEG-34P | #6 | 30000 | 21000 | 4500 | 3150 |  |  | Elevator Apartments | 40 | 32672 | 1 | 4 | 38 | 43 | 1931
3051590061 | 385 16 STREET Brooklyn, NY 11226 (40.641100319506094, -73.96342809673358) | National Grid | ROKOWSKY MANAGEMENT | FLEETWOOD TENANTS INC | 4819 13TH AVENUE BROOKLYN, NY 11219 (40.63544340204824, -73.99164393346273) | CA559185J | 7/5/05 | ROCKMILLS MP80 | 1 | 3.4 | 1985 | 2020 |  | 21 to 26 years old | ICI MEG 34P | #6 | 30000 | 21000 | 4500 | 3150 |  |  | Residence - Multi-Use | 40 | 48702 | 1 | 6 | 51 | 51 | 1956
3048130011 | 646 RUTLAND ROAD Brooklyn, NY 11203 (40.66007594680748, -73.93925791792705) | National Grid | 646 REALTY LLC%JACOB KEMPLER | 646 REALTY LLC | 303 BEVERLY ROAD N Y 11218 (40.64298669115744, -73.97726980325477) | CB298800K | 7/5/05 | BEST 5C-100 | 1 | 4.2 | 2000 | 2035 | DUAL FUEL | 5 to 10 years old | INDUSTRIAL COMB. DEG-42 P | #6 | 29700 | 20790 | 4455 | 3118 | Yes | 2013 | Elevator Apartments | 41 | 57652 | 1 | 6 | 66 | 66 | 1964
3051390035 | 2801 BEVERLY ROAD Brooklyn, NY 11226 (40.645034731546794, -73.95085404962154) | National Grid | BEVERLY RD. CORP | BEVERLY RD CORP | 227 NASSAU BOULEVARD N Y 11530 (40.73103166937159, -73.66064081767443) | CB069601H | 7/5/05 | FEDERAL FST-90 | 1 | 3.78 | 2001 | 2036 | DUAL FUEL | 5 to 10 years old | ICI DEG-42 P | #4 | 29675 | 20772 | 4303 | 3012 |  |  | Elevator Apartments | 40 | 46980 | 1 | 6 | 48 | 48 | 1941
3067060014 | 918 14 STREET Brooklyn, NY 11230 (40.62697929720986, -73.96272072547987) | National Grid | 918 OWNERS CORP. % LARRY GLUCK | 918 OWNERS CORP | 918 14 STREET BROOKLYN, NY 11230 (40.62697929720986, -73.96272072547987) | CB089508H | #N/A | FEDERAL FST - 100 (NEW) | 1 | 3.3 | 2008 | 2043 | DUAL FUEL | Fewer than 5 years old | ICI DEG - 42P (NEW) | #6 | 29675 | 20772 | 4451 | 3116 | Yes | 2016 | Elevator Apartments | 44 | 50400 | 1 | 6 | 59 | 59 | 1928 |  | YES
3002200016 | 35 ORANGE STREET Brooklyn, NY 11201 (40.69926512445069, -73.99416551586926) | National Grid | MM & I REALTY CO., LLC | M M I REALTY CO | 5368 HAUPPAUGE NY 11788 (40.81450429423785, -73.21018550046045) | CA228996R | 7/7/05 | ROCKMILLS MP-100 | 1 | 3.79 | 1996 | 2031 | DUAL FUEL | 11 to 15 years old | INDUSTRIAL COMB. DEG-42 (P) | #6 | 29675 | 20772 | 4451 | 3116 |  |  | Elevator Apartments | 33 | 47136 | 1 | 6 | 48 | 48 | 1924
3050050020 | 2069 NOSTRAND AVENUE Brooklyn, NY 11210 (40.63504441484693, -73.94786132967398) | National Grid | S & G REALTY COMPANY,LLC | S & G REALTY CO LLC | 300462 BROOKLYN N Y 11230 (40.62192951023877, -73.96551106018723) | CB173801L | 7/5/05 | ROCKMILLS MP-100 | 1 | 4.2 | 2001 | 2036 | DUAL FUEL | 5 to 10 years old | INDUSTRIAL COMB. DEG-42 P | #6 | 29675 | 20772 | 4451 | 3116 | Yes | 2015 | Elevator Apartments | 45 | 50781 | 1 | 6 | 55 | 61 | 1927
3047750041 | 5455 KINGS HIGHWAY Brooklyn, NY 11203 (40.642420674061285, -73.92514331924872) | National Grid | ETEM BIZATI | KINGS HIGHWAY REALTYC | 5455 KINGS HIGHWAY BROOKLYN, NY 11203 (40.642420674061285, -73.92514331924872) | CA356090R | 7/4/05 | ROCKMILLS MP-80 | 1 | 3.1 | 1990 | 2025 |  | 16 to 20 years old | I. C. MMG-34P | #4 | 29200 | 20440 | 4234 | 2964 | Yes | 2015 | Educational Structures | 45 | 59064 | 1 | 6 | 55 | 55 | 1964
3065730043 | 1015 AVENUE Brooklyn, NY 11230 (40.62192951023877, -73.96551106018723) | National Grid | AVENUE N REALTY CO. | RIZARO AVENUE N LLC | 7264 BERGEN STREET BROOKLYN, NY 11234 (40.625428883899865, -73.91039519243444) | CA059570P | 7/7/05 | FEDERAL FST 80 | 1 | 2.8 | 1970 | 2010 |  | 36 - 40 year old | ICI AM 6E | #6 | 29200 | 20440 | 4380 | 3066 |  |  | Elevator Apartments | 44 | 31400 | 1 | 4 | 36 | 43 | 1928
3051850073 | 525 21 STREET Brooklyn, NY 11226 (40.64126299249993, -73.9582445815378) | National Grid | BERNIE & MARGARET MILLER | 525 EAST 21 CORP | 862 53 STREET BROOKLYN, NY 11220 (40.63833955056029, -74.0037148744037) | CA254498N | 7/6/05 | ROCKMILLS MP-90 | 1 | 3.72 | 1998 | 2033 | DUAL FUEL | 11 to 15 years old | INDUSTRIAL COMB. MMG-42 P | #4 | 29127 | 20389 | 4223 | 2956 | Yes | 2015 | Elevator Apartments | 40 | 51611 | 1 | 6 | 42 | 42 | 1910
3050610030 | 402 OCEAN AVENUE Brooklyn, NY 11226 (40.65291448600545, -73.9615826027582) | National Grid | TARGEV REALTY CORP. | TARGEV RLTY CORP | 190307 BROOKLYN N Y 11219 (40.63277295540763, -73.99667681118586) | CB252100K | 7/5/05 | FEDERAL -FST-90 | 1 | 3.78 | 2000 | 2035 | DUAL FUEL | 5 to 10 years old | ICI-MMG-42 P | #4 | 29127 | 20389 | 4223 | 2956 |  |  | Walk-Up Apartments | 40 | 28500 | 1 | 4 | 24 | 24 | 1906
3056290012 | 1320 47 STREET Brooklyn, NY 11219 (40.6358285658268, -73.99048681343668) | National Grid | 1320-47 STREET INC. | THE 4711 13TH AVENUE | 4620 12 AVENUE BROOKLYN, NY 11219 (40.63792700257534, -73.99272091134479) | CA065585Z | 7/7/05 | BEST 5A-60 | 1 | 2.6 | 1985 | 2020 |  | 21 to 26 years old | INDU COMBU MMG-28 | #4 | 28361 | 19853 | 4112 | 2879 |  |  | Walk-Up Apartments | 39 | 28160 | 1 | 4 | 26 | 26 | 1927
3056060025 | 1454 43 STREET Brooklyn, NY 11219 (40.63631409460536, -73.9852375628038) | National Grid | 1454 43 REALTY LLC. | 1454-43 REALTY CORP | 190354 BROOKLYN NY 11219 (40.63277295540763, -73.99667681118586) | CA122584P | 7/4/05 | FEDERAL FST-60 | 1 | 2.6 | 1984 | 2019 |  | 26 to 30 years old | I.C.I MM-34P | #4 | 28361 | 19853 | 4112 | 2879 |  |  | Elevator Apartments | 44 | 36105 | 1 | 5 | 39 | 39 | 1927
3036120026 | 869 HOPKINSON AVENUE Brooklyn, NY 11212 (40.65911344154957, -73.91091703038435) | National Grid | 869 HOPKINSON AVE. RLTY. % PAGE R.E. | 869 HOPKINSON AVE REA | 35 20 30 AVENUE LONG ISL CITY, NY 11103 (40.76286893025696, -73.91327185810974) | CB176906K | 7/6/05 | BEST 5A - 60 (NEW) | 1 | 2 | 2006 | 2041 | DUAL FUEL | Fewer than 5 years old | ICI MMG - 28 (NEW) | #4 | 28361 | 19853 | 4112 | 2879 |  |  | Store Buildings | 42 | 28800 | 1 | 4 | 31 | 31 | 1930
3031130022 | 29 COOK STREET Brooklyn, NY 11206 (40.702343584397084, -73.94271956754241) | National Grid | GRAYCO CORP | GRAYCO CORP | 300 MERRICK ROAD MANHATTAN, NY 11563 (40.657020479089, -73.67132496345971) | CA167185R | 7/7/05 | FEDERAL FST-60 | 1 | 2.6 | 1985 | 2020 |  | 21 to 26 years old | INDUSTR COMBUST MMG-28(P) | #4 | 28361 | 19853 | 4112 | 2879 |  |  | Office Buildings | 34 | 27480 | 2 | 5 | 34 | 40 | 1973
3064850003 | 1559 INDEPENDENCE AVENUE Brooklyn, NY 11228 (40.6036737690881, -74.01513013649604) | National Grid | INDEPENDENCE GARDENS ASSO | INDEPENDENCE GRDN OWN | 9437 SHORE ROAD BROOKLYN, NY 11209 (40.61705649347334, -74.03865586600874) | CA390884H | 7/7/05 | FEDERAL FST-60 | 1 | 2.6 | 1984 | 2019 |  | 26 to 30 years old | INDUSTRIAL COMBUSTION MMG-34(P) | #4 | 28361 | 19853 | 4112 | 2879 | Yes | 2015 | Elevator Apartments | 50 | 113700 | 78 | 2 | 134 | 134 | 1950 |  | YES
3021190010 | 301 CUMBERLAND STREET Brooklyn, NY 11238 (40.68676508116395, -73.97251816736578) | National Grid | KAY MANAGEMENT GROUP | 301 CUMBERLAND INVEST | 1975 LINDEN BOULEVARD ELMONT, NY 11003 (40.68799312977808, -73.71763105474832) | CA087587J | 7/6/05 | FEDERAL FST 60 | 1 | 2.6 | 1987 | 2022 |  | 21 to 26 years old | INDUSTRIAL COMBUSTION MMG 28 | #4 | 28361 | 19853 | 4112 | 2879 |  |  | Elevator Apartments | 35 | 19350 | 1 | 6 | 40 | 40 | 1928
3063030001 | 8201 13 AVENUE Brooklyn, NY 11228 (40.61631897337585, -74.01153685219819) | National Grid | ST BERNADETTES SCHOOL | RC CH ST BERNADETTE | 8201 13 AVENUE BROOKLYN, NY 11228 (40.61631897337585, -74.01153685219819) | CA191883Y | 7/6/05 | FEDERAL FST-60 | 1 | 2.6 | 1983 | 2018 |  | 26 to 30 years old | INDUSTRIAL COMBUSTION-MMG-34(P) | #4 | 28361 | 19853 | 4112 | 2879 |  |  | Elevator Apartments | 43 | 38052 | 2 | 2 | 0 | 0 | 1953
3086690093 | 2985 OCEAN PARKWAY Brooklyn, NY 11235 (40.57827691444594, -73.96775728061704) | National Grid | 2985 OCEAN REALTY | 2985 OCEAN | 2562 BRIGGS AVENUE BRONX, NY 10458 (40.863915448232135, -73.89343797788628) | CA488887Z | 7/7/05 | FEDERAL FST-60 | 1 | 2.6 | 1987 | 2022 |  | 21 to 26 years old | INDUST COMB MMG-28 | #4 | 28361 | 19852 | 4112 | 2879 |  |  | Elevator Apartments | 48 | 34000 | 1 | 4 | 39 | 39 | 1922
3057570070 | 957 67 STREET Brooklyn, NY 11219 (40.62938848847851, -74.01023268069873) | National Grid | JAY REALTY CO. | 957 67TH STREET LLC | 443 GREAT KILLS STATION SI 10308 (40.552935295427574, -74.15130275981448) | CA162284J | 7/6/05 | FEDERAL FST-60 | 1 | 2.2 | 1984 | 2019 |  | 26 to 30 years old | I.C.I. MMG-34P | #4 | 28360 | 19852 | 4112 | 2879 |  |  | Elevator Apartments | 43 | 27500 | 1 | 4 | 32 | 32 | 1931
3075480043 | 2004 GLENWOOD ROAD Brooklyn, NY 11210 (40.63284495060411, -73.95760702219513) | National Grid | CHARLES BARDYLYN ENTP INC | CHARLES BARDYLYN | 380 MADISON AVE NEW YORK, NY 10017 (40.755596213835844, -73.97727528530339) | CA187772J | 7/7/05 | KEWANEER -409 | 1 | 2 | 1972 | 2010 |  | 36 - 40 year old | HEVE-OIL AMTH-4 | #4 | 27922 | 19546 | 4049 | 2834 |  |  | Walk-Up Apartments | 45 | 23400 | 1 | 4 | 22 | 22 | 1920
3048740032 | 228 38 STREET Brooklyn, NY 11203 (40.651704652359115, -73.94199025320215) | National Grid | PAMON ENTERPRISEX CORP. | PAMON ENTERPRISES COR | 85 19 KINGSTON PL JAMACIA ESTATE, NY 11432 (40.71311535449007, -73.79282099978928) | CA036684L | 7/7/05 | ROCKMILLS #MP-70 | 1 | 2.9 | 1984 | 2019 |  | 26 to 30 years old | INDUSTRI COMBUST #MMG-34-P | #4 | 27900 | 19530 | 4046 | 2832 |  |  | Elevator Apartments | 40 | 45120 | 2 | 4 | 40 | 45 | 1927
3054720045 | 1683 53 STREET Brooklyn, NY 11204 (40.62760342531492, -73.98580356122052) | National Grid | 1683 INVESTORS CORP | 1683 INVESTORS CORP | 214 DITMAS AVE BROOKLYN, NY 11218-4904 (40.63566120368408, -73.97672852393127) | CA282983P | 7/6/05 | ROCKMILLS MP-60 | 1 | 2.6 | 1983 | 2018 |  | 26 to 30 years old | IND.COMB MMG-34 (P) | #4 | 27740 | 19418 | 4022 | 2816 |  |  | Loft Buildings | 44 | 28860 | 1 | 4 | 20 | 20 | 1931
3008640001 | 526 59 STREET Brooklyn, NY 11220 (40.639680737523314, -74.01497783948594) | National Grid | OUR LADY PERPATUAL HELP | REDEMPTORIST FATHERS- | 526 59 STREET BROOKLYN, NY 11220 (40.639680737523314, -74.01497783948594) | CA002587Y | 7/6/05 | ROCKMILLS MP 300 | 1 | 12.63 | 1987 | 2022 |  | 21 to 26 years old | ICI DEG 145 P | #4 | 27500 | 19250 | 3988 | 2791 | Yes | 2014 | Elevator Apartments | 38 | 353342 | 1 | 3 | 0 | 1 | 1931
3002970019 | 184 AMITY STREET Brooklyn, NY 11201 (40.68876077766117, -73.99456139608539) | National Grid | AMITY-COURT INC. | AMITY COURT INC | 201 CLINTON STREET BROOKLYN, NY 11201 (40.68955531993634, -73.99465194129863) | CA103575J | 7/4/05 | FEDERAL FLW 729 | 1 | 2.6 | 1975 | 2010 |  | 31 to 35 years old | HEV-E-OIL AM 4 1/2 DH | #4 | 27100 | 18970 | 3930 | 2751 |  |  | Elevator Apartments | 39 | 35950 | 4 | 4 | 48 | 48 | 1900
3061010005 | 19 MARINE AVENUE Brooklyn, NY 11209 (40.61995234331445, -74.03763425452061) | National Grid | JAMES REALTY CO. OF BAY RIDGE | DA MATA, AS TRUSTEE, | 8307 FIFTH AVENUE BROOKLYN, NY 11209 (40.62352149980656, -74.02505580848657) | CA060076H | 7/6/05 | ROCKMILLS MP-90 | 1 | 2.6 | 1976 | 2011 |  | 31 to 35 years old | ICI AM 4 3/4 CM | #4 | 27010 | 18907 | 3916 | 2742 |  |  | Elevator Apartments | 43 | 27300 | 1 | 6 | 36 | 36 | 1927
3056060029 | 1472 43 STREET Brooklyn, NY 11219 (40.6360816870046, -73.98486142944994) | National Grid | FREEDOM DWELLERS | 1472 PROPERTIES LLC | 1303 53RD STREET BROOKLYN, NY 11219 (40.63273976751274, -73.99431112629215) | CA002484L | 7/6/05 | FEDERAL FST 70 | 1 | 2.6 | 1984 | 2019 |  | 26 to 30 years old | ICI MMG 34P | #4 | 27000 | 18900 | 3915 | 2740 |  |  | Elevator Apartments | 44 | 36105 | 1 | 5 | 39 | 39 | 1927
3019760007 | 476 CLINTON AVENUE Brooklyn, NY 11238 (40.68405577653143, -73.96704658123647) | National Grid | 476 PROPERTIES CORP. | 476 PROPERTIES CORP | 476 CLINTON AVE BROOKLYN, NY 11238 (40.68405577653143, -73.96704658123647) | CB401005Z | 7/4/05 | FEDERAL FST-80 (NEW) | 1 | 2.6 | 2005 | 2040 | DUAL FUEL | 5 to 10 years old | ICI MMG-34P (NEW) | #4 | 26827 | 18779 | 3890 | 2723 |  |  | Elevator Apartments | 35 | 42684 | 1 | 6 | 52 | 52 | 1930
3051590053 | 405 16 STREET Brooklyn, NY 11226 (40.640597798325715, -73.96332477462173) | National Grid | JACOB REALTY LLC | 405 REALTY LLC | 1920 BROOKLYN NY 10116 (40.8110019996426, -73.95309800037239) | CA341295Z | 7/6/05 | BEST 4 B 80 | 1 | 3.4 | 1995 | 2030 | DUAL FUEL | 11 to 15 years old | ICI MMG 34 (P) | #4 | 26827 | 18779 | 3890 | 2723 | Yes | 2019 | Elevator Apartments | 40 | 51176 | 1 | 6 | 62 | 62 | 1959
3051230051 | 165 19 STREET Brooklyn, NY 11226 (40.64576682823531, -73.961383138702) | National Grid | EJ STEINFELD/EJC E19 REALTY | 165 EAST 19 ST LLC | 1920 NEW YORK, NY 10119 (40.75075100005864, -73.99213700022233) | CA193687X | 7/6/05 | FEDERAL FST 250 | 1 | 10.56 | 1987 | 2022 | DUAL FUEL | 21 to 26 years old | ICI DEG 105 P | #4 | 26700 | 18690 | 3872 | 2710 | Yes | 2013 | Elevator Apartments | 40 | 131040 | 1 | 6 | 107 | 107 | 1941
3063180037 | 8200 BAY PARKWAY Brooklyn, NY 11214 (40.60421263305839, -73.99150241131373) | National Grid | P.G. REALTY | 8200 REALTY ASSOCIATE | 1920 NEW YORK, NY 10116 (40.8110019996426, -73.95309800037239) | CA021482L | 7/7/05 | ROCKMILLS MP-70 | 1 | 2.6 | 1982 | 2017 | DUAL FUEL | 26 to 30 years old | ICI-MMG34P | #4 | 26400 | 18480 | 3828 | 2680 |  |  | Elevator Apartments | 47 | 28000 | 1 | 4 | 32 | 32 | 1924
3056780041 | 5420 15 AVENUE Brooklyn, NY 11219 (40.62945323020734, -73.99078753306243) | National Grid | 144 MANAGEMENT | 5420 MANAGEMENT CORP. | 50075 BROOKLYN NY 11205 (40.693882095282504, -73.96433450773128) | CA345170N | 7/6/05 | PACIFIC 4791 | 1 | 2.5 | 1970 | 2010 |  | 36 - 40 year old | IRON FIREMAN A06-4.5 | #6 | 26280 | 18396 | 3942 | 2759 |  |  | Elevator Apartments | 44 | 45600 | 1 | 6 | 48 | 48 | 1936
3065790018 | 1414 5 STREET Brooklyn, NY 11204 (40.61156143663768, -73.97939309027062) | National Grid | EDWARD MORAUIEC | WEST 5TH STREET, LLC | 45 FAIRFIELD LA NEW HYDE PK, NY 11040 (40.74592250695229, -73.69939078168512) | CA070178H | 7/6/05 | ROCKMILLS MP 60 | 1 | 3.6 | 1978 | 2013 |  | 31 to 35 years old | ICI AM 4 1/2 | #4 | 26088 | 18262 | 3783 | 2648 |  |  | Elevator Apartments | 44 | 23200 | 1 | 4 | 31 | 31 | 1927
3054890025 | 1644 55 STREET Brooklyn, NY 11204 (40.6269836982698, -73.98792279179087) | National Grid | ZALMAN MGMT. CO. INC. | GOLDIE REALTY CO. LLC | 190533 BROOKLYN NY 11219 (40.63277295540763, -73.99667681118586) | CA227281Z | 7/7/05 | ROCKMILLS MP70 | 1 | 2.8 | 1981 | 2016 |  | 26 to 30 years old | ICI DEG42YP | #4 | 26000 | 18200 | 3770 | 2639 |  |  | Office Buildings | 44 | 32400 | 1 | 3 | 36 | 36 | 1939
3057070062 | 837 60 STREET Brooklyn, NY 11220 (40.63501262476726, -74.0087015627918) | National Grid | RIGAS,D.ATHANASIOS | PXR 60TH STREET | 837 60TH ST BROOKLYN, NY 11220 (40.63501262476726, -74.0087015627918) | CA324764H | 7/7/05 | AMERICAN RADIATOR IDEAL WATER TUBE 36-5- | 1 | 2.5 | 1964 | 2010 |  | 46 - 50 years old | HEV-E-OIL AMDH 4 | #4 | 25550 | 17885 | 3705 | 2593 |  |  | Elevator Apartments | 38 | 20160 | 1 | 4 | 27 | 27 | 1927
3002340059 | 128 WILLOW STREET Brooklyn, NY 11201 (40.69750876316801, -73.99579001099775) | National Grid | 128 WILLOW STREET APT.CO.ADVANCED MGT. SERVICES. | 128 WILLOW APT CORP | 128 WILLOW ST BROOKLYN, NY 11201 (40.69750876316801, -73.99579001099775) | CA439688P | 7/5/05 | ROCKMILLS MP60 | 1 | 2.59 | 1988 | 2023 |  | 21 to 26 years old | ICI MMG28 | #4 | 25000 | 17500 | 3625 | 2538 |  |  | Elevator Apartments | 33 | 44100 | 1 | 6 | 48 | 48 | 1925
3050810058 | 475 OCEAN AVENUE Brooklyn, NY 11226 (40.65122091674754, -73.961186657637) | National Grid | FRUCHTER ELI | TOP REALTY USA LLC | 6120 18th AVE BROOKLYN, NY 11204 (40.6213275207423, -73.98799746054634) | CA175788X | 7/5/05 | FEDERAL FST 90 | 1 | 3.72 | 1988 | 2023 |  | 21 to 26 years old | ICI MMG 42 | #4 | 25000 | 17500 | 3625 | 2538 | Yes | 2021 | Elevator Apartments | 40 | 54854 | 1 | 6 | 48 | 48 | 1931
3002370037 | 115 HENRY STREET Brooklyn, NY 11201 (40.6972596752438, -73.99305494895084) | National Grid | JACKSON REALTY | HELLER MELVIN S | 15 MAIDEN LANE MANHATTAN, NY 10038 (40.70945095339721, -74.00928118885037) | CA302484X | 7/7/05 | FEDERAL FST 60 | 1 | 2.6 | 1984 | 2019 |  | 26 to 30 years old | ICI MMG 34P | #4 | 25000 | 17500 | 3625 | 2538 |  |  | Elevator Apartments | 33 | 31692 | 1 | 6 | 38 | 42 | 1921
3021830016 | 198 WILSON STREET Brooklyn, NY 11211 (40.70657832423473, -73.9605104578076) | National Grid | KLAI ADAS YESHURIM | KHAL ADAS YESHURIN OF | 168 DIVISION AVENUE BROOKLYN, NY 11211 (40.7074757510978, -73.9609401689227) | CA218788N | 7/5/05 | FEDERAL FST 70 | 1 | 2.94 | 1988 | 2023 |  | 21 to 26 years old | ICI MMG 28 | #4 | 25000 | 17500 | 3625 | 2538 |  |  | Elevator Apartments | 33 | 31446 | 1 | 6 | 48 | 48 | 1926
3056920001 | 5619 14 AVENUE Brooklyn, NY 11219 (40.629641121677665, -73.99408991573854) | National Grid | PRIME REALTY LLC. | PRIME REALTY LLC | 5312 NEW UTRECHT AVENUE BROOKLYN, NY 11219 (40.63311184208672, -73.99523015502851) | CA295390M | 7/7/05 | ROCKMILLS # MP-80 | 1 | 3.43 | 1990 | 2025 |  | 16 to 20 years old | ICI # MEG-34P | #6 | 25000 | 17500 | 3750 | 2625 |  |  | Elevator Apartments | 44 | 43806 | 1 | 6 | 42 | 42 | 1965
3051240035 | 659 OCEAN AVENUE Brooklyn, NY 11226 (40.64669602561809, -73.96032912094921) | National Grid | SCHREIBER,PAUL | SCHREIBER PAUL | 3237 BEDFORD AVENUE BROOKLYN, NY 11210 (40.62349161194089, -73.95105974433582) | CA025686L | 7/5/05 | ROCKMILLS MP70 | 1 | 2.6 | 1986 | 2021 |  | 21 to 26 years old | ICI MMG 34P | #4 | 25000 | 17500 | 3625 | 2538 |  |  | Elevator Apartments | 40 | 47448 | 1 | 6 | 35 | 35 | 1931
3076800001 | 2607 AVENUE Brooklyn, NY 11210 (40.62772226387142, -73.946537919989) | National Grid | KINGS GARDENS ROKOWSKY MGT. | HINGSWAY GARDENS | 4819 13 AVENUE BROOKLYN, NY 11219 (40.63544340204824, -73.99164393346273) | CA022882P | 7/7/05 | FEDERAL FST 150 | 1 | 5.81 | 1982 | 2017 |  | 26 to 30 years old | ICI DEG 63P | #6 | 24820 | 17374 | 3723 | 2606 | Yes | 2020 | Elevator Apartments | 48 | 62500 | 1 | 6 | 84 | 84 | 1950 |  | YES
3043140006 | 798 NEW LOTS AVENUE Brooklyn, NY 11208 (40.66699285361537, -73.88119892817117) | National Grid | G & G REALTY | GG RENTALS LLC | 14 GLEN ST GLEN COVE, NY 11542 (40.864035417013554, -73.63120620773265) | CA493486Y | 7/6/05 | FEDERAL FST 60 | 1 | 2.6 | 1986 | 2021 |  | 21 to 26 years old | I.C.I. MMG28 | #4 | 24638 | 17247 | 3573 | 2501 |  |  | Elevator Apartments | 42 | 32400 | 1 | 4 | 45 | 45 | 1930
3066270038 | 235 QUENTIN ROAD Brooklyn, NY 11223 (40.606144107801576, -73.97758236151047) | National Grid | MARIN MANAGEMENT A/A/F | 235 QUENTIN ROAD PART | 114 39TH STREET NEW YORK, NY 10016 (40.74984906410224, -73.9782655877672) | CA451685L | 7/5/05 | ROCKMILLS MP-60 | 1 | 2.3 | 1985 | 2020 |  | 21 to 26 years old | ICI MMG 28 | #4 | 24000 | 16800 | 3480 | 2436 |  |  | Elevator Apartments | 44 | 30400 | 1 | 4 | 46 | 46 | 1927
3066270043 | 217 QUENTIN ROAD Brooklyn, NY 11223 (40.606068025155956, -73.97829477173758) | National Grid | MARIN MANAGEMENT A/A/F | 217 QUENTIN ROAD PART | 114 39TH STREET NEW YORK, NY 10016 (40.74984906410224, -73.9782655877672) | CA451785Z | 7/5/05 | ROCKMILLS MP-60 | 1 | 2.3 | 1985 | 2020 |  | 21 to 26 years old | ICI MMG-28 | #4 | 24000 | 16800 | 3480 | 2436 |  |  | Elevator Apartments | 44 | 30400 | 1 | 4 | 46 | 46 | 1927
3050580001 | 45 PARADE PLACE Brooklyn, NY 11226 (40.651983242041815, -73.9653506823523) | National Grid | 45 PARADE PL.LLC/SAADIA SHAPIRO | 45 PARADE PROPERTIES | 788 18 STREET BROOKLYN, NY 11230 (40.63155673442793, -73.95972687783218) | CA343883Y | 7/4/05 | ROCKMILLS MP-50 | 1 | 2.1 | 1983 | 2018 |  | 26 to 30 years old | INDUSTRIAL COMBUSTION AMG-4 1/2 | #4 | 23506 | 16454 | 3408 | 2386 |  |  | Elevator Apartments | 40 | 26454 | 1 | 6 | 24 | 24 | 1931
3017560070 | 161 VERNON AVENUE Brooklyn, NY 11206 (40.69506841508226, -73.94554663054613) | National Grid | CHAIM FREUND | NUSSI AND MALKY LLC | 1274 49TH STREET BROOKLYN, NY 11219 (40.635345584477456, -73.99272455499542) | CA007387M | 7/7/05 | FEDERAL FST 50 | 1 | 2.1 | 1987 | 2022 |  | 21 to 26 years old | ICI MMG 22 | #4 | 23506 | 16454 | 3408 | 2386 |  |  | Elevator Apartments | 36 | 21750 | 1 | 6 | 22 | 22 | 1907
3056140019 | 1042 45 STREET Brooklyn, NY 11219 (40.64065058982411, -73.9954451496174) | National Grid | ROSENBERG,MORRIS | 1042 45 REALTY CORP | 190354 BROOKLYN NY 11219 (40.63277295540763, -73.99667681118586) | CA001285Y | 7/4/05 | FEDERAL FST 50 | 1 | 2.1 | 1985 | 2020 |  | 21 to 26 years old | IND COMB MM-22 | #4 | 23506 | 16454 | 3408 | 2386 |  |  | Elevator Apartments | 39 | 28000 | 1 | 4 | 32 | 32 | 1921
3060850001 | 9115 RIDGE BOULEVARD Brooklyn, NY 11209 (40.62051489486521, -74.03516602764701) | National Grid | JOHN THOMAS | JOHN THERMOS | 20 89 STREET BROOKLYN, NY 11209 (40.623140852072666, -74.03953550016627) | CA032983N | 7/5/05 | ROCKMILLS MP 80 | 1 | 3.3 | 1983 | 2018 | DUAL FUEL | 26 to 30 years old | ICI MEG 34P | #6 | 23502 | 16451 | 3525 | 2468 |  |  | Elevator Apartments | 43 | 37200 | 1 | 6 | 48 | 48 | 1929
3052120019 | 2513 NEWKIRK AVENUE Brooklyn, NY 11226 (40.63972570863603, -73.95309081085836) | National Grid | YANKY HOUSING CORP. | 2513 NEWKIRK LLC | 1920 NEW YORK, NY 10116 (40.8110019996426, -73.95309800037239) | CA148197K | 7/4/05 | ROCKMILLS MP-80 | 1 | 3.08 | 1997 | 2032 | DUAL FUEL | 11 to 15 years old | INDUSTRIAL COMB. MMG 34 P | #4 | 23360 | 16352 | 3387 | 2371 |  |  | Elevator Apartments | 45 | 43068 | 1 | 6 | 42 | 42 | 1931
3002360101 | 50 CLARK STREET Brooklyn, NY 11201 (40.69775214160333, -73.99424391875333) | National Grid | ALP REALTY | OWEN, JOSEPHINE | 2433 THROOP AVENUE BRONX, NY 10469 (40.86202972979439, -73.85116454120262) | CA261556H | 7/5/05 | FEDERAL FM 4250 | 1 | 1 | 1956 | 2010 |  | Over 50 years | HEV-E-OIL AL4C | #4 | 23000 | 16100 | 3335 | 2334 |  |  | Office Buildings | 33 | 7250 | 1 | 3 | 12 | 14 | 1928
3061170036 | 373 96 STREET Brooklyn, NY 11209 (40.61568661350401, -74.03216214169657) | National Grid | STATHAKOS, BILL | STATH REALTY CORP | 9504 4TH AVE BROOKLYN, NY 11209 (40.615893755741574, -74.0312096133714) | CA101374Y | 7/4/05 | ROCKMILLS MP 70 | 1 | 2.8 | 1974 | 2010 |  | 36 - 40 year old | IRON FIREMAN A06-4.5 | #4 | 23000 | 16100 | 3335 | 2334 |  |  | Elevator Apartments | 43 | 34800 | 1 | 4 | 37 | 43 | 1926
3010650027 | 862 UNION STREET Brooklyn, NY 11215 (40.6736116719343, -73.97336723034456) | National Grid | WARWICK MANAGEMENT | HIESIGER, ASHER | 129 CHARLES STREET NEW YORK, NY 10014 (40.73423626852468, -74.0075185176729) | CB704205Y | 7/5/05 | (EXISTING) WEIL MCLAIN 1194 | 1 | 2.9 | 2005 | 2040 | DUAL FUEL | 5 to 10 years old | (NEW) INDUSTRIAL COMBUSTION MMG-28 | #4 | 22995 | 16097 | 3334 | 2334 |  |  | Elevator Apartments | 33 | 35310 | 1 | 6 | 49 | 49 | 1920
3000970002 | 186 JAY STREET Brooklyn, NY 11201 (40.69908720103433, -73.98689693068427) | National Grid | NYC TECH COLLEGE | NYS DORMITORY AUTHORI | 300 JAY STREET BROOKLYN, NY 11201 (40.69560037674452, -73.98721504542414) | CA269771R | 7/5/05 | FITZGIBBON RM-303 | 1 | 8.99 | 1971 | 2010 |  | 36 - 40 year old | IRON FIREMAN AGO2-15 | #6 | 22640 | 15848 | 3396 | 2377 | Yes | 2017 | Educational Structures | 33 | 187894 | 1 | 1 | 0 | 3 | 1971
3056140014 | 1020 45 STREET Brooklyn, NY 11219 (40.64094594891671, -73.9959373009801) | National Grid | 1020-45 REALTY CORP. | 1020-45 REALTY CORP | 190354 BLYTHEBOURNE STATION BROOKLYN, NY 11219 (40.63277295540763, -73.99667681118586) | CA286385N | 7/5/05 | ROCKMILLS MP-50 | 1 | 2 | 1985 | 2020 |  | 21 to 26 years old | INDUSTRIAL COMBUST MM-22 | #4 | 22229 | 15560 | 3223 | 2256 |  |  | Walk-Up Apartments | 39 | 28000 | 1 | 4 | 32 | 32 | 1921
3053290062 | 179 OCEAN PARKWAY Brooklyn, NY 11218 (40.64581799929585, -73.97425976576211) | National Grid | 179 OCEAN OWNERS CORP. | 179 OCEAN OWNERS CORP | 250 PARK AVENUE MANHATTAN, NY 10003 (40.738333453173844, -73.9878407889095) | CA169598Y | 7/6/05 | FEDERAL FST-70 | 1 | 2.84 | 1998 | 2033 | DUAL FUEL | 11 to 15 years old | INDUSTRIAL COMB. MEG-34 (P) | #6 | 22229 | 15560 | 3334 | 2334 |  |  | Condominiums | 39 | 38800 | 1 | 4 | 39 | 39 | 1923
3061100010 | 183 GELSTON AVENUE Brooklyn, NY 11209 (40.617163453791605, -74.02860289025871) | National Grid | ROTH , EDWARD J. | ROTH, BARBARA | 2 BURLING LANE OLD BETHPAGE, NY 11804 (40.77329382425722, -73.45532579846241) | CA268184H | 7/6/05 | ROCKMILLS MP50 | 1 | 1.9 | 1984 | 2019 |  | 26 to 30 years old | ICI AM4 1/2DH | #4 | 22000 | 15400 | 3190 | 2233 |  |  | Elevator Apartments | 43 | 28600 | 1 | 4 | 31 | 31 | 1926
3068190041 | 1890 14 STREET Brooklyn, NY 11229 (40.6036238448062, -73.95828972132448) | National Grid | GLAVERN CORP | GLAVERN CORP | 1890 14 STREET BROOKLYN, NY 11229 (40.6036238448062, -73.95828972132448) | CA172383Y | 7/5/05 | NATIONAL OB434 | 1 | 2.3 | 1983 | 2018 |  | 26 to 30 years old | HEVEOIL AM 4 DH | #4 | 21900 | 15330 | 3176 | 2223 |  |  | Elevator Apartments | 48 | 16200 | 1 | 3 | 15 | 15 | 1940
3053930079 | 425 9 STREET Brooklyn, NY 11218 (40.638298548166325, -73.96966999867622) | National Grid | YESHIVA TORAH VODAATH | YESHZVA TORAH VODAATH | 425 9TH STREET BROOKLYN, NY 11218 (40.638298548166325, -73.96966999867622) | CB251102R | 7/4/05 | FEDERAL FST-100 (NEW) | 1 | 4.2 | 2002 | 2037 | DUAL FUEL | 5 to 10 years old | INDUSTRIAL COMBUSTION MMG-42P (NEW) | #4 | 21750 | 15225 | 3154 | 2208 | Yes | 2013 | Elevator Apartments | 39 | 57600 | 1 | 5 | 0 | 0 | 1965
3054180006 | 3765 18 AVENUE Brooklyn, NY 11218 (40.63441151110633, -73.96932190848023) | National Grid | 3765 18TH LLC | 3765 18TH LLC | 816 BROOKLYN NY 11219 (40.63277295540763, -73.99667681118586) | CB089703K | 7/6/05 | ROCKMILLS MP-70 (NEW) | 1 | 2.34 | 2003 | 2038 | DUAL FUEL | 5 to 10 years old | ICI MMG-28 (NEW) | #4 | 21681 | 15177 | 3144 | 2201 |  |  | Elevator Apartments | 44 | 41798 | 1 | 4 | 46 | 46 | 1930
3025570024 | 61 GREENPOINT AVENUE Brooklyn, NY 11222 (40.72986782803508, -73.95804884724518) | National Grid | J.B. MANAGEMENT LLC & DR. JANET BERGER | GUARD GENERAL MERCHAN | 23 ROCKWOOD ROAD PLANDOME, NY 11030 (40.808061613909956, -73.69360117012548) | CA296470R | 7/4/05 | FITZGIBBONS # SM 121 | 2 | 3.2 | 1970 | 2010 |  | 36 - 40 year old | PETRO WD5AH | #4 | 21500 | 15050 | 3118 | 2182 | Yes | 2017 | Elevator Apartments | 33 | 114414 | 2 | 6 | 0 | 2 | 1931
3054180018 | 3723 18 AVENUE Brooklyn, NY 11218 (40.6348998997048, -73.9683040442348) | National Grid | GNM MANAGEMENT LLC | 3723 18TH AV APTS LLC | 150610 BROOKLYN NY | CB000307K | 7/6/05 | FEDERAL FST - 70 (NEW) | 1 | 2.3 | 2007 | 2042 | DUAL FUEL | Fewer than 5 years old | ICI MMG-30 P (NEW) | #4 | 21000 | 14700 | 3045 | 2132 |  |  | Hotels | 44 | 36400 | 1 | 4 | 46 | 46 | 1930
3086820036 | 115 BRIGHTWATER COURT Brooklyn, NY 11235 (40.57553974165377, -73.96606771490183) | National Grid | SHEKBURG REAL ESTATE CO. | NEW BROOKLYN REALTY | 3545 QUEENS NY 11040 (40.74529996182383, -73.6796319322678) | CA648586P | 7/6/05 | FEDERAL FST 70 | 1 | 2.59 | 1986 | 2021 |  | 21 to 26 years old | ICI MMG 30 | #4 | 21000 | 14700 | 3045 | 2132 |  |  | Elevator Apartments | 48 | 43800 | 1 | 6 | 41 | 41 | 1933
3067010054 | 860 18 STREET Brooklyn, NY 11230 (40.6298044691404, -73.9593819065175) | National Grid | 3-W ASSOCIATES | 860 E 18TH ST | 860 18 STREET BROOKLYN, NY 11230 (40.6298044691404, -73.9593819065175) | CA106986H | 7/6/05 | ROCKMILLS MP60 | 1 | 2.1 | 1986 | 2021 |  | 21 to 26 years old | ICI MM 28 | #4 | 20440 | 14308 | 2964 | 2075 |  |  | Office Buildings | 45 | 28700 | 1 | 6 | 33 | 33 | 1963
3046990034 | 418 52 STREET Brooklyn, NY 11203 (40.65053338170949, -73.92833906781264) | National Grid | ERIC EDWARDS | THE WINDHAM-MCKOY REA | 239 04 149 AVENUE ROSEDALE, NY 11422 (40.66161349396765, -73.736051726406) | CB080507N | 7/6/05 | ROCKMILLS MP - 40 (EXSTG) | 1 | 1.33 | 2007 | 2042 | DUAL FUEL | Fewer than 5 years old | ICI MMG - 22P (NEW) | #4 | 20440 | 14308 | 2964 | 2075 |  |  | Walk-Up Apartments | 45 | 14400 | 1 | 4 | 20 | 20 | 1928
3045990033 | 56 ROCKAWAY PARKWAY Brooklyn, NY 11212 (40.66483437995802, -73.92430578435318) | National Grid | ANCD. REALTY CORP. | A & CD CORPORATION | 476 CLINTON AVENUE BROOKLYN, NY 11238 (40.68405577653143, -73.96704658123647) | CA176191H | 7/4/05 | FEDERAL FST-70 | 1 | 2.77 | 1991 | 2026 |  | 16 to 20 years old | ICI MMG-28 | #4 | 20236 | 14165 | 2934 | 2054 |  |  | Elevator Apartments | 41 | 28568 | 1 | 4 | 35 | 35 | 1930
3058700044 | 6914 RIDGE BOULEVARD Brooklyn, NY 11209 (40.63644039664358, -74.02874203764053) | National Grid | 6914 RIDGE BLVD/DLOCSHAK | 6914 BRIDGE BLVD LLC | 6914 RIDGE BLVD BROOKLYN, NY 11209 (40.63644039664358, -74.02874203764053) | CA194487X | 7/6/05 | FEDERAL FST 70 | 1 | 2.59 | 1987 | 2022 |  | 21 to 26 years old | ICI MMG 30 | #4 | 20000 | 14000 | 2900 | 2030 |  |  | Elevator Apartments | 43 | 33000 | 1 | 4 | 40 | 40 | 1922
3065600001 | 2401 63 STREET Brooklyn, NY 11204 (40.612332508933704, -73.97572229331934) | National Grid | CARMELA AUTOVINO | MELCHIORRE AUTOVINO | 193 BAY 13 STREET BROOKLYN, NY 11214 (40.604011809897145, -74.0009690001192) | CA198785M | 7/4/05 | FEDERAL FST 60 | 1 | 2.6 | 1985 | 2020 |  | 21 to 26 years old | ICI MMG 30 | #4 | 20000 | 14000 | 2900 | 2030 |  |  | Elevator Apartments | 44 | 29000 | 1 | 4 | 28 | 28 | 1929
3050310006 | 10 MAPLE STREET Brooklyn, NY 11225 (40.660199018575426, -73.96028113061442) | National Grid | MAPLE 10 LLC | MAPLE10 LLC | 5014 16th AVE BROOKLYN, NY 11204 (40.63039762985218, -73.98621834838308) | CA057677X | 7/4/05 | ROCKMILLS MP90 | 1 | 3.8 | 1977 | 2012 |  | 31 to 35 years old | ICI DE42S | #6 | 19850 | 13895 | 2978 | 2084 |  |  | Elevator Apartments | 40 | 49110 | 1 | 6 | 52 | 57 | 1927
3051600043 | 1705 DORCHESTER ROAD Brooklyn, NY 11226 (40.64015649663567, -73.96223940543247) | National Grid | 1705 REALTY LLC | 1705 REALTY LLC | 300539 BROOKLYN NY 11230 (40.62192951023877, -73.96551106018723) | CA071575X | 7/7/05 | ROCKMILLS MP 70 | 1 | 2.9 | 1975 | 2010 |  | 31 to 35 years old | HEV-E-OIL AM4 34 | #4 | 19000 | 13300 | 2755 | 1928 |  |  | Walk-Up Apartments | 40 | 30000 | 1 | 6 | 37 | 37 | 1926
3051010041 | 266 21 STREET Brooklyn, NY 11226 (40.6479887623271, -73.95958617478534) | National Grid | JOHN, ROYSTON | JOHN, AS TRUSTEE, LIS | 266 21 STREET BROOKLYN, NY 11226 (40.6479887623271, -73.95958617478534) | CA498185N | 7/5/05 | FEDERAL FST-40 | 1 | 1.7 | 1985 | 2020 |  | 21 to 26 years old | IND COMB MMG-22 | #4 | 18907 | 13235 | 2742 | 1919 |  |  | Elevator Apartments | 40 | 18140 | 1 | 4 | 24 | 24 | 1931
3056250030 | 974 47 STREET Brooklyn, NY 11219 (40.64045907046566, -73.99813639619515) | National Grid | M.M.C.MANAGEMENT | MAIMONIDES MEDICAL CN | 950 49 STREET BROOKLYN, NY 11219 (40.6396431496977, -73.99983306260135) | CA124194Z | 7/5/05 | FEDERAL FST 40 | 1 | 1.7 | 1994 | 2029 |  | 16 to 20 years old | I.C. MMG 22 | #4 | 18907 | 13235 | 2742 | 1919 |  |  | Elevator Apartments | 39 | 16800 | 1 | 4 | 23 | 23 | 1923
3056250027 | 968 47 STREET Brooklyn, NY 11219 (40.640535771634255, -73.99826258198866) | National Grid | MMC MANAGEMENT | MAIMONIDES MEDICAL CE | 950 49 STREET BROOKLYN, NY 11219 (40.6396431496977, -73.99983306260135) | CA304594X | 7/5/05 | FEDERAL FST 40 | 1 | 1.7 | 1994 | 2029 |  | 16 to 20 years old | INDUSTRIAL COMBUSTION MMG 22 | #4 | 18907 | 13235 | 2742 | 1919 |  |  | Churches, Synagogues, etc. | 39 | 16800 | 1 | 4 | 23 | 23 | 1923
3067010068 | 900 18 STREET Brooklyn, NY 11230 (40.628566136583906, -73.9591587407807) | National Grid | SUER REALTY CORP. | BRG OCEAN 18 LLC | 150 GREAT NECK ROAD GREAT NECK, NY 11201 (40.78388947268852, -73.7305033129047) | CA086986M | 7/5/05 | FEDERAL FST-40 | 1 | 1.7 | 1986 | 2021 |  | 21 to 26 years old | INDUSTRAIL COMBUSTION MMG-22 | #4 | 18907 | 13235 | 2742 | 1919 |  |  | Walk-Up Apartments | 45 | 19360 | 1 | 4 | 22 | 22 | 1927
3071040258 | 2080 WEST STREET Brooklyn, NY 11223 (40.59760397874268, -73.97159883735287) | National Grid | SYLIDA REALTY CORP. | SYLIDA REALTY CORP | 111 17A ROOSEVELT AVENUE QUEENS, NY 11368 (40.749678220373596, -73.85304068857687) | CA411284Y | 7/7/05 | FEDERAL FST 60 | 1 | 2.6 | 1984 | 2019 |  | 26 to 30 years old | ICI MMG 28 | #4 | 18803 | 13162 | 2726 | 1909 |  |  | Walk-Up Apartments | 47 | 32600 | 1 | 4 | 35 | 40 | 1931
3042340017 | 2754 PITKIN AVENUE Brooklyn, NY 11208 (40.67558379499253, -73.87049124551719) | National Grid | RAMOTAR DANPERSAUD. | R&O MANAGEMENT CORP | 2754 PITKIN AVENUE BROOKLYN, NY 11208 (40.67558379499253, -73.87049124551719) | CA088188R | 7/4/05 | FEDERAL FST 80 | 1 | 3.43 | 1988 | 2023 |  | 21 to 26 years old | ICI MMG 34 P | #4 | 18541 | 12979 | 2688 | 1882 |  |  | Elevator Apartments | 42 | 32210 | 1 | 4 | 39 | 45 | 1925
3060860077 | 331 92 STREET Brooklyn, NY 11209 (40.61922025863555, -74.03184280151187) | National Grid | JOSE OTERO | 331 92ND STREET LLC |  | CA192183H | 7/5/05 | PACIFIC 740 A | 1 | 1.9 | 1983 | 2018 |  | 26 to 30 years old | HEVEOIL AM 4 DH | #4 | 17520 | 12264 | 2540 | 1778 |  |  | Walk-Up Apartments | 43 | 19000 | 1 | 4 | 20 | 20 | 1929
3029940011 | 538 JOHNSON AVENUE Brooklyn, NY 11237 (40.70860106079969, -73.92686740867559) | National Grid | GOLDBERG DOLL MFG CO INC. | BROCHO V' HATZLOCHOCO | 538 JOHNSON AVENUE BROOKLYN, NY 11237 (40.70860106079969, -73.92686740867559) | CA073276P | 7/5/05 | KEWANEE (2) #536 | 2 | 6.1 | 1976 | 2011 |  | 31 to 35 years old | IRON FIREMAN AO4-6.3 | #4 | 16587 | 11611 | 2405 | 1684 | Yes | 2014 | Elevator Apartments | 34 | 121279 | 1 | 4 | 0 | 1 | 1930
3014010047 | 1617 PRESIDENT STREET Brooklyn, NY 11213 (40.66720907536472, -73.93435655136464) | National Grid | 1617 REALTY LLC | 1617 REALTY LLC | 1920 NEW YORK, NY 10116 (40.8110019996426, -73.95309800037239) | CA082786J | 7/6/05 | FEDERAL FST 50 | 1 | 2 | 1986 | 2021 |  | 21 to 26 years old | HEVEOIL MMG22 | #4 | 16425 | 11498 | 2382 | 1667 |  |  | Elevator Apartments | 35 | 25200 | 1 | 4 | 28 | 28 | 1924
3024360013 | 314 3 STREET Brooklyn, NY 11211 (40.7096331262955, -73.95470963278909) | National Grid | FRIDAY REALTY CORP. | FRIDAY RLTY CORP | 101 CEDARHURST NY 11516 (40.62177956509343, -73.72369384789991) | CA291988Z | 7/4/05 | FEDERAL FST 50 | 1 | 2 | 1988 | 2023 |  | 21 to 26 years old | HEVE MM 22 | #4 | 16425 | 11498 | 2382 | 1667 |  |  | Elevator Apartments | 34 | 29520 | 1 | 6 | 35 | 35 | 1916
3063170071 | 2013 83 STREET Brooklyn, NY 11214 (40.60616847505717, -73.99614016590243) | National Grid | MARIN MANAGEMENT A/A/F | 2013 83RD STREET LLC | 114 39TH STREET NEW YORK, NY 10016 (40.74984906410224, -73.9782655877672) | CA389584H | 7/7/05 | ROCKMILLS MP-40 | 1 | 16 | 1984 | 2019 |  | 26 to 30 years old | HEV-E OIL MMG-14-P | #4 | 16425 | 11498 | 2382 | 1667 |  |  | Elevator Apartments | 43 | 21360 | 1 | 4 | 23 | 23 | 1927
3011870064 | 993 PRESIDENT STREET Brooklyn, NY 11225 (40.669089667967, -73.95936027957688) | National Grid | MARINE EQUITIES MAPLE,LLC | MARINE EQUITIES MAPLE | 423 BROOKLYN NY 11209 (40.62338709723679, -74.03065295347096) | CA163886L | 7/5/05 | FEDERAL FST 40 | 1 | 1 | 1986 | 2021 |  | 21 to 26 years old | I.C.I. MMG-22 | #4 | 16425 | 11498 | 2382 | 1667 |  |  | Elevator Apartments | 35 | 20960 | 1 | 4 | 30 | 30 | 1926
3013950063 | 1647 UNION STREET Brooklyn, NY 11213 (40.66809913694896, -73.93574618800723) | National Grid | RECHOROS RTY CO/A.SCHWART | RECHOVOS ESTATES LLC | 543 BEDFORD AVENUE BROOKLYN, NY 11211 (40.704808864100684, -73.96183096232745) | CA065587M | 7/7/05 | FEDERAL FST 50 | 1 | 2.1 | 1987 | 2022 |  | 21 to 26 years old | ICI MMG 22 | #4 | 16425 | 11498 | 2382 | 1667 |  |  | Elevator Apartments | 35 | 32300 | 1 | 4 | 27 | 27 | 1923
3048840052 | 1495 NOSTRAND AVENUE Brooklyn, NY 11226 (40.649757837833384, -73.94942783359764) | National Grid | FRANK PECENIK | 1495 NOSTRAND EQUITIE | 266 BROADWAY BROOKLYN, NY 11211 (40.70882097272878, -73.95917319166408) | CA086786H | 7/5/05 | FEDERAL FST-32 | 1 | 1.4 | 1986 | 2021 |  | 21 to 26 years old | INDUSTRIAL COMBUSTION MMG-14 | #4 | 15586 | 10910 | 2260 | 1582 |  |  | Elevator Apartments | 40 | 14080 | 1 | 4 | 18 | 20 | 1925
3014810059 | 831 MADISON STREET Brooklyn, NY 11221 (40.68793798539111, -73.92290587725725) | National Grid | 831 MADISON ASSOCIATES LLC | 831 MADISON LLC | 95 DELANCEY STREET NEW YORK, NY 10002 (40.718785916061336, -73.98929825335927) | CA173174M | 7/5/05 | ROCKMILLS MODEL NUMBER MP 60 | 1 | 2.6 | 1974 | 2010 |  | 36 - 40 year old | HEV-E-OIL AM 4 1/2 DH | #4 | 15500 | 10850 | 2248 | 1573 |  |  | Elevator Apartments | 41 | 30000 | 1 | 4 | 39 | 39 | 1925
3013050018 | 358 MONTGOMERY STREET Brooklyn, NY 11225 (40.665466974770304, -73.95285954847122) | National Grid | F & G MANAGEMENT CO | F E MGMT CORP | 1285 52 STREET BROOKLYN, NY 11219 (40.63351996688808, -73.99409717993235) | CA043875J | 7/4/05 | SPENCER 3M45 | 1 | 1.6 | 1975 | 2010 |  | 31 to 35 years old | ICI AM4DH | #4 | 15000 | 10500 | 2175 | 1522 |  |  | Elevator Apartments | 35 | 24000 | 1 | 4 | 24 | 24 | 1923
3024500022 | 319 HOOPER STREET Brooklyn, NY 11211 (40.70815544197598, -73.95337988474232) | National Grid | KNOLL,LOUISA | L KNOLL | 319 HOOPER STREET BROOKLYN, NY 11211 (40.70815544197598, -73.95337988474232) | CA059687Z | 7/6/05 | FEDERAL FST 60 | 1 | 2.32 | 1987 | 2022 |  | 21 to 26 years old | ICI MMG 28 | #4 | 15000 | 10500 | 2175 | 1522 |  |  | Walk-Up Apartments | 34 | 23292 | 1 | 6 | 32 | 35 | 1925
3067510012 | 1414 14 STREET Brooklyn, NY 11230 (40.6150723950167, -73.96045925433285) | National Grid | FONTANA JOANNE | JAM REALTY CO INC | 2445 HUBBARD STREET BROOKLYN, NY 11235 (40.590112867584224, -73.96351599398055) | CA170494H | 7/4/05 | ROCKMILLS MP-60 | 1 | 2.32 | 1994 | 2029 |  | 16 to 20 years old | ICI MMG-28 | #4 | 14600 | 10220 | 2117 | 1482 |  |  | Elevator Apartments | 48 | 32667 | 1 | 6 | 36 | 36 | 1937
3056290070 | 1315 48 STREET Brooklyn, NY 11219 (40.63537606504525, -73.99116690742565) | National Grid | MORRIS RTY & MOSHE MORRIS | 1315 48TH LLC | 816 BROOKLYN NY 11219 (40.63277295540763, -73.99667681118586) | CA255382X | 7/5/05 | FEDERAL FST 70 | 1 | 2.8 | 1982 | 2017 |  | 26 to 30 years old | INDUSTRIAL COMBUSTION MEG-34(P) | #6 | 14091 | 9864 | 2114 | 1480 |  |  | Elevator Apartments | 39 | 40320 | 1 | 6 | 41 | 41 | 1938
3050260337 | 265 OCEAN AVENUE Brooklyn, NY 11225 (40.65464552244118, -73.96183563743563) | National Grid | BEDEAU, ROY | BEDEAU RLTY CORP | 4907 18TH AVE BROOKLYN, NY 11204 (40.62824689324346, -73.98100870858927) | CA073888X | 7/6/05 | FEDERAL FST 40 | 1 | 1.6 | 1988 | 2023 |  | 21 to 26 years old | ICI MM 22 | #4 | 13500 | 9450 | 1958 | 1370 |  |  | Elevator Apartments | 40 | 20240 | 1 | 4 | 25 | 25 | 1931
3062590016 | 1624 78 STREET Brooklyn, NY 11214 (40.61420479932952, -74.00202246411737) | National Grid | DE PHILLPS, JOHN | DE PHILLIPS, JOHN R | 1624 78 STREET BROOKLYN, NY 11214 (40.61420479932952, -74.00202246411737) | CA225265J | 7/7/05 | AMERICAN RADIATOR S3610 | 1 | 1.3 | 1965 | 2010 |  | 41 - 45 years old | HEVE OIL ALC3 | #4 | 13140 | 9198 | 1905 | 1334 |  |  | Walk-Up Apartments | 43 | 16350 | 1 | 4 | 16 | 16 | 1923
3051570021 | 410 15 STREET Brooklyn, NY 11226 (40.64011110901568, -73.9642713254626) | National Grid | A & S MANAGEMENT | M6 REALTY LLC | 301111 BROOKLYN NY 11230 (40.62192951023877, -73.96551106018723) | CA559686H | 7/6/05 | FEDERAL FST-100 | 1 | 4.2 | 1986 | 2021 |  | 21 to 26 years old | I.C.I. MMG-42 P | #4 | 13000 | 9100 | 1885 | 1320 | Yes | 2017 | Elevator Apartments | 40 | 52990 | 1 | 6 | 53 | 53 | 1939
3067070040 | 984 15 STREET Brooklyn, NY 11230 (40.62557211976517, -73.9615019154364) | National Grid | LUISA KNOLL | LUSIA REALTY CORP | 319 HOOPER STREET BROOKLYN, NY 11211 (40.70815544197598, -73.95337988474232) | CA252687N | 7/7/05 | FEDERAL FST 40 | 1 | 1.72 | 1987 | 2022 |  | 21 to 26 years old | ICI MMG 22 | #4 | 12000 | 8400 | 1740 | 1218 |  |  | Elevator Apartments | 44 | 21360 | 1 | 4 | 23 | 23 | 1922
3031830055 | 949 WILLOUGHBY AVENUE Brooklyn, NY 11221 (40.69769154741115, -73.93092863898073) | National Grid | WILLOUGHBY NURSING HOME | GOLDEN SHARES REALTY | 949 WILLOUGHBY AVENUE BROOKLYN, NY 11221 (40.69769154741115, -73.93092863898073) | CA231791K | 7/5/05 | BEST 4B-80 | 1 | 3.91 | 1991 | 2026 |  | 16 to 20 years old | IRON FIREMAN AG04-4.2RK | #4 | 12000 | 8400 | 1740 | 1218 |  |  | Elevator Apartments | 34 | 43900 | 3 | 3 | 0 | 0 | 1901
3078200011 | 3900 KINGS HIGHWAY Brooklyn, NY 11234 (40.62265733382748, -73.93589837174754) | National Grid | KINGS HIGHWAY PROPERTIES | KINGS & QUEENS HOLDIN | 97 77 QUEENS BOULEVARD REGO PARK, NY 11374 (40.72646491702238, -73.86148084756303) | CA111280M | 7/6/05 | TITUSVILLE- SOH 151 | 1 | 10.5 | 1980 | 2015 | DUAL FUEL | 26 to 30 years old | IRON FIREMAN AG06-15-RK | #6 | 11718 | 8203 | 1758 | 1230 | Yes | 2020 | Walk-Up Apartments | 45 | 87000 | 1 | 6 | 84 | 84 | 1955
3034220050 | 135 SCHAEFER STREET Brooklyn, NY 11207 (40.68818581444264, -73.90933466835472) | National Grid | PILGRAM BAPTIST CHURCH | PILGRIM BAPTIST CHURC | 628 CENTRAL AVENUE BROOKLYN, NY 11207 (40.68873019100297, -73.908790106512) | CA336595Y | 7/6/05 | FEDERAL FST-60 | 1 | 2.14 | 1995 | 2030 | DUAL FUEL | 11 to 15 years old | ICI MMG-22 | #4 | 11475 | 8032 | 1664 | 1165 |  |  | Store Buildings | 37 | 6840 | 2 | 2 | 0 | 0 | 1926
3053090029 | 45 TEHAMA STREET Brooklyn, NY 11218 (40.64447153615538, -73.9822088694754) | National Grid | MOSE SINGER | NAN ALICE RAKOWER IRR | 1800 POMONA NY 10970 (41.20299438498296, -74.08310850005716) | CA443284K | 7/6/05 | FEDERAL FST-125 | 1 | 3.4 | 1984 | 2019 |  | 26 to 30 years old | INDUSTRIAL COMBUSTION DEG-54 P | #6 | 9000 | 6300 | 1350 | 945 | Yes | 2019 | Elevator Apartments | 39 | 70944 | 1 | 6 | 65 | 65 | 1940
3075780001 | 3211 AVENUE Brooklyn, NY 11210 (40.62772226387142, -73.946537919989) | National Grid | HALLDALE BUILDING CORP. | HALLDALE BUILDING COR | 1660 FLATBUSH AVENUE BROOKLYN, NY 11210 (40.63014033915706, -73.94487186683294) | CB025407N | 7/6/05 | (EXISTING) PACIFIC 60L2 | 1 | 11 | 2007 | 2042 | DUAL FUEL | Fewer than 5 years old | INDUSTRIAL COMBUSTION DEG-105 | #6 | 7167 | 5017 | 1075 | 753 | Yes | 2018 | Elevator Apartments | 45 | 141880 | 1 | 6 | 143 | 143 | 1957
3078200011 | 3900 KINGS HIGHWAY Brooklyn, NY 11234 (40.62265733382748, -73.93589837174754) | National Grid | KINGS HWY. PROPERTY LLC % MIDSTATE MGT. | KINGS & QUEENS HOLDIN |  | CB415503P | 7/5/05 | BEST 5C-150 (NEW) | 1 | 5.02 | 2003 | 2038 | DUAL FUEL | 5 to 10 years old | IC DEG-63 (P) (NEW) | #6 | 4519 | 3163 | 678 | 474 | Yes | 2020 | Condominiums | 45 | 87000 | 1 | 6 | 84 | 84 | 1955
3059270031 | 7410 RIDGE BLVD Brooklyn, NY 11209 (40.63271355748302, -74.03026906743683) | National Grid | RIDGE LEASING LLP % MIDSTATE MGT. | RIDGE LEASING LIMITED | 97 77 QUEENS BLVD REGO PARK, NY 11374 (40.72646491702238, -73.86148084756303) | CB406605N | 7/4/05 | BEST 5C - 150 (NEW) | 1 | 5.02 | 2005 | 2040 | DUAL FUEL | 5 to 10 years old | ICI DEG-63 (P) (NEW) | #6 | 4519 | 3163 | 678 | 474 | Yes | 2017 | Condominiums | 43 | 89628 | 1 | 6 | 82 | 82 | 1930
3050630001 | 75 21 STREET Brooklyn, NY 11226 (40.65262026447166, -73.9603963471186) | National Grid | 75 EAST21ST STREET LLC. | 75 E 21ST ST LLC | 30095 BROOKLYN NY 11203 (40.649721601170995, -73.93427608567276) | CA297982P | 7/5/05 | ROCKMILLS MP 100 | 1 | 4.2 | 1982 | 2017 | DUAL FUEL | 26 to 30 years old | ICI MEG 42P | #6 | 4000 | 2800 | 600 | 420 | Yes | 2013 | Loft Buildings | 40 | 63727 | 1 | 6 | 53 | 53 | 1931
3067380007 | 1818 AVENUE Brooklyn, NY 11230 (40.62192951023877, -73.96551106018723) | National Grid | 1818 'L' ASSOCIATES LLC | 1818 L ASSOCIATES LLC | 190322 BROOKLYN NY 11219 (40.63277295540763, -73.99667681118586) | CB406505P | 7/4/05 | BEST 5B - 125 (EXSTG) | 1 | 4.1 | 2005 | 2040 | DUAL FUEL | 5 to 10 years old | ICI DEG-42 (P) (NEW) | #6 | 3091 | 2164 | 464 | 325 | Yes | 2018 | Elevator Apartments | 48 | 57600 | 1 | 6 | 53 | 53 | 1936
3078690011 | 2239 TROY AVENUE Brooklyn, NY 11234 (40.61972176540895, -73.93275911258463) | National Grid | MARINE COOPERATION APTS1 | STROUGO JOHN C C/O J | 2239 TROY AVENUE BROOKLYN, NY 11234 (40.61972176540895, -73.93275911258463) | CA082975Z | 7/6/05 | PACIFIC 5281 | 2 | 4.2 | 1975 | 2010 |  | 31 to 35 years old | POWERFLAME PAO6B5H | #6 | 3000 | 2100 | 450 | 315 | Yes | 2019 | Elevator Apartments | 46 | 105900 | 1 | 6 | 85 | 85 | 1953 |  | YES
3056310038 | 4802 10 AVENUE Brooklyn, NY 11219 (40.639561614268814, -73.99820679159268) | National Grid | MAIMONIDES MEDICAL CENTER | MAIMONIDES HOSPITAL | 4802 10 AVENUE BROOKLYN, NY 11219 (40.639561614268814, -73.99820679159268) | CA138899X | #N/A | WEBCO 2082 L | 1 | 10.45 | 1999 | 2034 | DUAL FUEL | 11 to 15 years old | SUPERIOR, A8-AA6-175 | #6 | 2000 | 1400 | 300 | 210 | Yes | 2021 | Churches, Synagogues, etc. | 39 | 184350 | 1 | 5 | 0 | 0 | 1927
3050720041 | 51 STRATFORD ROAD Brooklyn, NY 11218 (40.647629979191855, -73.96939408384556) | National Grid | STRATFORD 51 LLC % BRONSTEIN PROP. | STRATFORD 51 LLC | 108 18 QUEENS BLVD FOREST HILLS, NY 11375 (40.720707263029794, -73.84628429608335) | CB024007L | 7/6/05 | FEDERAL FST-60 (NEW) | 1 | 2 | 2007 | 2042 | DUAL FUEL | Fewer than 5 years old | ICI MMG- 28 (NEW) | #4 | 1865 | 1306 | 270 | 189 |  |  | Educational Structures | 40 | 32704 | 1 | 4 | 42 | 42 | 1925
3076300012 | 2525 NOSTRAND AVENUE Brooklyn, NY 11210 (40.623053081807235, -73.94613515957568) | National Grid | 2525 NOSTRAND OWNERS CORP. % DSJ MGMT. | 2525 NOSTRAND AVE COR | 247 SEELEY STREET BROOKLYN, NY 11218 (40.65546280330678, -73.97414339710113) | CB097307P | 7/6/05 | ROCKMILLS MP - 150SL (NEW) | 1 | 5 | 2007 | 2042 | DUAL FUEL | Fewer than 5 years old | ICI DEG - 84S (EXSTING) | #4 | 0 | 0 | 0 | 0 | Yes | 2020 | Elevator Apartments | 45 | 113850 | 1 | 6 | 114 | 114 | 1953 |  | YES
3067480026 | 1818 OCEAN AVENUE Brooklyn, NY 11230 (40.61762707291693, -73.95496190642756) | National Grid | ELMRAY APTS. CO. INC.% M & R MGT. CO. INC. | ELMRAY APTS CO LLC | 1501 AVENUE BROOKLYN, NY 11229 (40.60123350732056, -73.94436854117521) | CB196003H | 7/5/05 | FEDERAL FST-200 (EXSTG) | 1 | 6.69 | 2003 | 2038 | DUAL FUEL | 5 to 10 years old | IC DEG-84P (EXSTG) | #4 | 0 | 0 | 0 | 0 | Yes | 2018 | Hotels | 48 | 101600 | 1 | 6 | 120 | 120 | 1949
3002350046 | 136 HICKS STREET Brooklyn, NY 11201 (40.697494602253265, -73.99482891601845) | National Grid | HICKS APTS. ASSOC. LP % BASSUK BRS. | HICKS 136 LLC | 108 18 QUEENS BLVD FOREST HILLS, NY 11375 (40.720707263029794, -73.84628429608335) | CB553903P | 7/6/05 | BEST 5B-70 (EXSTG) | 1 | 2.34 | 2003 | 2038 | DUAL FUEL | 5 to 10 years old | ICI MMG-30 (EXSTG) | #4 | 0 | 0 | 0 | 0 |  |  | Walk-Up Apartments | 33 | 48414 | 1 | 6 | 46 | 46 | 1920
3056370032 | 864 49 STREET Brooklyn, NY 11220 (40.64078234241885, -74.00170331150767) | National Grid | MMC MANAGEMENT CORP. | MAIMONIDES MEDICAL CT | 950 49 STREET BROOKLYN, NY 11219 (40.6396431496977, -73.99983306260135) | CB118700Z | 7/5/05 | ROCKMILLS MP-100 | 1 | 4.2 | 2000 | 2035 | DUAL FUEL | 5 to 10 years old | INDUSTRIAL COMBUSTIAN MMG-42 (P) | #4 | 0 | 0 | 0 | 0 | Yes | 2017 | Elevator Apartments | 38 | 67600 | 1 | 4 | 64 | 64 | 1930
3013160015 | 400 EMPIRE BOULEVARD Brooklyn, NY 11225 (40.66397432612488, -73.9494072266281) | National Grid | N.Y.C. BOARD OF EDUCATION | JOINTLY OWNED PLAYGRO | 28 11 QUEENS PLAZA L I C, NY 11101 (40.74570244980828, -73.93866902925225) | CA456370J | #N/A | FITZGIBBONS DM 182 | 1 | 5.4 | 1970 | 2010 |  | 36 - 40 year old | PREFERRED BHE-6 | #6 | 0 | 0 | 0 | 0 |  |  | Elevator Apartments | 40 | 149945 | 2 | 3 | 0 | 3 | 1956
3067430079 | 1317 14 STREET Brooklyn, NY 11230 (40.61740376683886, -73.96083150786576) | National Grid | ROBEC APTS. CO. LLC | EAST FOURTEEN GARDENS | 1501 AVENUE BROOKLYN, NY 11229 (40.60123350732056, -73.94436854117521) | CB201803Y | 7/5/05 | FEDERAL FST-90 (EXSTG) | 1 | 3.01 | 2003 | 2038 | DUAL FUEL | 5 to 10 years old | INDUSTRIAL COMBUSTION MMG-42P (EXSTG) | #4 | 0 | 0 | 0 | 0 |  |  | Walk-Up Apartments | 48 | 44320 | 1 | 4 | 53 | 53 | 1926
3002697501 | 110 LIVINGSTON STREET Brooklyn, NY 11201 (40.69112361204514, -73.98985672886563) | National Grid | SANDRA BISPHAM-HAYWOOD | 110 LIVINGSTON | 28 11 QUEENS PLAZA L I C, NY 11101 (40.74570244980828, -73.93866902925225) | CA319173J | 7/6/05 | BABCOCK & WILCOX | 1 | 18 | 1973 | 2010 |  | 36 - 40 year old | PREFERRED BH63M4 | #6 | 0 | 0 | 0 | 0 |  |  | Elevator Apartments | 33 | 343943 | 1 | 17 | 318 | 319 | 1926
1005330001 | 3 WASHINGTON SQUARE VILLAGE Manhattan, NY 10012 (40.728535126569255, -73.9963503876976) | Con Edison | NEW YORK UNIVERSITY, C/O GRUBB& ELLIS MGMT | NEW YORK UNIVERSITY | 2 WASHINGTON SQUARE VILLAGE MANHATTAN, NY 10012 (40.7277418866931, -73.99818975110709) | CA198182N | 7/5/05 | FITZGIBBON IM 425 | 3 | 15.05 | 1982 | 2017 | DUAL FUEL | 26 to 30 years old | INDUSTRIAL COMBUSTION DEG-145S | #6 | 1499050 | 1049335 | 224858 | 157400 | Yes | 2013 | Elevator Apartments | 1 | 1485916 | 5 | 17 | 1904 | 1921 | 1959
1005330001 | 2 WASHINGTON SQUARE VILLAGE Manhattan, NY 10012 (40.7277418866931, -73.99818975110709) | Con Edison | N.Y. U/WM.A.WHITE & SONS | NEW YORK UNIVERSITY | 2 WASHINGTON SQUARE VILLAGE MANHATTAN, NY 10012 (40.7277418866931, -73.99818975110709) | CA161683M | 7/5/05 | FITZGIBBONS DM-425 | 3 | 20.65 | 1983 | 2018 | DUAL FUEL | 26 to 30 years old | INDUSTRIAL COMBUSTION-DEG-145(S) | #6 | 1499039 | 1049328 | 224856 | 157399 | Yes | 2013 | Elevator Apartments | 1 | 1485916 | 5 | 17 | 1904 | 1921 | 1959
1010517501 | 420 42 STREET Manhattan, NY 10036 (40.758762551922736, -73.99351031808057) | Con Edison | DYRER AVE ASSOCIATES,LLC |  | 400 59 STREET N Y 10019 (40.76961736273474, -73.98575722687055) | CB204901Y | 7/5/05 | CLEAVER BROOKS CB400-300 | 2 | 12.6 | 2001 | 2036 | DUAL FUEL | 5 to 10 years old | CLEAVER BROOKS CB 400-300 | #6 | 1271612 | 890129 | 190742 | 133519 | Yes | 2021 | Walk-Up Apartments | 3 | 289281 | 1 | 40 | 1 | 3 | 0 | YES
1016040006 | 1450 MADISON AVENUE Manhattan, NY 10029 (40.789679388590564, -73.9524115396448) | Con Edison | MOUNT SINAI MEDICAL CENTER | MOUNT SINAI HOSPITAL | 1 GUSTAVE LEVY PLACE MANHATTAN, NY 10029 (40.79048753542367, -73.95384806166335) | CA219181L | 7/5/05 | ERIE CITY 16 M KEYSTONE | 2 | 94.9 | 1981 | 2016 | DUAL FUEL | 26 to 30 years old | COEN 2MV MODEL 265 DRWG 0166-128 | #6 | 1178979 | 825285 | 176847 | 123793 | Yes | 2014 | Walk-Up Apartments | 8 | 2215000 | 9 | 14 | 0 | 1 | 1963
1007320036 | 441 9 AVENUE Manhattan, NY 10001 (40.75373756848382, -73.99610201154445) | Con Edison | GROUP HEALTH INC. | GROUP HEALTH INCORP | 441 9 AVENUE MANHATTAN, NY 10001 (40.75373756848382, -73.99610201154445) | CA060184P | 7/6/05 | TITUSVILLE SHW-364 | 2 | 12.67 | 1984 | 2019 |  | 26 to 30 years old | I.C.I. DEG-145S | #6 | 1086000 | 760200 | 162900 | 114030 | Yes | 2022 | Condominiums | 3 | 350000 | 1 | 8 | 0 | 2 | 1962
1007467503 | 300 23 STREET Manhattan, NY 10011 (40.745285469288966, -73.99853471572763) | Con Edison | INSIGNA RESIDENTIAL GROUP | PHYLLIS SOLOMON RECEI | 675 3 AVENUE MANHATTAN, NY 10016 (40.750068623744085, -73.97491796023698) | CA052180H | 7/6/05 | ROCKMILLS MP200 | 2 | 8.2 | 1980 | 2015 |  | 26 to 30 years old | INDUSTRIAL COMBUSTION DEG 84-P | #6 | 1084308 | 759016 | 162646 | 113852 | Yes | 2016 | Elevator Apartments | 3 | 21455 | 1 | 21 | 221 | 222 | 1931 | YES
1008420007 | 7 14 STREET Manhattan, NY 10003 (40.73588023182016, -73.99327322372638) | Con Edison | VICTORIA OWNERS CORP. | VICTORIA OWNERS CORP | 4 PARK AVE NY, NY 10016 (40.74650915812013, -73.98194367109245) | CA210190M | 7/6/05 | ROCKMILLS MP 350 ( LEFT ) | 2 | 16.94 | 1990 | 2025 | DUAL FUEL | 16 to 20 years old | ICI DEG 145 P ( LEFT ) | #6 | 1045245 | 731672 | 156787 | 109751 | Yes | 2022 | Elevator Apartments | 2 | 430000 | 1 | 21 | 495 | 504 | 1965 |  | YES
1009457501 | 300 40 STREET Manhattan, NY 10016 (40.74850954195733, -73.97314729119371) | Con Edison | ROSE ASSOCIATES INC. |  | 200 MADISON AVE MANHATTAN, NY 10016 (40.74877830573848, -73.9822475686496) | CA153681Z | 7/6/05 | FEDERAL FLW 6071 | 2 | 22.4 | 1981 | 2016 |  | 26 to 30 years old | INDUSTRIAL COMBUSTION DEG-252-S | #6 | 981120 | 686784 | 147168 | 103018 | Yes | 2015 | Walk-Up Apartments | 4 | 684088 | 1 | 32 | 586 | 588 | 1967 | YES
1003210001 | 26 LEWIS STREET Manhattan, NY 10002 (40.714157380640465, -73.9798481746098) | Con Edison | EAST RIVER HOUSING CORP | SHLACHTER, ADAM | 530 GRAND STREET MANHATTAN, NY 10002 (40.71433427201629, -73.98118636865502) | CA335268M | 7/4/05 | TITUSVILLE A4-30TDL | 3 | 84 | 1968 | 2010 |  | 41 - 45 years old | TODD D16 | #6 | 967250 | 677075 | 145088 | 101561 | Yes | 2021 | Walk-Up Apartments | 1 | 1231250 | 3 | 21 | 1681 | 1684 | 1955 |  | YES
1021790466 | 250 CABRINI BLVD Manhattan, NY 10033 (40.85544689163373, -73.93803689768919) | Con Edison | 250 CABRINI BLVD. INC % CENTURY OPERATING | 250 CABRINI INC | 7 PENN PLAZA NEW YORK, NY 10001 (40.74956954963903, -73.99160848411982) | CB133407R | 7/6/05 | ROCKMILLS MP - 150 (NEW) | 1 | 5 | 2007 | 2042 | DUAL FUEL | Fewer than 5 years old | HEVE (I.C.) DEG - 63 S (EXSTG) | #6 | 657000 | 459900 | 98550 | 68985 | Yes | 2019 | Elevator Apartments | 7 | 81781 | 1 | 9 | 77 | 77 | 1936 |  | YES
1014587503 | 425 63 STREET Manhattan, NY 10021 (40.76920532766377, -73.959183941086) | Con Edison | THEY ROYAL YORK | ROYAL YORK ASSOCISTES | 211 46 STREET NEW YORK, NY 10017 (40.75302310571675, -73.97187838565173) | CB090303K | 7/4/05 | FEDERAL/EASTMOND (NEW) FST-175 | 2 | 5.85 | 2003 | 2038 | DUAL FUEL | 5 to 10 years old | HEVE (NEW) (I.C.) DG-84-S | #6 | 657000 | 459900 | 98550 | 68985 | Yes | 2018 | Walk-Up Apartments | 5 | 25468 | 2 | 13 | 496 | 497 | 1956 | YES
1007540068 | 350 31 STREET Manhattan, NY 10001 (40.750864134725994, -73.9962826045372) | Con Edison | HELMSELY SPEAR | APWU LOCAL 10 BLDG CO | 305 86th STREET MANHATTAN, NY 10028 (40.77783494683832, -73.95155321153848) | CA237283L | 7/7/05 | ROCKMILLS MP 100 | 1 | 5.61 | 1983 | 2018 |  | 26 to 30 years old | JOHNSON 11A9-50 | #6 | 627000 | 438900 | 94050 | 65835 | Yes | 2014 | Elevator Apartments | 3 | 63200 | 1 | 8 | 0 | 16 | 1924
1000220013 | 26 BROADWAY Manhattan, NY 10004 (40.70549393646826, -74.01331914476191) | Con Edison | CONSTITUTION REALTY | BROADWAY 26 WATERVIEW | 26 BROADWAY MANHATTAN, NY 10004 (40.70549393646826, -74.01331914476191) | CA109275P | 7/4/05 | ROCKMILLS MP 900 | 1 | 37.5 | 1975 | 2010 |  | 31 to 35 years old | SUPERIOR AB 600 | #6 | 586920 | 410844 | 88038 | 61627 | Yes | 2022 | Condominiums | 1 | 860889 | 1 | 32 | 0 | 117 | 1923
1005480001 | 1 UNIVERSITY PLACE Manhattan, NY 10003 (40.73088179735544, -73.99541364315854) | Con Edison | PIK RECORD COMPANY | PIK RECORD CO | 271 MADISON AVENUE MANHATTAN, NY 10016 (40.75118848877702, -73.98044892459097) | CA109080P | 7/5/05 | FEDERAL FST 300 | 2 | 12.62 | 1980 | 2015 |  | 26 to 30 years old | IND COMB DEG 145 (P) | #6 | 568506 | 397954 | 85276 | 59693 | Yes | 2018 | Office Buildings | 1 | 218985 | 1 | 21 | 265 | 272 | 1930
1010090019 | 118 57 STREET Manhattan, NY 10019 (40.76453902955363, -73.97777737624452) | Con Edison | PM.HOTEL ASSOCIATES L.P. | PMGP ASSOCIATES, L.P. | 118 57 STREET MANHATTAN, NY 10019 (40.76453902955363, -73.97777737624452) | CA078679M | 7/6/05 | CLEAVER BROOKS CB-600-600 | 2 | 25.22 | 1979 | 2014 |  | 31 to 35 years old | CLEAVER BROOKS INTEGRAL | #6 | 525600 | 367920 | 78840 | 55188 | Yes | 2019 | Elevator Apartments | 4 | 537719 | 1 | 41 | 0 | 1 | 1939
1013370006 | 307 44 STREET Manhattan, NY 10017 (40.75106124603298, -73.97102405208422) | Con Edison | 307 EAST 44TH STREE OWNERS | BEAUX ARTS II LLC C/O | 307 44TH STREET MANHATTAN, NY 10019 (40.76761164715987, -73.99180550022362) | CA075278H | 7/6/05 | FEDERAL FST 200 | 2 | 8.2 | 1978 | 2013 |  | 31 to 35 years old | ICI DE 84 P | #6 | 512460 | 358722 | 76869 | 53808 | Yes | 2017 | Elevator Apartments | 4 | 186255 | 2 | 16 | 312 | 318 | 1929
1008740001 | 225 PARK AVENUE Manhattan, NY 10003 (40.73731019525514, -73.988360113589) | Con Edison | ORDA MANAGEMENT CORP. | 225 FOURTH LLC | 225 PARK AVENUE MANHATTAN, NY 10003 (40.73731019525514, -73.988360113589) | CA226867L | 7/4/05 | CLEAVER BROOKS CB-500 | 2 | 16.7 | 1967 | 2010 |  | 41 - 45 years old | CLEVER BROOKS CB-500 | #6 | 492750 | 344925 | 73912 | 51739 | Yes | 2014 | Elevator Apartments | 2 | 455451 | 1 | 19 | 0 | 0 | 1910
1010680010 | 400 59 STREET Manhattan, NY 10019 (40.76961736273474, -73.98575722687055) | Con Edison | 400 WEST 59 ST.PARTNER | ONE COLUMBUS PLACE PA | 400 59TH ST 3rd ST MANHATTAN, NY 10019 (40.76961736273474, -73.98575722687055) | CA035797N | 7/5/05 | CLEAVER BROOKS CB400 600 15 | 2 | 25.21 | 1997 | 2032 | DUAL FUEL | 11 to 15 years old | CLEAVER BROOKS CB400 600 15 | #4 | 491391 | 343973 | 71252 | 49876 |  |  | Elevator Apartments | 6 | 13900 | 1 | 3 | 0 | 1 | 1900
1011717502 | 220 RIVERSIDE BOULEVARD Manhattan, NY 10069 (40.77953885225366, -73.98797567279642) | Con Edison | HUDSON WATERFRONT ASSOCIATES |  | 175 RIVERSIDE BLVD N Y, NEW YORK 10069 (40.77805038202792, -73.98860150574662) | CB113102J | #N/A | CLEAVER BROOKS CB400-600 | 2 | 25.2 | 2002 | 2037 | DUAL FUEL | 5 to 10 years old | CLEAVER BROOKS CB-400-600 | #4 | 491391 | 343973 | 71252 | 49876 | Yes | 2021 | Condominiums | 6 | 638767 | 1 | 48 | 420 | 627 | 0 | YES
1014990020 | 47 87 STREET Manhattan, NY 10128 (40.78153642778671, -73.95825345096664) | Con Edison | CARNEGIE HILL-87 CORP%WALLACK MGMT | CARNEGIE HILL 87 ST | 18 64 STREET N Y 10065 (40.76697082506496, -73.96984042701948) | CB171301M | 7/6/05 | FEDERAL-FST-150 | 2 | 6.3 | 2001 | 2036 | DUAL FUEL | 5 to 10 years old | INDUSTRIAL COMB.-DEG-63P | #4 | 490556 | 343389 | 71131 | 49791 | Yes | 2019 | Elevator Apartments | 4 | 116190 | 1 | 15 | 61 | 62 | 1948 |  | YES
1011240005 | 59 71 STREET Manhattan, NY 10023 (40.77626153058623, -73.9781022369721) | Con Edison | 59 WEST 71ST APT CORP | 59 WEST 71 APARTMENT | 115 30th STREET MANHATTAN, NY 10001 (40.747469858981354, -73.99000549094458) | CA350873X | 7/5/05 | ROCKMILLS (MP-125) | 1 | 4.2 | 1973 | 2010 |  | 36 - 40 year old | IRON FIREMAN A0-6-4.5 | #6 | 481800 | 337260 | 72270 | 50589 | Yes | 2014 | Walk-Up Apartments | 6 | 54976 | 1 | 9 | 40 | 40 | 1924 |  | YES
1017630001 | 2289 5 AVENUE Manhattan, NY 10037 (40.8150673325182, -73.93595946380151) | Con Edison | OWNER/SUPERINTENDENT | RIVERBEND HOUSING CO | 2289 5 AVENUE MANHATTAN, NY 10037 (40.8150673325182, -73.93595946380151) | CA686786R | 7/5/05 | FEDERAL FST 4250 | 2 | 16.8 | 1986 | 2021 |  | 21 to 26 years old | S.T. JOHNSON FD 68 CAHM-500 | #6 | 474520 | 332164 | 71178 | 49825 | Yes | 2013 | Elevator Apartments | 9 | 370814 | 1 | 16 | 629 | 634 | 1970 |  | YES
1008880001 | 1 PARK AVENUE Manhattan, NY 10016 (40.74605335998967, -73.98200475170165) | Con Edison | CARMEL,ROBERT | ONE PARK AVENUE PARTN | 1 PARK AVENUE MANHATTAN, NY 10016 (40.74605335998967, -73.98200475170165) | CA062886Z | 7/5/05 | FEDERAL PLW 661 | 2 | 25.93 | 1986 | 2021 |  | 21 to 26 years old | IND. COMB. DEG 300 P | #6 | 473186 | 331230 | 70978 | 49685 | Yes | 2018 | Elevator Apartments | 2 | 922184 | 1 | 18 | 0 | 45 | 1926
1022210017 | 590 204 STREET Manhattan, NY 10034 (40.86479196383333, -73.92172971997435) | Con Edison | SHERMAN ESTATES INC. | MMLERY, LLC | 185 SHERMAN AVENUE MANHATTAN, NY 10034 (40.8650215897717, -73.92200661192761) | CA377486X | 7/6/05 | ROCKMILLS MP 100 | 1 | 3.8 | 1986 | 2021 |  | 21 to 26 years old | I.C.I. DEG 42-P | #6 | 450000 | 315000 | 67500 | 47250 |  |  | Walk-Up Apartments | 10 | 44795 | 1 | 6 | 50 | 56 | 1928
1015410021 | 225 95 STREET Manhattan, NY 10128 (40.784286610324486, -73.94922671716954) | Con Edison | OGDEN CAP PROPERTIES, LLC | MF ASSOCIATES OF NEW | 20 64 ST MANHATTAN, NY 10023 (40.77133392517817, -73.98017965376708) | CA322286N | 7/6/05 | FEDERAL FST-500 | 4 | 6.3 | 1986 | 2021 |  | 21 to 26 years old | ST. JOHNSON FD 68CAHM-500 | #6 | 449840 | 314888 | 67476 | 47233 | Yes | 2021 | Elevator Apartments | 4 | 968264 | 4 | 35 | 1092 | 1097 | 1986
1007280042 | 406 31 STREET Manhattan, NY 10001 (40.75168546427526, -73.99821186617926) | Con Edison | EXPANSION GROUP | F I T STUDENT HOUSING | 250 57 STREET MANHATTAN, NY 10019 (40.766393521786576, -73.98218601253214) | CA227167P | 7/4/05 | FEDERAL #FST-700 | 2 | 5.6 | 1967 | 2010 |  | 41 - 45 years old | ACE # FD-200-VPGH | #6 | 438000 | 306600 | 65700 | 45990 | Yes | 2018 | Walk-Up Apartments | 3 | 324885 | 1 | 16 | 0 | 1 | 1914
1014590030 | 416 65 STREET Manhattan, NY 10021 (40.76920532766377, -73.959183941086) | Con Edison | STAHL YORK AVENUE COMPANY | STAHL YORK AVE CO | 4 PARK AVENUE MANHATTAN, NY 10016 (40.74650915812013, -73.98194367109245) | CA108680Y | 7/6/05 | ROCKMILLS MP-4399 | 3 | 16 | 1980 | 2015 |  | 26 to 30 years old | INDUSTRIAL COMBUSTION DEG-175P | #6 | 438000 | 306600 | 65700 | 45990 | Yes | 2019 | Office Buildings | 5 | 124902 | 4 | 6 | 235 | 235 | 1920
1007320007 | 455 34 STREET Manhattan, NY 10001 (40.7543486068164, -73.9985021293815) | Con Edison | WEST 34TH APTS CORP. | WEST 34TH APTS CORP | 313 PARKVILLE STATION BROOKLYN, NY 11204 (40.632550671232565, -73.96832882137637) | CA249683Z | 7/5/05 | ROCKMILLS MP 150 | 1 | 6.3 | 1983 | 2018 |  | 26 to 30 years old | IRON FIREMAN AGO 6-6.3 RK | #6 | 432000 | 302400 | 64800 | 45360 | Yes | 2022 | Condominiums | 3 | 97867 | 1 | 16 | 126 | 128 | 1929
1000157501 | 17 BATTERY PLACE Manhattan, NY 10004 (40.70495385056041, -74.0161118971392) | Con Edison | SL GREEN REALTY CORP. | ELI ACQUISITION LLC | 17 BATTERY PLACE MANHATTAN, NY 10004 (40.70495385056041, -74.0161118971392) | CA390792K | 7/6/05 | FEDERAL FST-500 | 2 | 19.99 | 1992 | 2027 |  | 16 to 20 years old | INDUSTRIAL COMBUSTION | #6 | 417140 | 291998 | 62571 | 43800 | Yes | 2015 | Elevator Apartments | 1 | 1257274 | 2 | 31 | 0 | 502 | 1902 | YES
1021100037 | 421 162 STREET Manhattan, NY 10032 (40.834912783331134, -73.93775386962801) | Con Edison | BMW PARKVIEW CORP. % CHARM EQUITIES | BMW PARKVIEW, L.P. | 421 168 ST MANHATHA, NY 10032 (40.83959329907735, -73.93622245951116) | CB096205M | 7/5/05 | (EXISTING) FEDERAL FST-125 | 1 | 4.1 | 2005 | 2040 | DUAL FUEL | 5 to 10 years old | ICI MMG-54P (NEW) | #4 | 410653 | 287457 | 59545 | 41681 | Yes | 2020 | Condominiums | 7 | 63720 | 1 | 6 | 65 | 65 | 1928
1014130027 | 169 78 STREET Manhattan, NY 10021 (40.76920532766377, -73.959183941086) | Con Edison | 169 E. 78 STREET CORP. % AKAM ASSOC | 169 EAST 78TH STREET | 169 78TH NEW YORK, NY 10003 (40.630147469756935, -74.03220416680294) | CB260602N | 7/6/05 | BEST 5C-125 (NEW) | 1 | 4.18 | 2002 | 2037 | DUAL FUEL | 5 to 10 years old | HEVE IC DEG-54P (NEW) | #6 | 410625 | 287438 | 61594 | 43116 | Yes | 2013 | Walk-Up Apartments | 4 | 55883 | 1 | 10 | 38 | 39 | 1928 |  | YES
1012810021 | 45 45 STREET Manhattan, NY 10017 (40.75440942047358, -73.97707986641598) | Con Edison | ROOSEVELT HOTEL | RHC EQUITY LLC | 45 45 STREET N Y, NEW YORK 10017 (40.75440942047358, -73.97707986641598) | CB004002Z | 7/6/05 | ROCKMILLS MP 500 | 1 | 21 | 2002 | 2037 | DUAL FUEL | 5 to 10 years old | ST JOHNSON FD68 CAHM SIZE 500 | #4 | 409493 | 286645 | 59376 | 41564 | Yes | 2021 | Elevator Apartments | 3 | 598248 | 1 | 18 | 0 | 1 | 1924
1015440019 | 345 81 STREET Manhattan, NY 10028 (40.77393168403481, -73.95231469528318) | Con Edison | 81ST STREET RESIDENCE CORP. | 81ST ST RESIDENCE COR | 345 81 STREET MANHATTAN, NY 10028 (40.77393168403481, -73.95231469528318) | CA270688Y | 7/5/05 | FEDERAL FLW 3036 | 2 | 10.8 | 1988 | 2023 |  | 21 to 26 years old | I.C. DEG 105P | #6 | 408800 | 286160 | 61320 | 42924 | Yes | 2014 | Elevator Apartments | 5 | 217720 | 1 | 20 | 216 | 217 | 1963 |  | YES
1013280021 | 245 54 STREET Manhattan, NY 10022 (40.75791308655647, -73.96790761267764) | Con Edison | BREVARD OWNERS INC. | BEVARD OWNERS CORP | 245 54 STREET NEW YORK, NY 10022 (40.75791308655647, -73.96790761267764) | CA208387N | 7/6/05 | FEDERAL PLW 529 | 2 | 19.2 | 1987 | 2022 |  | 21 to 26 years old | HEVE DEG 210 S | #4 | 400997 | 280698 | 58144 | 40701 | Yes | 2018 | Elevator Apartments | 5 | 406179 | 1 | 29 | 444 | 454 | 1977 |  | YES
1007930022 | 121 17 STREET Manhattan, NY 10011 (40.739555529730545, -73.9960527502262) | Con Edison | 121 WEST 17 ST OWNERS COR | 121-125 W 17 OWNERS C | 121 1TH STREET MANHATTAN, NY 10011 (40.74471526669623, -74.00460000028977) | CA266488H | 7/5/05 | ROCKMILLS R-72 | 1 | 2.6 | 1988 | 2023 |  | 21 to 26 years old | I.C.I. MMG-30 | #4 | 400000 | 280000 | 58000 | 40600 | Yes | 2013 | Elevator Apartments | 3 | 53298 | 1 | 8 | 28 | 29 | 1909 |  | YES
1010200005 | 235 48 STREET Manhattan, NY 10036 (40.76046677832929, -73.98558985323699) | Con Edison | C.S. RITZ HOLDING LP. | CS RITZ RESIDENCES LL | 888 SEVENTH AVE MANHATTAN, NY 10106 (40.76477099998169, -73.98039099994463) | CA052689K | 7/5/05 | FEDERAL FST 400 | 2 | 16.8 | 1989 | 2024 |  | 21 to 26 years old | S.T.JOHNSON FD68CAHM 400 | #6 | 400000 | 280000 | 60000 | 42000 | Yes | 2020 | Elevator Apartments | 3 | 475327 | 1 | 43 | 479 | 487 | 1989 |  | YES
1020020050 | 602 137 STREET Manhattan, NY 10031 (40.821449530567584, -73.95434336615641) | Con Edison | 3371 REALTY,LLC | 137 BROADWAY ASSOCIAT | 888 7TH AVE NEW YORK, NY 10019 (40.765163953112335, -73.98028704662573) | CA114398L | 7/5/05 | ROCKMILLS MP-125 | 1 | 4.82 | 1998 | 2033 | DUAL FUEL | 11 to 15 years old | INDUSTRIAL COMB DEG-54 P | #6 | 394219 | 275953 | 59133 | 41393 | Yes | 2022 | Elevator Apartments | 7 | 59316 | 1 | 6 | 37 | 44 | 1926
1011710129 | 180 RIVERSIDE BOULEVARD Manhattan, NY 10025 (40.79685012763133, -73.96372581059762) | Con Edison | TRUMP NEW WORLD /CENTRIUGAL ASSOC. | EQR-180 RIVERSIDE A L | 180 RIVER BLVD NEW YORK, NY 10069 (40.613309930930626, -74.18892183960719) | CA068398R | 7/7/05 | CLEAVER BROOKS CB 400 500 | 2 | 21.01 | 1998 | 2033 | DUAL FUEL | 11 to 15 years old | CLEAVER BROOKS C B400 500 | #6 | 386579 | 270605 | 57987 | 40591 | Yes | 2021 | Elevator Apartments | 6 | 589670 | 1 | 40 | 516 | 523 | 1998
1010330036 | 300 43 STREET Manhattan, NY 10036 (40.75793576160128, -73.98941818760571) | Con Edison | 303 WEST 42 STREET REALTY CO. | 300 WEST 43RD STREET, | 300 43rd STREET N Y 10036 (40.75793576160128, -73.98941818760571) | CB302201X | 7/6/05 | BEST 5C-125 | 1 | 5.25 | 2001 | 2036 | DUAL FUEL | 5 to 10 years old | INDUSTRIAL COMB, MMG-54 S | #4 | 381150 | 266805 | 55267 | 38687 | Yes | 2013 | Elevator Apartments | 3 | 72038 | 2 | 6 | 0 | 10 | 1928
1008350065 | 40 34 STREET Manhattan, NY 10001 (40.7495215258552, -73.98719382707662) | Con Edison | 40 WEST 34TH ST. OWNER LLC | 40 WEST 34TH STREET L | 500 5TH AVE NEW YORK, NY 10110-5500 (40.753706590459046, -73.98071872119976) | CA028378N | 7/7/05 | ROCKMILLS MP 700 | 2 | 29.41 | 1978 | 2013 |  | 31 to 35 years old | INDUSTRIAL COMBUSTION DE-300 | #6 | 380000 | 266000 | 57000 | 39900 |  |  | Cultural & Public Assembly | 3 | 18760 | 1 | 4 | 0 | 1 | 1930
1016690001 | 1901 1 AVENUE Manhattan, NY 10029 (40.784557024104835, -73.9437956536432) | Con Edison | METROPOLITAN H. NYC. H.& H. CORP. | HEALTH AND HOSPITALS | 1901 1 AVENUE MANHATTAN, NY 10029 (40.784557024104835, -73.9437956536432) | CA034167Y | 7/6/05 | KEELER CP-14585 | 1 | 52.5 | 1967 | 2010 |  | 41 - 45 years old | (3) TODD VCM | #6 | 379600 | 265720 | 56940 | 39858 |  |  | Elevator Apartments | 8 | 1075000 | 2 | 14 | 0 | 3 | 1967
1008250031 | 200 5 AVENUE Manhattan, NY 10010 (40.74284785982963, -73.98866917214109) | Con Edison | INTERNATIONAL TOY CENTER C/O CUSHMAN &WAKEFIELD, INC. | 200 FIFTH LLC | 60 PROSPECT AVE LYNBROOK, NY 11566-1395 (40.662151169358914, -73.68693619656563) | CA104175P | 7/4/05 | FEDERAL FLW6071 | 2 | 22.14 | 1975 | 2010 |  | 31 to 35 years old | ICI DE210S | #6 | 373800 | 261660 | 56070 | 39249 | Yes | 2015 | Elevator Apartments | 3 | 630916 | 1 | 14 | 0 | 0 | 1910
1015030038 | 1150 PARK AVENUE Manhattan, NY 10128 (40.78381589200001, -73.95468334845151) | Con Edison | GUMLEY MGMT | 1150 PARK AVE TENANTS | 770 LEXINGTON AVE MANHATTAN, NY 10065 (40.76307014183385, -73.96759762551441) | CA092980M | 7/5/05 | NATIONAL OB 793 | 2 | 10.81 | 1980 | 2015 |  | 26 to 30 years old | HEV-E-OIL DEG 105 P ( I.C.I. ) | #6 | 370560 | 259392 | 55584 | 38909 | Yes | 2013 | Loft Buildings | 4 | 166742 | 1 | 19 | 89 | 93 | 1940 |  | YES
1005937502 | 147 WAVERLY PLACE Manhattan, NY 10014 (40.73337291937656, -74.00098943974018) | Con Edison | MURRAY HILL PROP MGMT INC. |  | 1140 6 AVENUE MANHATTAN, NY 10036 (40.75628764468314, -73.98303897203539) | CA312654Z | 7/4/05 | SPENCER LW85 | 1 | 2.8 | 1954 | 2010 |  | Over 50 years | PETRO WD 4 | #4 | 365000 | 255500 | 52925 | 37048 |  |  | Elevator Apartments | 3 | 37298 | 1 | 12 | 18 | 18 | 1915
1007217501 | 410 24 STREET Manhattan, NY 10011 (40.74734015494423, -74.00133956299698) | Con Edison | INSIGNIA MANAGEMENT | LONDON TERRACE TOWERS | 675 THIRD AVENUE MANHATTAN, NY 10017 (40.75129610835038, -73.97404990585339) | CA231681J | 7/7/05 | FEDERAL FST 400 | 1 | 16.5 | 1981 | 2016 | DUAL FUEL | 26 to 30 years old | INDUSTRIAL COMBUSTION DEG - 175P | #6 | 354364 | 248055 | 53155 | 37208 | Yes | 2021 | Elevator Apartments | 3 | 68810 | 2 | 19 | 702 | 731 | 1932 | YES
1014457501 | 300 71 STREET Manhattan, NY 10021 (40.76805110603209, -73.95879439174116) | Con Edison | THESO CORP/GOODSTEIN MGT. | THESO CORPORATION | 211 46 STREET MANHATTAN, NY 10017 (40.75322376589619, -73.97228807391832) | CA285971L | 7/7/05 | FEDERAL FLW 4857 | 1 | 16.8 | 1971 | 2010 |  | 36 - 40 year old | ACE VPGH | #6 | 350400 | 245280 | 52560 | 36792 | Yes | 2015 | Office Buildings | 5 | 332377 | 1 | 18 | 285 | 289 | 1961 | YES
1010037501 | 761 7 AVENUE Manhattan, NY 10019 (40.76112181056959, -73.98323656249735) | Con Edison | 761 7TH AVE CONDO | EXECUTIVE PLAZA CONDO | 55 14 STREET MANHATTAN, NY 10011 (40.73676288704266, -73.99535654390279) | CA357486H | 7/6/05 | FEDERAL FST-400 | 3 | 16.8 | 1986 | 2021 |  | 21 to 26 years old | ST. JOHNSON FD68CAHM-400 | #6 | 350000 | 245000 | 52500 | 36750 | Yes | 2013 | Elevator Apartments | 3 | 450162 | 1 | 20 | 445 | 448 | 1927 | YES
1010180018 | 228 47 STREET Manhattan, NY 10036 (40.75967208025688, -73.9857893257573) | Con Edison | HOTEL EDISON | EDISON MANAGEMENT CO. | 228 47 STREET MANHATTAN, NY 10036 (40.75967208025688, -73.9857893257573) | CA068476N | 7/7/05 | ROCKMILLS MP 350 | 2 | 10.6 | 1976 | 2011 |  | 31 to 35 years old | HEVEOIL DE 175 | #6 | 350000 | 245000 | 52500 | 36750 | Yes | 2018 | Elevator Apartments | 3 | 399325 | 1 | 22 | 0 | 2 | 1930
1008290007 | 49 27 STREET Manhattan, NY 10001 (40.744879108350105, -73.98959499222492) | Con Edison | WIENER REALTY | RADIO WAVE, LLC C/O C | 5676 RIVERDALE BRONX, NY 10471 (40.90603192863733, -73.90429477417916) | CA321986J | 7/5/05 | ROCKMILLS MP4-133 | 1 | 4.5 | 1986 | 2021 |  | 21 to 26 years old | ICI MEG 63 P | #4 | 350000 | 245000 | 50750 | 35525 | Yes | 2019 | Condominiums | 3 | 83050 | 1 | 10 | 0 | 22 | 1945
1014190010 | 215 64 STREET Manhattan, NY 10021 (40.76920532766377, -73.959183941086) | Con Edison | THE DENIHAN COMPANY | 215 EAST 64TH STREET | 551 FIFTH AVE MANHATTAN, NY 10176 (40.75525900020273, -73.97960599971708) | CA047078P | 7/7/05 | FEDERAL FST 200 | 2 | 8.4 | 1978 | 2013 |  | 31 to 35 years old | S T JOHNSON MODEL FD-68 SIZE 200 | #6 | 349440 | 244608 | 52416 | 36691 | Yes | 2019 | Walk-Up Apartments | 4 | 109921 | 1 | 12 | 0 | 1 | 1963
1013460049 | 300 54 STREET Manhattan, NY 10022 (40.75733196421543, -73.96668942301166) | Con Edison | CONNAUGHT TOWER CORP. | CONNAUGHT TOWER AKA 3 | 127 59TH ST MANHATTAN, NY 10022 (40.76241654818314, -73.96854870758665) | CA031378K | 7/4/05 | CLEAVER BROOKS CB 600-350 | 2 | 14.6 | 1978 | 2013 |  | 31 to 35 years old | CLEAVER BROOKS CB 600-350 | #6 | 347361 | 243153 | 52104 | 36473 | Yes | 2016 | Elevator Apartments | 5 | 300080 | 1 | 34 | 360 | 367 | 1977 |  | YES
1011657503 | 2109 BROADWAY Manhattan, NY 10023 (40.77992630106403, -73.98178152708138) | Con Edison | ANSONIA CONDOMINIUM | TBB LLC | 2109 BROADWAY MANHATTAN, NY 10023 (40.77992630106403, -73.98178152708138) | CA009081Z | 7/6/05 | FEDERAL FST 400 | 2 | 16.9 | 1981 | 2016 |  | 26 to 30 years old | INDUSTRIAL COMBUSTION DEG-175-P | #6 | 343684 | 240579 | 51553 | 36087 | Yes | 2015 | Elevator Apartments | 6 | 448837 | 1 | 17 | 385 | 387 | 0 | YES
1013330023 | 5 TUDOR CITY PLACE Manhattan, NY 10017 (40.74842490842537, -73.97089659198193) | Con Edison | WINDSOR OWNERS CORP. | WINDSORS OWNERS CORP | 250 PARK AVENUE MANHATTAN, NY 10003 (40.738333453173844, -73.9878407889095) | CA076879H | 7/5/05 | ROCKMILLS MP4399 | 2 | 16.77 | 1979 | 2014 |  | 31 to 35 years old | HEVE OIL DE 175 P | #6 | 343684 | 240579 | 51553 | 36087 | Yes | 2013 | Walk-Up Apartments | 4 | 418312 | 1 | 26 | 764 | 776 | 1930 |  | YES
1015820023 | 120 END AVENUE Manhattan, NY 10028 (40.776344978837756, -73.95296667956859) | Con Edison | INSIGNA 120 EAST END AVENUE CORP. | 120 EAST END AVE CORP | 120 END AVENUE NEW YORK, NY 10028 (40.56341271189668, -74.17875494760779) | CA141265L | 7/5/05 | CLEAVER BROOKS C B 665-300 | 2 | 11.8 | 1965 | 2010 |  | 41 - 45 years old | CLEAVER BROOKS INTEGAL | #6 | 342000 | 239400 | 51300 | 35910 | Yes | 2022 | Elevator Apartments | 5 | 211270 | 1 | 17 | 34 | 34 | 1931 |  | YES
1000167508 | 200 RECTOR PLACE Manhattan, NY 10280 (40.70884840763756, -74.01619697525564) | Con Edison | LIBERTY CT% MILFORD MGMT. | LIBERTY COURT CONDOMI | 99 BATTERY PLACE MANHATTAN, NY 10280 (40.707751234761815, -74.0169164328791) | CA250787L | 7/7/05 | FEDERAL FST 400 | 3 | 16.8 | 1987 | 2022 |  | 21 to 26 years old | S.T.JOHNSON FD68CAHN 400 | #6 | 334000 | 233800 | 50100 | 35070 | Yes | 2016 | Walk-Up Apartments | 1 | 428589 | 1 | 44 | 546 | 548 | 1987 | YES
1014970009 | 12 86 STREET Manhattan, NY 10028 (40.781344935492015, -73.96005628504636) | Con Edison | 12 EAST 86 TH ST. /NY URBAN PROPERTY | 12 EAST 86TH STREETLL | 400 59 STREET MANHATTAN, NY 10019 (40.76961736273474, -73.98575722687055) | CA101480H | 7/6/05 | ROCKMILLS MP 350 | 2 | 11.7 | 1980 | 2015 |  | 26 to 30 years old | ICI DEG-145(P) | #6 | 332624 | 232837 | 49894 | 34926 | Yes | 2017 | Elevator Apartments | 4 | 472600 | 1 | 15 | 343 | 360 | 1923
1008280041 | 230 5 AVENUE Manhattan, NY 10001 (40.744097544512584, -73.987760543375) | Con Edison | NEWMARK & CO. REAL ESTATE | 230 5 AVE ASSOC | 594 BROADWAY MANHATTAN, NY 10012 (40.725076114188276, -73.99702114886225) | CA035979Y | 7/5/05 | FEDERAL FST 350 | 2 | 14.74 | 1979 | 2014 |  | 31 to 35 years old | IND. COMBUSTION DE-145 P | #6 | 332024 | 232417 | 49804 | 34863 | Yes | 2018 | Elevator Apartments | 3 | 376699 | 1 | 20 | 0 | 199 | 1914
1013090069 | 417 PARK AVENUE Manhattan, NY 10022 (40.760082783646794, -73.97170751446617) | Con Edison | BROWN,HARRIS,STEVENS INC. | 417 PARK AVE CP | 770 LEXINGTON AVENUE MANHATTAN, NY 10075 (40.77293949176419, -73.95609016263086) | CA291187Z | 7/6/05 | FEDERAL FST 90 | 2 | 3.79 | 1987 | 2022 |  | 21 to 26 years old | ICI DEG 42 P | #6 | 330000 | 231000 | 49500 | 34650 | Yes | 2019 | Walk-Up Apartments | 4 | 89651 | 1 | 13 | 28 | 29 | 1916 |  | YES
1011407501 | 155 68 STREET Manhattan, NY 10023 (40.77567376983945, -73.98254930526488) | Con Edison | MILFORD MGMT CORP. | DORCHESTER TOWER COND | 888 SEVENTH AVE MANHATTAN, NY 10023 (40.774536138232236, -73.97994335610099) | CA132381Y | 7/7/05 | PACIFIC 84LS | 2 | 15 | 1981 | 2016 |  | 26 to 30 years old | ST JOHNSON FD6PCA500HM | #6 | 330000 | 231000 | 49500 | 34650 | Yes | 2020 | Walk-Up Apartments | 6 | 617105 | 1 | 34 | 680 | 681 | 1965 | YES
1008140019 | 1400 BROADWAY Manhattan, NY 10018 (40.75302310571675, -73.98727477879339) | Con Edison | 1400 BROADWAY ASSOCIATES | 112-1400 TRADE PROPER | 1400 BROADWAY NEW YORK, NY 10018 (40.75302310571675, -73.98727477879339) | CB175203X | 7/5/05 | EASTMOND-ESP-350 (NEW) | 3 | 14.7 | 2003 | 2038 | DUAL FUEL | 5 to 10 years old | INDUSTRIAL COMBUSTION-DEG-175S | #6 | 329157 | 230410 | 49374 | 34561 | Yes | 2014 | Elevator Apartments | 3 | 768530 | 1 | 35 | 0 | 205 | 1930
1012280061 | 424 END AVENUE Manhattan, NY 10024 (40.78362556816552, -73.96653900057436) | Con Edison | MANHATTAN SKYLINE MGMT CO | 81 WEST RIVER POOH, L | 103 55 STREET MANHATTAN, NY 10019 (40.76312503200586, -73.97825056178426) | CA110981K | 7/4/05 | CLEAVERBROOKS CB400-250-15 | 2 | 9.5 | 1981 | 2016 |  | 26 to 30 years old | CLEAVER BROOKS CB400-15#D P | #6 | 328820 | 230174 | 49323 | 34526 | Yes | 2018 | Walk-Up Apartments | 6 | 288631 | 1 | 22 | 230 | 235 | 1982
1011317502 | 124 60 STREET Manhattan, NY 10023 (40.77030077210417, -73.98537007534331) | Con Edison | BRODSKY ORGANIZATION |  | 400 59TH STREET MANHATTAN, NY 10019 (40.76961736273474, -73.98575722687055) | CA138385Z | 7/5/05 | CLEAVER BROOKS CB 600-500 | 2 | 21 | 1985 | 2020 |  | 21 to 26 years old | CLEAVER BROOKS CB 600-500 | #6 | 328500 | 229950 | 49275 | 34492 | Yes | 2021 | Walk-Up Apartments | 6 | 566036 | 1 | 51 | 0 | 509 | 1986 | YES
1008240028 | 28 23 STREET Manhattan, NY 10010 (40.740782181501466, -73.98783421920398) | Con Edison | GVA WILLIAMS | 23RD STREET LLC | 28 23 STREET MANHATTAN, NY 10010 (40.740782181501466, -73.98783421920398) | CA122387X | 7/6/05 | FEDERAL FST 500 | 2 | 16.75 | 1987 | 2022 |  | 21 to 26 years old | HEV DEG 210 P | #6 | 328500 | 229950 | 49275 | 34492 | Yes | 2014 | Elevator Apartments | 3 | 439330 | 4 | 12 | 0 | 25 | 1911
1008280001 | 776 6 AVENUE Manhattan, NY 10001 (40.744920214232764, -73.9913217279252) | Con Edison | 774 DEVELOPEMENT%WITKOFF GROUP | CHELSEA NEW YORK REAL |  | CB078101M | 7/6/05 | CLEAVER BROOKS CB 400-400 | 2 | 16.8 | 2001 | 2036 | DUAL FUEL | 5 to 10 years old | CLEAVER BROOKS CB400 400 | #4 | 327594 | 229316 | 47501 | 33251 | Yes | 2018 | Elevator Apartments | 3 | 454538 | 6 | 37 | 387 | 401 | 2000
1012400029 | 201 92 STREET Manhattan, NY 10025 (40.791536736858305, -73.9722597924112) | Con Edison | HESPER REALTY ASSOC. | 92 EQUITIES LLC | 201 92ND ST NEW YORK, NY 10065 (40.61996671864341, -74.03534239792215) | CA208780J | 7/5/05 | FEDERAL FST-100 | 1 | 4.3 | 1980 | 2015 | DUAL FUEL | 26 to 30 years old | IND COMB MEG-42-P | #4 | 327219 | 229053 | 47447 | 33213 | Yes | 2020 | Hotels | 6 | 68841 | 1 | 6 | 67 | 84 | 1934
1012470029 | 525 END AVENUE Manhattan, NY 10024 (40.78362556816552, -73.96653900057436) | Con Edison | 521 WEST END CORP. | 525 CRT, LLC | 40 EXCHANGE PLACE MANHATTAN, NY 10005 (40.70574493861897, -74.0098106474021) | CA134079M | 7/6/05 | ROCKMILLS MP 250 | 1 | 8.96 | 1979 | 2014 |  | 31 to 35 years old | I.C.I. DEG105 P | #6 | 327040 | 228928 | 49056 | 34339 | Yes | 2017 | Walk-Up Apartments | 6 | 171655 | 1 | 13 | 128 | 129 | 1920
1017630001 | 2289 5 AVENUE Manhattan, NY 10037 (40.8150673325182, -73.93595946380151) | Con Edison | OWNER/SUPERINTENDENT | RIVERBEND HOUSING CO | 2289 5 AVENUE MANHATTAN, NY 10037 (40.8150673325182, -73.93595946380151) | CA080166J | 7/5/05 | FEDERAL #FLR 4250 | 1 | 15.7 | 1966 | 2010 |  | 41 - 45 years old | ST JOHNSON A53400 (ROTARY) | #6 | 327040 | 228928 | 49056 | 34339 | Yes | 2013 | Elevator Apartments | 9 | 370814 | 1 | 16 | 629 | 634 | 1970 |  | YES
1008647502 | 198 MADISON AVENUE Manhattan, NY 10016 (40.74843825945602, -73.98253658367247) | Con Edison | OXFORD UNIVERSITY PRESS |  | 198 MADISON AVENUE MANHATTAN, NY 10016 (40.74843825945602, -73.98253658367247) | CA270494X | 7/5/05 | CLEAVER BROOKS CB 600-600 | 1 | 25.2 | 1994 | 2029 |  | 16 to 20 years old | CLEAVER BROOKS CB600-600 | #4 | 327000 | 228900 | 47415 | 33190 | Yes | 2014 | Walk-Up Apartments | 3 | 1581994 | 2 | 13 | 0 | 4 | 1906 | YES
1020160050 | 101 147 STREET Manhattan, NY 10039 (40.82178151707236, -73.93535868743746) | Con Edison | MARY J, SWEETING | ESPLANADE GARDENS INC | 5013 FARRAGUT ROAD BROOKLYN, NY 11203 (40.63749500568942, -73.92871109813501) | CA230994X | 7/5/05 | FEDERAL FLR-6071 | 2 | 21.35 | 1994 | 2029 |  | 16 to 20 years old | I.C.I. LN DEG-252S | #6 | 324000 | 226800 | 48600 | 34020 | Yes | 2016 | Elevator Apartments | 9 | 1487977 | 4 | 27 | 1225 | 1229 | 1968 |  | YES
1003210001 | 26 LEWIS STREET Manhattan, NY 10002 (40.714157380640465, -73.9798481746098) | Con Edison | EAST RIVER HOUSING CORP. | SHLACHTER, ADAM | 530 D GRAND STREET MANHATTAN, NY 10002 (40.71442713902825, -73.98140056556467) | CA130371L | 7/4/05 | BABCOCK & WILCOX F027 | 1 | 100 | 1971 | 2010 |  | 36 - 40 year old | BABCOCK & WILCOX C24L | #6 | 323750 | 226625 | 48562 | 33994 | Yes | 2021 | Educational Structures | 1 | 1231250 | 3 | 21 | 1681 | 1684 | 1955 |  | YES
1013890001 | 930 5 AVENUE Manhattan, NY 10021 (40.77395032933856, -73.96593386703807) | Con Edison | 930 5TH AVENUE CORP. | 930 FIFTH CORP | 675 THIRD AVENUE MANHATTAN, NY 10017 (40.75129610835038, -73.97404990585339) | CA096880N | 7/5/05 | ROCKMILLS MP 350 | 1 | 14.7 | 1980 | 2015 | DUAL FUEL | 26 to 30 years old | HEV E OIL DEG 145-S (I.C.I.) | #6 | 322149 | 225504 | 48322 | 33826 | Yes | 2019 | Walk-Up Apartments | 4 | 220003 | 1 | 20 | 140 | 145 | 1940 |  | YES
1008780065 | 120 23 STREET Manhattan, NY 10010 (40.739814062505545, -73.98555342766147) | Con Edison | GRAMERCY FIVE ASSOCIATES | GRAMERCY FIVE | 380 MADISON AVENUE MANHATTAN, NY 10017 (40.755596213835844, -73.97727528530339) | CA098280Z | 7/6/05 | FEDERAL FST-350 | 1 | 14.7 | 1980 | 2015 | DUAL FUEL | 26 to 30 years old | HEV-E DEG 145-S | #6 | 322149 | 225504 | 48322 | 33826 | Yes | 2018 | Elevator Apartments | 2 | 200757 | 1 | 12 | 0 | 0 | 1913
1013650009 | 420 54 STREET Manhattan, NY 10022 (40.75623675335389, -73.96406410799813) | Con Edison | MOCKLOWE MANAGEMENT | EQR-RIVERTOWER, LLC | 767 FIFTH AVE MANHATTAN, NY 10153 (40.763610909778, -73.9734706260478) | CA159480J | 7/4/05 | CLEAVER BROOKS CB-400-350 | 2 | 14.64 | 1980 | 2015 | DUAL FUEL | 26 to 30 years old | CLEAVER BROOKS INTEGRAL | #6 | 322149 | 225504 | 48322 | 33826 | Yes | 2015 | Elevator Apartments | 5 | 413233 | 1 | 37 | 322 | 324 | 1982
1010190001 | 267 47 STREET Manhattan, NY 10036 (40.75997452132542, -73.98637359606901) | Con Edison | THE BILTMORE | BILTMORE TOWER, | 271 47th STREET N Y, NEW YORK 10036 (40.76002649549292, -73.98650008741646) | CB183702K | 7/6/05 | CLEAVER BROOKS CB 400-400 | 2 | 16.8 | 2002 | 2037 | DUAL FUEL | 5 to 10 years old | CLEAVER BROOKS CB-400-400 | #6 | 322149 | 225504 | 48322 | 33826 | Yes | 2019 | Condominiums | 3 | 463143 | 1 | 52 | 464 | 465 | 2001
1008130023 | 1372 BROADWAY Manhattan, NY 10018 (40.75235760741509, -73.98745464319921) | Con Edison | SL GREEN REALTY CORP. | 1372 BROADWAY LLC | 420 LEXINGTON AVENUE MANHATTAN, NY 10018 (40.756840774582145, -73.99669149981281) | CA023182Z | 7/4/05 | ROCKMILLS MP350 | 2 | 14.7 | 1982 | 2017 |  | 26 to 30 years old | HEVE DE-145-P | #6 | 321860 | 225302 | 48279 | 33795 | Yes | 2013 | Walk-Up Apartments | 3 | 479620 | 2 | 20 | 0 | 0 | 1914
1010150029 | 1501 BROADWAY Manhattan, NY 10036 (40.75664722311285, -73.98607810294877) | Con Edison | PARAMOUNT LEASEHOLD % NEWMARK | PARAMOUNT LEASEHOLD, | 1501 BROADWAY NEW YORK, NY 10036 (40.75664722311285, -73.98607810294877) | CB093506M | 7/5/05 | FESERAL-FST-350 (NEW) | 3 | 11.7 | 2006 | 2041 | DUAL FUEL | Fewer than 5 years old | ICI-DEG-145P (NEW) | #6 | 316344 | 221441 | 47452 | 33216 | Yes | 2015 | Office Buildings | 3 | 686603 | 1 | 32 | 0 | 201 | 1926
1013207506 | 211 46 STREET Manhattan, NY 10017 (40.75322376589619, -73.97228807391832) | Con Edison | L'ECOLE ASSOCIATES |  | 121 46TH street MANHATTAN, NY 10017 (40.75411230817528, -73.97441017387138) | CA043778H | 7/5/05 | FEDERAL FLW -331 | 2 | 13.87 | 1978 | 2013 |  | 31 to 35 years old | HEV-E-OIL DEG 145P | #6 | 307476 | 215233 | 46121 | 32285 | Yes | 2020 | Elevator Apartments | 4 | 244862 | 1 | 34 | 261 | 265 | 1979 | YES
1008880020 | 200 LEXINGTON AVENUE Manhattan, NY 10016 (40.74541484134892, -73.98043993137071) | Con Edison | NEW YORK DESIGN CENTER | NY FURNITURE EXCHANGE | 200 LEXINGTON AVENUE MANHATTAN, NY 10016 (40.74541484134892, -73.98043993137071) | CA042078M | 7/5/05 | FEDERAL FST-350 SP | 2 | 14.74 | 1978 | 2013 |  | 31 to 35 years old | IND COMB DE 145(S) | #6 | 307400 | 215180 | 46110 | 32277 | Yes | 2018 | Elevator Apartments | 2 | 461706 | 1 | 16 | 0 | 2 | 1925
1008140052 | 1410 BROADWAY Manhattan, NY 10018 (40.75328390910528, -73.98719383981074) | Con Edison | L.H.CHARNEY ASSOCIATES | L. CHARNEY 1410 BROAD | 1435 MANHATTAN NY 10018 (40.756840774582145, -73.99669149981281) | CA447587X | 7/7/05 | FEDERAL FST 350 | 2 | 14.7 | 1987 | 2022 |  | 21 to 26 years old | ICI DEG 145 P | #6 | 303534 | 212474 | 45530 | 31871 | Yes | 2014 | Elevator Apartments | 3 | 367212 | 1 | 33 | 0 | 106 | 1930
1000220013 | 26 BROADWAY Manhattan, NY 10004 (40.70549393646826, -74.01331914476191) | Con Edison | CONSTITUTION REALTY ASSOCIATES | BROADWAY 26 WATERVIEW | 125 PARK AVENUE NEW YORK, NY 10017 (40.75150189626578, -73.97791375384898) | CA003181Z | 7/6/05 | ROCKMILLS MP 600 | 2 | 25.2 | 1981 | 2016 |  | 26 to 30 years old | ICI DEG-252(P) | #6 | 302016 | 211411 | 45302 | 31712 | Yes | 2022 | Condominiums | 1 | 860889 | 1 | 32 | 0 | 117 | 1923
1001440040 | 60 HUDSON STREET Manhattan, NY 10013 (40.71792734367743, -74.00891101449382) | Con Edison | HUDSON TELEGRAPH ASSOC./GVA WILLIAMS | 60 HUDSON OWNERS LLC | 60 HUDSON STREET MANHATTAN, NY 10013 (40.71792734367743, -74.00891101449382) | CA062982Z | 7/5/05 | ROCKMILLS MP-700 | 2 | 28.2 | 1982 | 2017 |  | 26 to 30 years old | ICI #DEG300P | #6 | 302000 | 211400 | 45300 | 31710 | Yes | 2014 | Walk-Up Apartments | 1 | 802000 | 1 | 23 | 0 | 144 | 1936
1015017501 | 1239 MADISON AVENUE Manhattan, NY 10128 (40.78314140047803, -73.95713849759153) | Con Edison | J. BRIAN PETERS | THE 45 E 89 ST CONDO | 200 MADISON AVE NEW YORK, NY 10016 (40.74877830573848, -73.9822475686496) | CA276389L | 7/5/05 | FEDERAL FLW 5464 | 1 | 26.46 | 1989 | 2024 |  | 21 to 26 years old | S.T.JOHNSON FD68 CAHN-400 | #6 | 300000 | 210000 | 45000 | 31500 | Yes | 2021 | Elevator Apartments | 4 | 582673 | 1 | 38 | 251 | 255 | 1969 | YES
1008870030 | 135 31 STREET Manhattan, NY 10016 (40.74449263698823, -73.98103980604914) | Con Edison | MASTIC ASSOCIATES | MHP LAND ASSOCIATES | 390 PARK AVE MANHATTAN, NY 10022 (40.75945441171111, -73.97249316021404) | CA544586Z | 7/7/05 | FEDERAL FST 500 NYC | 3 | 21 | 1986 | 2021 |  | 21 to 26 years old | ST. JOHNSON FD 68 CAHM-500 | #6 | 297840 | 208488 | 44676 | 31273 | Yes | 2017 | Walk-Up Apartments | 2 | 800227 | 1 | 31 | 709 | 722 | 1988
1008907501 | 155 34 STREET Manhattan, NY 10016 (40.746210028517, -73.979188625544) | Con Edison | CHAS.H.GREENTHAL MANAGEMENT | WARREN HOUSE CONDOMIN | 9 38 STREET MANHATTAN, NY 10016 (40.75058238108704, -73.98167876193074) | CA163186K | 7/6/05 | FEDERAL FST 350 | 2 | 18 | 1986 | 2021 |  | 21 to 26 years old | HEV-E- OIL DEG 175-P ( I.C.I. ) | #6 | 295650 | 206955 | 44348 | 31043 | Yes | 2020 | Hotels | 2 | 258206 | 1 | 19 | 330 | 336 | 1961 | YES
1016260021 | 1774 3 AVENUE Manhattan, NY 10029 (40.78651013726156, -73.94839714559805) | Con Edison | LEXINGTON HOUSES | NEW YORK CITY HOUSING | 250 BROADWAY MANHATTAN, NY 10007 (40.713030997860336, -74.00729634911944) | CA176888H | 7/6/05 | KEWANEE 7L288 KX TYPE C | 3 | 14.02 | 1988 | 2023 |  | 21 to 26 years old | PREFERRED BHE-8-3M4 | #6 | 295650 | 206955 | 44348 | 31043 |  |  | Elevator Apartments | 8 | 200300 | 2 | 14 | 225 | 225 | 1951
1001480015 | 40 WORTH STREET Manhattan, NY 10013 (40.717284048272404, -74.00672711428712) | Con Edison | NEWMARK & CO REAL ESTATE. | 40 WORTH ASSOCIATES | 594 BROADWAY MANHATTAN, NY 10012 (40.725076114188276, -73.99702114886225) | CA159781N | 7/5/05 | ROCKMILLS #MP 600 | 2 | 24.22 | 1981 | 2016 |  | 26 to 30 years old | HEVE DEG 252 P | #6 | 295650 | 206955 | 44348 | 31043 | Yes | 2018 | Elevator Apartments | 1 | 702815 | 1 | 20 | 0 | 10 | 1929
1021620001 | 1365 ST NICHOLAS' AVENUE Manhattan, NY 10033 (40.847647963720384, -73.93499980052688) | Con Edison | RACHEL BRIDGE CORP | THE GEORGE UNITS LLC | 407 BROOKLYN NY 11219 (40.63277295540763, -73.99667681118586) | CA201880P | 7/7/05 | FEDERAL FLR 3643 | 5 | 14.1 | 1980 | 2015 |  | 26 to 30 years old | INDUSTRIAL COMBUSTION DEG 145-P | #6 | 295650 | 206955 | 44348 | 31043 | Yes | 2022 | Walk-Up Apartments | 10 | 503310 | 2 | 32 | 480 | 484 | 1962 |  | YES
1021560083 | 2540 AMSTERDAM AVENUE Manhattan, NY 10033 (40.85165175267008, -73.92831522655246) | Con Edison | YESHIVA UNIVERSITY | RABBI ISAAC ETAL | 500 185 STREET MANHATTAN, NY 10033 (40.85050855080668, -73.92923531656784) | CA055681J | 7/4/05 | ROCKMILLS MP 350 | 2 | 11.7 | 1981 | 2016 |  | 26 to 30 years old | IRON FIREMAN AGO 6-15 RK | #6 | 295650 | 206955 | 44348 | 31043 | Yes | 2016 | Walk-Up Apartments | 10 | 119715 | 1 | 5 | 0 | 1 | 1929
1000750001 | 127 JOHN STREET Manhattan, NY 10038 (40.707139695781905, -74.00522524649818) | Con Edison | CENTRIFUGAL ASSOCIATES, INC. | 127 JOHN STREET REALT | 13 15 JACKSON AVENUE LONG ISLAND CITY, NY 11101 (40.74570244980828, -73.93866902925225) | CA097498R | 7/5/05 | CLEAVER BROOKS CB 900-350 | 2 | 14.64 | 1998 | 2033 | DUAL FUEL | 11 to 15 years old | CLEAVER BROOKSCB 900-350 | #4 | 294834 | 206384 | 42751 | 29926 | Yes | 2015 | Walk-Up Apartments | 1 | 541000 | 1 | 31 | 576 | 579 | 1973
1005480070 | 300 MERCER STREET Manhattan, NY 10003 (40.72881590819744, -73.99500851726998) | Con Edison | ALAGIN MANAGEMENT CO. | HILARY GARDENS COMPAN | 64 35 YELLOWSTONE BOULEVARD FOREST HILL, NY 11375 (40.720707263029794, -73.84628429608335) | CA079097R | 7/4/05 | FEDERAL PLW 463 | 2 | 18.76 | 1997 | 2032 | DUAL FUEL | 11 to 15 years old | ICI DEG-210 P | #6 | 293460 | 205422 | 44019 | 30813 | Yes | 2018 | Elevator Apartments | 1 | 455959 | 1 | 35 | 486 | 491 | 1976
1008660064 | 220 MADISON AVENUE Manhattan, NY 10016 (40.749497763361944, -73.98171696865228) | Con Edison | BARRY BENAMI | MURRAY HOUSE OWNERS C | 50 17TH STREET MANHATTAN, NY 10011 (40.738563940959885, -73.99384605181096) | CA068070N | 7/5/05 | NATIONAL UNKNOWN | 1 | 13 | 1970 | 2010 |  | 36 - 40 year old | ICI AME8 | #6 | 292000 | 204400 | 43800 | 30660 | Yes | 2016 | Elevator Apartments | 3 | 211910 | 1 | 15 | 198 | 200 | 1941 |  | YES
1005450026 | 442 LAFAYETTE STREET Manhattan, NY 10003 (40.729842381878306, -73.99147123385663) | Con Edison | NEWARKMARK & CO. REAL ESTATE | LAFAYETTE-ASTOR ASSOC | 594 BROADWAY MANHATTAN, NY 10012 (40.725076114188276, -73.99702114886225) | CA115880Y | 7/6/05 | ROCKMILLS#MP-300 | 1 | 13.8 | 1980 | 2015 | DUAL FUEL | 26 to 30 years old | HEV-E-OIL#DEG-145-P | #6 | 289934 | 202954 | 43490 | 30443 | Yes | 2015 | Elevator Apartments | 2 | 316832 | 4 | 12 | 0 | 43 | 1910
1014500023 | 370 76 STREET Manhattan, NY 10021 (40.77066038189854, -73.95483146677016) | Con Edison | INSIGNIA AAF.THE NEWPORT EAST INC. | EAST 76 UNITS, LLC | 370 76th STREET MANHATTAN, NY 10021 (40.77066038189854, -73.95483146677016) | CA000977K | 7/4/05 | FEDERAL FST-350SP | 2 | 14.7 | 1977 | 2012 |  | 31 to 35 years old | HEV-E-OIL DE 145 P | #6 | 289080 | 202356 | 43362 | 30353 | Yes | 2020 | Elevator Apartments | 5 | 388735 | 1 | 19 | 369 | 374 | 1966 |  | YES
1005110001 | 568 BROADWAY Manhattan, NY 10012 (40.72423783014144, -73.99771795298032) | Con Edison | WINTHROP MGMT LLC. | 568 BROADWAY PROPERTY | 1407 BROADWAY MANHATTAN, NY 10018 (40.753436793850256, -73.98714887370926) | CA114681R | 7/7/05 | ROCKMILLS MP 300 | 1 | 7 | 1981 | 2016 |  | 26 to 30 years old | HEV-E-OIL DEG 145 P | #6 | 289080 | 202356 | 43362 | 30353 | Yes | 2021 | Walk-Up Apartments | 1 | 286250 | 1 | 12 | 0 | 93 | 1900
1012780014 | 342 MADISON AVENUE Manhattan, NY 10173 (40.75375400004714, -73.9785640002284) | Con Edison | MACKLOWE MGMT. CO. | 340 MADISON AVENUE SY | 340 MAADISON AVE NEW YORK, NY 10017 (40.75376954300111, -73.97857833477002) | CA104680X | 7/4/05 | ROCKMILLS MP 350 | 2 | 13.8 | 1980 | 2015 |  | 26 to 30 years old | ICI DEG 145 P | #6 | 288400 | 201880 | 43260 | 30282 | Yes | 2018 | Elevator Apartments | 3 | 486874 | 1 | 22 | 0 | 214 | 1922
1007570031 | 461 8 AVENUE Manhattan, NY 10001 (40.75181801419751, -73.99374090418405) | Con Edison | A.K.A. 5 PENN PLAZA | ELI ACQUISITION LLC | 5 PENN PLAZA NEW YORK, NY 10001 (40.749560532436384, -73.99161524702181) | CA129282L | 7/5/05 | ROCKMILLS MP-450 | 2 | 18.9 | 1982 | 2017 |  | 26 to 30 years old | HEV-E-OIL DEG-210P | #4 | 282606 | 197824 | 40978 | 28685 | Yes | 2017 | Walk-Up Apartments | 3 | 607425 | 1 | 24 | 0 | 7 | 1917
1015680001 | 401 88 STREET Manhattan, NY 10128 (40.778184421385255, -73.94837064513962) | Con Edison | 1700 FIRST AVENUE LLC % SOLIL MGMT. | 1700 FIRST AVENUE | 640 FIFTH AVENUE MANHATTAN, NY 10019 (40.75918853863369, -73.97674417161663) | CB147206Z | #N/A | ROCKMILLS MP - 300 SS (NEW) | 1 | 10 | 2006 | 2041 | DUAL FUEL | Fewer than 5 years old |  | #6 | 276452 | 193516 | 41468 | 29027 | Yes | 2018 | Walk-Up Apartments | 5 | 227259 | 1 | 16 | 205 | 213 | 1964
1012450047 | 110 RIVERSIDE DRIVE Manhattan, NY 10024 (40.787889820792714, -73.98112341611295) | Con Edison | ORSID REALTY CORP. | 110-118 RIVERSIDE TEN | 1740 BROAWAY MANHATTAN, NY 10019 (40.76761164715987, -73.99180550022362) | CA377892L | 7/6/05 | ROCKMILLS MP-300 | 2 | 12.6 | 1992 | 2027 |  | 16 to 20 years old | IND. COMB. DEG-145 (P) | #4 | 276451 | 193516 | 40085 | 28060 | Yes | 2015 | Elevator Apartments | 6 | 396076 | 2 | 16 | 170 | 170 | 1929 |  | YES
1018337502 | 372 CENTRAL PARK Manhattan, NY 10025 (40.792523521822844, -73.96411739817641) | Con Edison | COOPER SQUARE REALTY | THE VAUX CONDO % BHS | 6 43 ST MANHATTAN, NY 10017 (40.75381517729913, -73.97967506743592) | CA084197K | 7/4/05 | FEDERAL PLW-331 | 2 | 13.48 | 1997 | 2032 | DUAL FUEL | 11 to 15 years old | INDUSTRIAL COMB. LN DEG-145-P | #6 | 275940 | 193158 | 41391 | 28974 | Yes | 2013 | Elevator Apartments | 8 | 323725 | 1 | 19 | 413 | 413 | 1961 | YES
1011230029 | 101 CENTRAL PARK Manhattan, NY 10023 (40.774935844528116, -73.97693918035405) | Con Edison | 101-103 CENTRAL PK.W.CO.C/OINSIGNIA RESID.GROUP. | 103 CENTRAL PARK WEST | 675 3RD AVENUE NEW YORK, NY 10017 (40.75129610835038, -73.97404990585339) | CA003281X | 7/7/05 | ROCKMILLS MP 450 | 1 | 18.9 | 1981 | 2016 |  | 26 to 30 years old | IC DEG 210-P | #6 | 274480 | 192136 | 41172 | 28820 | Yes | 2013 | Elevator Apartments | 6 | 384336 | 1 | 18 | 104 | 104 | 1930 |  | YES
1011230029 | 101 CENTRAL PARK Manhattan, NY 10023 (40.774935844528116, -73.97693918035405) | Con Edison | 103 CENTRAL PARK WEST/INSIGNIA RESID | 103 CENTRAL PARK WEST | 675 3 AVENUE MANHATTAN, NY 10017 (40.75129610835038, -73.97404990585339) | CA077987J | 7/6/05 | ROCKMILLS MP 450 (RIGHT HAND BOILER) | 1 | 18.9 | 1987 | 2022 |  | 21 to 26 years old | INDUSTRIAL COMBUSTION DEG 210 P | #6 | 274480 | 192136 | 41172 | 28820 | Yes | 2013 | Elevator Apartments | 6 | 384336 | 1 | 18 | 104 | 104 | 1930 |  | YES
1007310001 | 460 34 STREET Manhattan, NY 10001 (40.75415473862262, -73.99818147546326) | Con Edison | 460 WEST 34TH ST ASSOC | 460 WEST 34TH STREET | 450 7 AVENUE MANHATTAN, NY 10001 (40.75125144131903, -73.99042240589591) | CA064180X | 7/5/05 | BURNHAM (SPENCER)# 3-300-50 | 3 | 12.5 | 1980 | 2015 |  | 26 to 30 years old | INDUSTRIAL COMBUSTION DE -145(P) | #6 | 268430 | 187901 | 40264 | 28185 | Yes | 2021 | Walk-Up Apartments | 3 | 538520 | 1 | 18 | 0 | 15 | 1927
1000650017 | 176 BROADWAY Manhattan, NY 10038 (40.71000853305537, -74.00978480918673) | Con Edison | 176 BROADWAY OWNERS CORP | JOHN J. GROGAN & ASSO | 116 JOHN ST NEW YORK, NY 10038-3427 (40.7076073432371, -74.00568390073312) | CA075476Z | 7/4/05 | ROCKMILLS MP-300 | 1 | 14.7 | 1976 | 2011 |  | 31 to 35 years old | ICI DEG 145 S | #6 | 268275 | 187792 | 40241 | 28169 | Yes | 2015 | Walk-Up Apartments | 1 | 168176 | 1 | 14 | 76 | 82 | 1927 |  | YES
1011710129 | 180 RIVERSIDE BLVD Manhattan, NY 10069 (40.778208722123615, -73.9885454348612) | Con Edison | ERP OPERATION LIMITED PARTNERSHIP | EQR-180 RIVERSIDE A L | 2 RIVERSIDE PLAZA CHICAGO, IL 60606 (41.88192219325276, -87.63879543995736) | CB188208L | #N/A | CLEAVER BROOKS CB400-5000-15 | 2 | 0 | 2008 | 2043 | DUAL FUEL | Fewer than 5 years old | CLEAVER BROOKS | #6 | 265100 | 185570 | 39765 | 27836 | Yes | 2021 | Elevator Apartments | 6 | 589670 | 1 | 40 | 516 | 523 | 1998
1008850042 | 153 29 STREET Manhattan, NY 10016 (40.743042842383424, -73.9814291310993) | Con Edison | MILFORD MANAGEMENTCORP. | H & P 29TH ST ASSOC | 20 64 STREET MANHATTAN, NY 10023 (40.77133392517817, -73.98017965376708) | CA170980N | 7/6/05 | CLEAVER BROOKS CB-400-300 | 2 | 3.4 | 1980 | 2015 |  | 26 to 30 years old | CLEAVER BROOKS CB 400-300 | #6 | 263400 | 184380 | 39510 | 27657 | Yes | 2015 | Walk-Up Apartments | 2 | 251848 | 1 | 35 | 279 | 284 | 1981
1011380001 | 165 66 STREET Manhattan, NY 10023 (40.774405145518394, -73.9833447024074) | Con Edison | CHARLES H. GREENTHAL | 165 W 66 ST APT CORP | 4 PARK AVENUE MANHATTAN, NY 10016 (40.74650915812013, -73.98194367109245) | CA065176H | 7/7/05 | ROCKMILLS MP 300 | 2 | 12.6 | 1976 | 2011 |  | 31 to 35 years old | HEV-E-OIL DEG 145 | #6 | 263384 | 184369 | 39508 | 27655 | Yes | 2018 | Walk-Up Apartments | 6 | 367600 | 1 | 21 | 376 | 376 | 1962 |  | YES
1003230001 | 70 BARUCH DRIVE Manhattan, NY 10002 (40.71727012420074, -73.97827237203052) | Con Edison | BARUCH HOUSES | NEW YORK CITY HOUSING | 90 CHURCH STREET MANHATTAN, NY 10007 (40.71244569575475, -74.00989272783028) | CA195888L | 7/7/05 | FEDERAL PLW 331 | 7 | 14 | 1988 | 2023 |  | 21 to 26 years old | PREFERRED BHE 83M4 | #6 | 262800 | 183960 | 39420 | 27594 |  |  | Elevator Apartments | 2 | 2948300 | 20 | 14 | 2391 | 2391 | 1962
1013660001 | 405 54 STREET Manhattan, NY 10022 (40.75635571578726, -73.96419767721464) | Con Edison | CHARLES H. GREENTHAL MGMT | 405 EAST 54TH STREET | 4 PARK AVENUE MANHATTAN, NY 10016 (40.74650915812013, -73.98194367109245) | CA316483L | 7/6/05 | FEDERAL FST-600 | 1 | 25 | 1983 | 2018 |  | 26 to 30 years old | INDUST COMB MODEL DEG-252-P | #6 | 262800 | 183960 | 39420 | 27594 | Yes | 2016 | Walk-Up Apartments | 5 | 436842 | 2 | 17 | 400 | 411 | 1930
1012500067 | 173 RIVERSIDE DRIVE Manhattan, NY 10024 (40.79207166822897, -73.97788585680746) | Con Edison | DAWN BAILY C/O INSIGNIA RESIDENTIAL GROUP | 173 175 TENNANTS CORP | 675 THIRD AVENUE NYC, NY 10017 (40.75129610835038, -73.97404990585339) | CA104497H | 7/5/05 | (EXIST)ROCKMILLS MP-300 | 2 | 11.9 | 1997 | 2032 | DUAL FUEL | 11 to 15 years old | (NEW) HEVE ICI DEG-145 (P) | #6 | 262800 | 183960 | 39420 | 27594 | Yes | 2020 | Office Buildings | 6 | 380920 | 2 | 15 | 167 | 167 | 1926 |  | YES
1012630034 | 580 5 AVENUE Manhattan, NY 10036 (40.75687220400221, -73.97841645680478) | Con Edison | FORTY-SEVENTH FIFTH CO. | FORTY-SEVENTH FIFTH C | 580 5TH AVENUE MANHATTAN, NY 10036 (40.75687220400221, -73.97841645680478) | CA133979N | 7/7/05 | KEELER UNKNOWN | 2 | 11.7 | 1979 | 2014 |  | 31 to 35 years old | RAY PAECR-144 SIZE 300 | #6 | 262800 | 183960 | 39420 | 27594 | Yes | 2013 | Elevator Apartments | 3 | 373005 | 1 | 32 | 0 | 0 | 1927
1021700520 | 45 FAIRVIEW AVENUE Manhattan, NY 10040 (40.85741640687792, -73.92945736552969) | Con Edison | INWOOD GARDENS INC, C/O METRO MGMT | INWOOD GARDENS INC | 42 25 21ST STREET L I C, NY 11101 (40.74570244980828, -73.93866902925225) | CA126373N | 7/5/05 | FEDERAL FLR 3643 | 1 | 5.35 | 1973 | 2010 |  | 36 - 40 year old | S T JOHNSON #30AH,SIZE 7 12 | #6 | 262800 | 183960 | 39420 | 27594 | Yes | 2020 | Walk-Up Apartments | 10 | 271388 | 1 | 21 | 218 | 218 | 1963 |  | YES
1021060320 | 159 38 HARLEM RIVER DRIVE Manhattan, NY 10039 (40.82668192862815, -73.93777090780111) | Con Edison | RANGEL HOUSES | NEW YORK CITY HOUSING | 250 BROADWAY MANHATTAN, NY 10007 (40.713030997860336, -74.00729634911944) | CA231088Z | 7/6/05 | KEWANEE 7L 288 | 4 | 14 | 1988 | 2023 |  | 21 to 26 years old | PREFERRED BHE 8 3M4 | #6 | 262800 | 183960 | 39420 | 27594 |  |  | Elevator Apartments | 9 | 810090 | 8 | 14 | 984 | 991 | 1950
1005050036 | 233 SPRING STREET Manhattan, NY 10013 (40.72558479060285, -74.00489249734733) | Con Edison | EARLE W.KAZIS | RICHMOND HILL COMPANY | 161 AVE OF AMERICA N Y 10001 (40.75025902143676, -73.99688630375988) | CB360100Y | 7/5/05 | (NEW) FEDERAL FST 300 | 2 | 14.5 | 2000 | 2035 | DUAL FUEL | 5 to 10 years old | (NEW) HEVE ICI DEG-145 P | #4 | 262075 | 183453 | 38001 | 26601 | Yes | 2015 | Walk-Up Apartments | 3 | 249148 | 1 | 10 | 0 | 1 | 1926
1021700129 | 11 FORT GEORGE HILL Manhattan, NY 10040 (40.85729026497808, -73.92814203919102) | Con Edison | INWOOD TOWER INC. | INWOOD TOWERS | 7 PLAZA PLACE NEW YORK, NY 10001 (40.81353930951298, -73.80829477215941) | CA329184Y | 7/6/05 | FEDERAL (2) #FLR 3036 | 2 | 11.9 | 1984 | 2019 |  | 26 to 30 years old | INDUST COMB DEG-145(S) | #6 | 261122 | 182785 | 39168 | 27418 | Yes | 2020 | Walk-Up Apartments | 10 | 201206 | 1 | 21 | 169 | 169 | 1963 |  | YES
1002530001 | 10 MONROE STREET Manhattan, NY 10002 (40.71140062859747, -73.9962605142756) | Con Edison | KNICKERBOCKER VILLAGE | KVI MEZZ CORP. | 10 MONROE STREET MANHATTAN, NY 10002 (40.71140062859747, -73.9962605142756) | CA032977R | 7/5/05 | ROCKMILLS MP 600 | 3 | 25.2 | 1977 | 2012 |  | 31 to 35 years old | HEV-E-OIL DE 252P | #6 | 252580 | 176806 | 37887 | 26521 | Yes | 2013 | Walk-Up Apartments | 1 | 1396625 | 2 | 12 | 1590 | 1618 | 1935 |  | YES
1013700046 | 400 59 STREET Manhattan, NY 10022 (40.759593543960875, -73.9619675995665) | Con Edison | 40059 OWNERS CORP./HERON LTD. | 40059 OWNERS CORP | 770 LEXINGTON AVE MANHATTAN, NY 10065 (40.76307014183385, -73.96759762551441) | CA200980H | 7/7/05 | FEDERAL FMA - 2429 | 2 | 11.8 | 1980 | 2015 |  | 26 to 30 years old | INDUSTRIAL COMBUSTION DEG-84-S | #6 | 251120 | 175784 | 37668 | 26368 | Yes | 2020 | Elevator Apartments | 5 | 127607 | 1 | 17 | 127 | 129 | 1929 |  | YES
1014530027 | 346 79 STREET Manhattan, NY 10021 (40.76920532766377, -73.959183941086) | Con Edison | 79TH STREET REALTY COMPANY. | 79TH REALTY LLC | 1200 UNION TURNPIKE NEW HYDE PARK, NY 11040 (40.752969146395, -73.70041803110757) | CA410390N | 7/7/05 | EASTMOND ESP 350 | 2 | 13.48 | 1990 | 2025 |  | 16 to 20 years old | ICI DEG 145P | #6 | 250000 | 175000 | 37500 | 26250 | Yes | 2013 | Walk-Up Apartments | 5 | 364690 | 2 | 44 | 236 | 240 | 1989
1011830042 | 322 72 STREET Manhattan, NY 10023 (40.780197851986244, -73.98545919148268) | Con Edison | CHARLIE A. BRENNER--MNG.AGENT | 322 WEST 72ND APARTME | 250 PARK AVENUE MANHATTEN, NY 10003 (40.738333453173844, -73.9878407889095) | CA193583L | 7/5/05 | FEDERAL FST 125 | 1 | 4.2 | 1983 | 2018 |  | 26 to 30 years old | HEV-E-OIL DEG 63-P | #6 | 250000 | 175000 | 37500 | 26250 | Yes | 2013 | Elevator Apartments | 6 | 107376 | 1 | 15 | 62 | 62 | 1925 |  | YES
1010717501 | 500 43 STREET Manhattan, NY 10036 (40.76029125283358, -73.99502645286397) | Con Edison | THE STRAND | STRAND CONDO | 6 43rd STREET MANHATTAN, NY 10017 (40.75381517729913, -73.97967506743592) | CA147188Y | 7/5/05 | FEDERAL FST 250 | 2 | 10.5 | 1988 | 2023 |  | 21 to 26 years old | S.T.JOHNSON FD68CAHM-200 | #6 | 250000 | 175000 | 37500 | 26250 | Yes | 2021 | Elevator Apartments | 3 | 242471 | 1 | 41 | 311 | 313 | 1988 | YES
1008150014 | 1412 BROADWAY Manhattan, NY 10018 (40.75371558367931, -73.98705894150635) | Con Edison | S L GREEN CORP. | 1412 BROADWAY, LLC | 1140 AVE MANHATTAN, NY 10036 (40.75934682719435, -73.989860554421) | CA031477X | 7/4/05 | ROCKMILLS MP 600 | 2 | 25.21 | 1977 | 2012 |  | 31 to 35 years old | IND COMB # DE-252-P | #6 | 249600 | 174720 | 37440 | 26208 | Yes | 2015 | Elevator Apartments | 3 | 361767 | 2 | 23 | 0 | 70 | 1926
1011157502 | 61 62 STREET Manhattan, NY 10023 (40.77077552706246, -73.98255979502828) | Con Edison | CCOPER SQUARE REALTY INC. | KENIG,TODD,D | 6 43 STREET MANHATTAN, NY 10017 (40.75381517729913, -73.97967506743592) | CA133579Y | 7/7/05 | CLEAVER CB 600 300 | 2 | 23.9 | 1979 | 2014 |  | 31 to 35 years old | CLEAVER CB 600 | #6 | 248784 | 174149 | 37318 | 26122 | Yes | 2015 | Loft Buildings | 6 | 312870 | 1 | 26 | 276 | 281 | 1981 | YES
1014900010 | 511 78 STREET Manhattan, NY 10021 (40.76920532766377, -73.959183941086) | Con Edison | 78/79 YORK ASSOCIATES | 78/79 YORK ASSOCIATES | 145 HUGENOT STREET NEW ROCHELLE, NY 10801 (40.91319235913511, -73.77945045104241) | CA241695J | 7/5/05 | FEDERAL FST-350 | 3 | 14.74 | 1995 | 2030 | DUAL FUEL | 11 to 15 years old | INDUSTRIAL COMB. DEG-145 (P) | #4 | 247617 | 173332 | 35905 | 25133 |  |  | Elevator Apartments | 5 | 44364 | 1 | 6 | 100 | 100 | 1911
1008110051 | 132 36 STREET Manhattan, NY 10018 (40.75169120519206, -73.98835660316693) | Con Edison | KAUFMAN ARCADE ASSOC. | KAUFMAN ARCADE ASSOC | 450 7 AVENUE MANHATTAN, NY 10001 (40.75125144131903, -73.99042240589591) | CA013680M | 7/4/05 | BURNHAM 3-300-50 | 1 | 12.8 | 1980 | 2015 |  | 26 to 30 years old | I.C.I. DE 145P | #6 | 246409 | 172486 | 36961 | 25873 | Yes | 2021 | Elevator Apartments | 3 | 187350 | 1 | 12 | 0 | 31 | 1922
1005800039 | 350 HUDSON STREET Manhattan, NY 10014 (40.727672322272475, -74.00720833106116) | Con Edison | PARISH OF TRINTY CHURCH | CORP OF TRINITY CHURC | ONE HUDSON SQUARE NEW YORK, NY 10013 (40.71551861387546, -74.00926290944878) | CA451187Z | 7/7/05 | FEDERAL FST 300 | 2 | 12.6 | 1987 | 2022 |  | 21 to 26 years old | HEVE DEG 145 P | #4 | 246375 | 172462 | 35724 | 25007 | Yes | 2020 | Elevator Apartments | 3 | 259427 | 1 | 9 | 0 | 6 | 1930
1021580077 | 550 190 STREET Manhattan, NY 10040 (40.85431815588105, -73.92832091217714) | Con Edison | RUSSLEY CO., INC. | RUSSLEY CO | 279 231 STREET BRONX, NY 10463 (40.880419334248025, -73.9076260517666) | CA334891J | 7/5/05 | FEDERAL FST-60 | 1 | 2.59 | 1991 | 2026 |  | 16 to 20 years old | HEVE MMG-28 | #4 | 246375 | 172462 | 35724 | 25007 |  |  | Elevator Apartments | 10 | 22100 | 1 | 5 | 25 | 27 | 1916
1015507501 | 1695 1 AVENUE Manhattan, NY 10128 (40.77808399755037, -73.94851152221922) | Con Edison | LEIGHTON HOUSE | LEIGHTON HOUSE CONDOM | 6 43RD STREET MANHATTAN, NY 10017 (40.75381517729913, -73.97967506743592) | CA403089Z | 7/6/05 | CLEAVERBROOKS CB 600 300 | 2 | 12.62 | 1989 | 2024 |  | 21 to 26 years old | CLEAVERBROOKS CB 600 300 | #6 | 246375 | 172462 | 36956 | 25869 | Yes | 2020 | Walk-Up Apartments | 5 | 212760 | 1 | 43 | 163 | 164 | 1988 | YES
1022150042 | 150 225 STREET Manhattan, NY 10463 (40.874804680643344, -73.91158182105035) | Con Edison | PROMENADE ASSOCIATES | PROMENADE APARTMENTS | 150 225 STREET BRONX, NY 10463 (40.874804680643344, -73.91158182105035) | CA037884K | 7/6/05 | KEWANEE(2) #7L219 | 2 | 100 | 1984 | 2019 |  | 26 to 30 years old | HEVE DEG 175-S | #6 | 246375 | 172462 | 36956 | 25869 | Yes | 2015 | Elevator Apartments | 10 | 461475 | 1 | 32 | 318 | 318 | 1972 |  | YES
1009930055 | 1441 BROADWAY Manhattan, NY 10018 (40.75494765485945, -73.98669021947433) | Con Edison | LECHAR REALTY LLC | LECHAR REALTY CORP | 1435 MANHATTAN NY 10018 (40.756840774582145, -73.99669149981281) | CA330184M | 7/5/05 | FEDERAL FST-350 | 2 | 28.2 | 1984 | 2019 |  | 26 to 30 years old | HEV-E DEG 145 P | #6 | 246374 | 172462 | 36956 | 25869 | Yes | 2013 | Elevator Apartments | 3 | 460730 | 1 | 33 | 0 | 1 | 1929
1016050024 | 60 102 STREET Manhattan, NY 10029 (40.79070442755506, -73.95062698720702) | Con Edison | NYC HOUSING AUTH.ENERGY DEPT. | NEW YORK CITY HOUSING | 90 CHURCH ST NEW YORK, NY 10007 (40.71244569575475, -74.00989272783028) | CA287791N | 7/5/05 | FEDERAL FST-300 | 5 | 12.6 | 1991 | 2026 |  | 16 to 20 years old | GORDON PIATT F 16 GO 75 | #6 | 246374 | 172462 | 36956 | 25869 |  |  | Elevator Apartments | 8 | 484479 | 6 | 15 | 564 | 564 | 1954
1014120071 | 875 PARK AVENUE Manhattan, NY 10021 (40.77360343863116, -73.96179703944546) | Con Edison | BROWN HARRIS STEVENS | 879 PARK AVE CORPORAT | 875 PARK AVE MANHATTAN, NY 10075 (40.77466079374176, -73.96107752807984) | CA082979X | 7/6/05 | FEDERAL FST-200 | 1 | 9.6 | 1979 | 2014 |  | 31 to 35 years old | I.C.I. DEG 84-P | #6 | 243000 | 170100 | 36450 | 25515 | Yes | 2022 | Walk-Up Apartments | 4 | 158445 | 1 | 13 | 46 | 50 | 1912 |  | YES
1015320022 | 250 87 STREET Manhattan, NY 10128 (40.778989509675256, -73.95235896197332) | Con Edison | CHARLES H. GREENTHAL MGMT | 250 E 87TH OWNERS | 4 PARK AVENUE MANHATTAN, NY 10016 (40.74650915812013, -73.98194367109245) | CA009878X | 7/6/05 | ROCKMILLS MP -250 | 2 | 10.3 | 1978 | 2013 |  | 31 to 35 years old | HEV-E-OIL DE 105 | #6 | 242999 | 170099 | 36450 | 25515 | Yes | 2022 | Office Buildings | 5 | 363388 | 1 | 30 | 258 | 261 | 1970 |  | YES
1011290050 | 40 77 STREET Manhattan, NY 10024 (40.78015661084341, -73.97530089860786) | Con Edison | 4077 0WNERS CORP./GUMLEY-HAFT INC | 4077 OWNERS CORP | 40 77th STREET MANHATTAN, NY 10024 (40.78015661084341, -73.97530089860786) | CA056781L | 7/7/05 | ROCKMILLS MP 300 | 1 | 11 | 1981 | 2016 |  | 26 to 30 years old | INDUSTRIAL COMB INC DEG145P | #6 | 238400 | 166880 | 35760 | 25032 | Yes | 2019 | Elevator Apartments | 6 | 162676 | 1 | 16 | 100 | 102 | 1928 |  | YES
1010950011 | 620 12 AVENUE Manhattan, NY 10036 (40.76520055579996, -73.9977501887292) | Con Edison | MILLAR ELEVATOR INDUSTRIE | 620 PROPERTIES ASSOCI | 620 12 AVENUE MANHATTAN, NY 10086 (40.74988399964684, -73.98797699993861) | CA040281Z | 7/6/05 | ROCKMILLS MP 200 | 1 | 8.5 | 1981 | 2016 |  | 26 to 30 years old | ICI DEG 84 (S) | #6 | 238162 | 166714 | 35724 | 25007 | Yes | 2015 | Factory & Industrial Buildings | 3 | 102800 | 1 | 4 | 0 | 2 | 1946
1019630019 | 106 MORNINGSIDE DRIVE Manhattan, NY 10027 (40.809176773226284, -73.95735433487857) | Con Edison | TEACHERS COLLEGE, COLUMBIA U | TEACHERS COLLEGE COLU | 525 120 STREET MANHATTAN, NY 10027 (40.80965197566411, -73.95982098233489) | CA056669L | 7/5/05 | ROCKMILLS MP 150 | 2 | 11.2 | 1969 | 2010 |  | 41 - 45 years old | SUPERIOR AB-100 | #6 | 233600 | 163520 | 35040 | 24528 | Yes | 2013 | Elevator Apartments | 9 | 108400 | 1 | 9 | 87 | 87 | 1912
1005550028 | 115 9 STREET Manhattan, NY 10003 (40.73029758245284, -73.98978272574958) | Con Edison | EAST 9TH STREET APARTMENTS COR | EAST 9TH ST APTS CORP | 4 PARK AVE MANHATTAN, NY 10016 (40.74650915812013, -73.98194367109245) | CA139480L | 7/5/05 | ROCKMILLS MP-250 | 2 | 10.36 | 1980 | 2015 |  | 26 to 30 years old | HEV-E-OIL DEG-105 (P) | #6 | 233094 | 163166 | 34964 | 24475 | Yes | 2015 | Elevator Apartments | 2 | 261940 | 1 | 20 | 260 | 269 | 1965 |  | YES
1018400029 | 444 CENTRAL PARK Manhattan, NY 10025 (40.797025978755876, -73.96082863686836) | Con Edison | 444 CENTRAL PARK WEST | 444 CENTRAL PARK WEST | 444 CENTRAL PARK MANHATTAN, NY 10025 (40.797025978755876, -73.96082863686836) | CA063483Z | 7/6/05 | FEDERAL FST-300 | 1 | 3.8 | 1983 | 2018 |  | 26 to 30 years old | I.C.I. DEG-145 P | #6 | 232761 | 162933 | 34914 | 24440 | Yes | 2020 | Elevator Apartments | 8 | 201723 | 1 | 19 | 120 | 120 | 1930 |  | YES
1008060076 | 371 7 AVENUE Manhattan, NY 10001 (40.74890421082256, -73.99214910419215) | Con Edison | SOUTHGATE TOWERS | 371 SEVENTH AVENUE CO | 554 FIFTH AVE NEW YORK, NY 10176 (40.75573006502498, -73.97923483985142) | CA094079Z | 7/5/05 | ROCKMILLS MP-600 | 1 | 21 | 1979 | 2014 |  | 31 to 35 years old | S.T.JOHNSON FD68CAM SIZE 500 | #6 | 231800 | 162260 | 34770 | 24339 | Yes | 2016 | Elevator Apartments | 3 | 473391 | 1 | 28 | 529 | 538 | 1929
1008060076 | 371 7 AVENUE Manhattan, NY 10001 (40.74890421082256, -73.99214910419215) | Con Edison | THE DENIHAN COMPANY | 371 SEVENTH AVENUE CO | 551 FIFTH AVE MANHATTAN, NY 10176 (40.75525900020273, -73.97960599971708) | CA031475M | 7/7/05 | ROCKMILLS MP-600 | 1 | 21 | 1975 | 2010 |  | 31 to 35 years old | JOHNSON FD68-500 | #6 | 231800 | 162260 | 34770 | 24339 | Yes | 2016 | Walk-Up Apartments | 3 | 473391 | 1 | 28 | 529 | 538 | 1929
1005060027 | 2 CHARLTON STREET Manhattan, NY 10014 (40.72697873974823, -74.00382230413248) | Con Edison | 2 CHARLTON OWNERS CORP. | 2 CHARLTON OWNERS COR | 1740 BROADWAY MANHATTAN, NY 10019 (40.76509834187077, -73.98206124052132) | CA122191Y | 7/7/05 | FEDERAL FLW 3036 | 2 | 22.8 | 1991 | 2026 |  | 16 to 20 years old | HEV-E (ICI) DEG 145 S | #6 | 229950 | 160965 | 34492 | 24145 | Yes | 2016 | Elevator Apartments | 3 | 172836 | 1 | 16 | 175 | 181 | 1966 |  | YES
1013410001 | 301 48 STREET Manhattan, NY 10017 (40.75361283699694, -73.96934857053098) | Con Edison | HALSTEAD MGMT/PAUL GOTTSEGAN | MARIO TOWERS OWNERS I | 770 LEXINGTON AVENUE NEW YORK, NY 10065 (40.76307014183385, -73.96759762551441) | CA070276L | 7/4/05 | ROCKMILLS MP-200 | 2 | 8 | 1976 | 2011 |  | 31 to 35 years old | SUPERIOR OIL BURNER MODEL #AB-125 | #6 | 227760 | 159432 | 34164 | 23915 | Yes | 2021 | Elevator Apartments | 4 | 243425 | 1 | 20 | 196 | 201 | 1964 |  | YES
1015900008 | 75 END AVENUE Manhattan, NY 10028 (40.776344978837756, -73.95296667956859) | Con Edison | EME75 EAST END OWNERS CORP. % ORSID RLTY | BRETTSCHNEIDER,LANE,A | 1740 BROADWAY NEW YORK, NY 10028 (40.76509834187077, -73.98206124052132) | CB569503L | 7/6/05 | BEST 5E-350 (NEW) | 2 | 11.7 | 2003 | 2038 | DUAL FUEL | 5 to 10 years old | ICI DEG-145P (NEW) | #4 | 227448 | 159214 | 32980 | 23086 | Yes | 2020 | Elevator Apartments | 5 | 296940 | 1 | 20 | 190 | 192 | 1963 |  | YES
1012920033 | 442 PARK AVENUE Manhattan, NY 10022 (40.76122699136188, -73.97121859377957) | Con Edison | TELLY PALEATSOS | CIM/56TH STREET (NY), | 440 PARK AVENUE MANHATTAN, NY 10022 (40.761174156200724, -73.97125733956442) | CA122288K | 7/7/05 | ROCKMILLS MP 250 | 3 | 10.4 | 1988 | 2023 |  | 21 to 26 years old | ICI DEG 105 P | #6 | 226884 | 158819 | 34033 | 23823 |  |  | Condominiums | 4 | 0 | 0 | 0 | 0 | 0 | 0
1007940025 | 115 18 STREET Manhattan, NY 10011 (40.74007617629758, -73.99546803794543) | Con Edison | WASSERSTEIN BROTHERS | WASSERSTEIN ENTERPRIS | 581 6 AVENUE MANHATTAN, NY 10011 (40.738993682059686, -73.99563847366585) | CA076888J | 7/6/05 | FEDERAL FST 250 | 2 | 10.5 | 1988 | 2023 |  | 21 to 26 years old | ICI DEG 105P | #6 | 226884 | 158819 | 34033 | 23823 | Yes | 2014 | Elevator Apartments | 3 | 228000 | 1 | 8 | 0 | 8 | 1917
1019980017 | 615 131 STREET Manhattan, NY 10027 (40.81781496157336, -73.95747259751457) | Con Edison | 615 W 131 ST ASSCIATES | THE TRUSTEES OF COLUM | 34 09 QUEENS BOULEVARD L I C, NY 11101 (40.74570244980828, -73.93866902925225) | CA127480N | 7/6/05 | ROCKMILLS #MP 300 | 1 | 11.7 | 1980 | 2015 | DUAL FUEL | 26 to 30 years old | RAY#PAECR-144 SIZE 300 | #6 | 225504 | 157853 | 33826 | 23678 | Yes | 2018 | Walk-Up Apartments | 7 | 210000 | 1 | 6 | 0 | 6 | 1924
1018820008 | 535 110 STREET Manhattan, NY 10025 (40.80341753906288, -73.96481883597038) | Con Edison | MARSID REALTY CO/ABC RTY | CATHEDRAL PARKWAY APA | 1981 MARCUS AVENUE LAKE SUCCESS, NY 11042 (40.757798505692335, -73.69440156673153) | CA069880J | 7/5/05 | ROCKMILLSMP-250 | 1 | 10.8 | 1980 | 2015 | DUAL FUEL | 26 to 30 years old | HEV-E-OIL DEG 105S | #6 | 225504 | 157853 | 33826 | 23678 | Yes | 2022 | Walk-Up Apartments | 8 | 150429 | 1 | 14 | 140 | 140 | 1923 |  | YES
1014170028 | 250 63 STREET Manhattan, NY 10021 (40.76920532766377, -73.959183941086) | Con Edison | WALTER & SAMUELS INC. | BLAIR HOUSE PROPERTIE | 352 PARK AVENUE MANHATTAN, NY 10010 (40.74183059982568, -73.98533708196332) | CA111077R | 7/6/05 | ROCKMILLS MP250 | 1 | 11.4 | 1977 | 2012 |  | 31 to 35 years old | HEV-E-OIL DE145P | #6 | 224475 | 157132 | 33671 | 23570 | Yes | 2017 | Elevator Apartments | 4 | 207284 | 1 | 21 | 186 | 191 | 1964
1011710132 | 160 RIVERSIDE BLVD Manhattan, NY 10069 (40.77747271749345, -73.98880580174053) | Con Edison | ERP OPERATING LIMIT. PARTNERSHIP | EQR-160 RIVERSIDE B L | 2 RIVERSIDE PLAZA CHICAGO, IL 60606 (41.88192219325276, -87.63879543995736) | CB188308J | #N/A | CLEAVER BROOKS CB400-400-01 | 2 | 0 | 2008 | 2043 | DUAL FUEL | Fewer than 5 years old | CLEAVER BROOKS | #6 | 224100 | 156870 | 33615 | 23530 | Yes | 2021 | Elevator Apartments | 6 | 524466 | 1 | 33 | 455 | 459 | 1999
1015760014 | 515 79 STREET Manhattan, NY 10021 (40.76920532766377, -73.959183941086) | Con Edison | KREISEL CO.INC./79 ST. E.END AVE CO. | 79 ST & EAST END AVE | 515 79TH STREET MANHATTAN, NY 10075 (40.770920211807834, -73.94923849194763) | CA234881H | 7/4/05 | FEDERAL FST-200 | 2 | 9.16 | 1981 | 2016 | DUAL FUEL | 26 to 30 years old | HEVE OIL DEG-84P | #6 | 222843 | 155990 | 33426 | 23399 | Yes | 2016 | Elevator Apartments | 5 | 232400 | 1 | 30 | 163 | 163 | 1981 |  | YES
1012290001 | 440 END AVENUE Manhattan, NY 10024 (40.78362556816552, -73.96653900057436) | Con Edison | 440 WEST END CORP C/O CENTURY OPERATING CORP. | 440 WEST END APARTMEN | 7 PENN PLAZA NEW YORK, NY 10001 (40.74956954963903, -73.99160848411982) | CA293585N | 7/4/05 | FED FST-300 | 1 | 11.3 | 1985 | 2020 |  | 21 to 26 years old | JOHNSON FD68-CAHM-SIZE 300 | #6 | 219000 | 153300 | 32850 | 22995 | Yes | 2019 | Elevator Apartments | 6 | 162075 | 1 | 15 | 96 | 99 | 1928 |  | YES
1014080033 | 181 73 STREET Manhattan, NY 10021 (40.770648552269144, -73.96054460123115) | Con Edison | KETREC MANAGEMENT | 181 E 73 ST TENANTS C | 10 COLUMBUS CIRCLE MANHATTAN, NY 10019 (40.76816944121637, -73.9823758122559) | CA276181M | 7/5/05 | PACIFIC 67L1 | 2 | 8.6 | 1981 | 2016 |  | 26 to 30 years old | I.C.I. DEG -84S | #6 | 219000 | 153300 | 32850 | 22995 | Yes | 2018 | Elevator Apartments | 4 | 177975 | 1 | 19 | 116 | 119 | 1958 |  | YES
1000220020 | 42 BROADWAY Manhattan, NY 10004 (40.7062044008714, -74.01295941595015) | Con Edison | 32-42 BRODWAY LLC. | 32-42 BROADWAY OWNER, | 45 BROADWAY MANHATTAN, NY 10006 (40.7064368942414, -74.01282156403369) | CA205999K | 7/7/05 | ROCKMILLS MP-500 | 1 | 19.99 | 1999 | 2034 | DUAL FUEL | 11 to 15 years old | INDUSTRIAL COMB. DEG 210(P) | #6 | 218964 | 153274 | 32845 | 22991 | Yes | 2022 | Walk-Up Apartments | 1 | 389927 | 1 | 21 | 0 | 0 | 1904
1010670008 | 457 57 STREET Manhattan, NY 10019 (40.76863226629535, -73.98731815168036) | Con Edison | ADDISON HALL OWNERS CORP. | ADDISON HALL OWNERS C | 1740 BROADWAY MANHATTAN, NY 10019 (40.76509834187077, -73.98206124052132) | CA499085K | 7/5/05 | FEDERAL FST-300 | 1 | 10.04 | 1985 | 2020 |  | 21 to 26 years old | I.C.I. DEG-145 (P) | #6 | 217686 | 152380 | 32653 | 22857 | Yes | 2017 | Elevator Apartments | 6 | 114992 | 2 | 16 | 235 | 237 | 1929 |  | YES
1021800614 | 720 FORT WASHINGTON AVENUE Manhattan, NY 10040 (40.85803693907815, -73.93490725702725) | Con Edison | APTEK MANAGEMENT CO. | 720-730 FT WASHINTON | 415 MADISON AVE NEW YORK, NY 10017 (40.756779530947306, -73.976317020908) | CA284783J | 7/5/05 | ROCKMILLS MP 250 | 1 | 11.9 | 1983 | 2018 | DUAL FUEL | 26 to 30 years old | I.C.I. DEG 105 P | #6 | 217175 | 152022 | 32576 | 22803 | Yes | 2020 | Walk-Up Apartments | 7 | 179130 | 1 | 6 | 150 | 150 | 1939 |  | YES
1007950028 | 111 19 STREET Manhattan, NY 10011 (40.740608260334064, -73.99492643964547) | Con Edison | 19TH ST ASSOC | 19TH STREET ASSOCIATE | 450 7 AVENUE MANHATTAN, NY 10123 (40.7508900001734, -73.99041199981389) | CA045080P | 7/5/05 | BURNHAM SPENCER 3-250-50 | 2 | 10.45 | 1980 | 2015 |  | 26 to 30 years old | ICI DE 105P | #6 | 216080 | 151256 | 32412 | 22688 | Yes | 2015 | Elevator Apartments | 3 | 165513 | 1 | 8 | 0 | 8 | 1901
1009190042 | 224 39 STREET Manhattan, NY 10016 (40.74844052613581, -73.9749470391652) | Con Edison | MANHATTAN EAST SUITE HOTEL | EASTGATE TOWER HOTEL | 500 WAST 37TH STREET MANHATTAN, NY 10018 (40.756840774582145, -73.99669149981281) | CA199071P | 7/6/05 | KEWANEE 7L287 | 1 | 10.29 | 1971 | 2010 |  | 36 - 40 year old | KEWANEE KM 7.5-1713-OH | #6 | 214620 | 150234 | 32193 | 22535 | Yes | 2019 | Walk-Up Apartments | 4 | 168555 | 1 | 25 | 0 | 2 | 1971
1007980041 | 116 23 STREET Manhattan, NY 10011 (40.743092242839914, -73.99333397230403) | Con Edison | HALMO,WILLIAM | CUDGE REALTY LLC | 700 HICKS STREET BROOKLYN, NY 11231 (40.678427110184785, -74.00397929973255) | CA111081J | 7/6/05 | CLEAVER BROOKS CB-400-500 | 1 | 20 | 1981 | 2016 |  | 26 to 30 years old | CLEAVER BROOKS CB-400-500 | #6 | 213525 | 149468 | 32029 | 22420 | Yes | 2018 | Elevator Apartments | 3 | 156000 | 1 | 5 | 0 | 4 | 1910
1015830012 | 525 86 STREET Manhattan, NY 10028 (40.77549843097906, -73.9460220649006) | Con Edison | THIRD EQUITY OWNERS CORP. | THIRD EQ OWNERS CORP | 909 3 AVENUE MANHATTAN, NY 10022 (40.75866185484051, -73.96870377888831) | CA349393Z | 7/7/05 | FEDERAL FLW 3036 | 2 | 14.75 | 1993 | 2028 |  | 16 to 20 years old | HEVE DEG 145 (S) | #6 | 213525 | 149468 | 32029 | 22420 | Yes | 2013 | Condominiums | 5 | 223473 | 1 | 21 | 138 | 139 | 1962 |  | YES
1012060029 | 322 CENTRAL PARK Manhattan, NY 10025 (40.78920793995943, -73.96652962927388) | Con Edison | ORSID REALTY CORP. | 322 REALTY CORP. | 1740 BROADWAY MANHATTAN, NY 10019 (40.76509834187077, -73.98206124052132) | CA089179J | 7/5/05 | FEDERAL FST 250 | 1 | 17.9 | 1979 | 2014 | DUAL FUEL | 31 to 35 years old | RAY PAECR 144 SIZE 300 | #4 | 212936 | 149056 | 30876 | 21613 | Yes | 2016 | Elevator Apartments | 6 | 120112 | 1 | 15 | 49 | 49 | 1926 |  | YES
1014960054 | 38 85 STREET Manhattan, NY 10028 (40.780101959900286, -73.95919665476211) | Con Edison | J H TAYLOR MGT CO | 38 EAST 85TH STREET I | 770 LEXINGTON AVE MANHATTAN, NY 10017 (40.75245652744684, -73.97297648087982) | CA023980N | 7/6/05 | ROCKMILLS MP-175 | 2 | 7.4 | 1980 | 2015 | DUAL FUEL | 26 to 30 years old | IND COMBUSTION DEG84P | #6 | 211512 | 148058 | 31727 | 22209 | Yes | 2016 | Walk-Up Apartments | 4 | 107547 | 1 | 12 | 60 | 66 | 1925 |  | YES
1021560083 | 2540 AMSTERDAM AVENUE Manhattan, NY 10033 (40.85165175267008, -73.92831522655246) | Con Edison | YESHIVA UNIVERSITY | RABBI ISAAC ETAL | 500 185 STREET NEW YORK, NY 10033 (40.85050855080668, -73.92923531656784) | CB605805P | 7/7/05 | ROCKMILLS MP-350 (EXSTG) | 2 | 11.7 | 2005 | 2040 | DUAL FUEL | 5 to 10 years old | ICI DEG-145P (NEW) | #6 | 210897 | 147628 | 31635 | 22144 | Yes | 2016 | Walk-Up Apartments | 10 | 119715 | 1 | 5 | 0 | 1 | 1929
1011167501 | 1900 BROADWAY Manhattan, NY 10023 (40.77135954602272, -73.98199663393459) | Con Edison | 1 LINCOLN PZA%OGDEN CAP PROPERTIES, LLC | ONE LINCOLN PLAZA CON | 20 64TH STREET MANHATTAN, NY 10023 (40.77133392517817, -73.98017965376708) | CA031577N | 7/5/05 | ROCKMILLS MP-500 | 3 | 21 | 1977 | 2012 |  | 31 to 35 years old | S.T. JOHNSON FD 68A SIZE 500 | #6 | 210240 | 147168 | 31536 | 22075 | Yes | 2016 | Elevator Apartments | 6 | 968442 | 1 | 42 | 655 | 656 | 1970 | YES
1015017501 | 45 89 STREET Manhattan, NY 10128 (40.7825872246678, -73.95684527634569) | Con Edison | 89 & MADISON OWNERS%ROSE ASSOC, | THE 45 E 89 ST CONDO | 200 MADISON AVE 5TH FLOOR N Y 10016 (40.74877830573848, -73.9822475686496) | CB072202Z | 7/5/05 | FEDERAL FLW-5464 | 1 | 26.55 | 2002 | 2037 | DUAL FUEL | 5 to 10 years old | INDUSTRIAL COMB. DEG-210 S | #6 | 210021 | 147015 | 31503 | 22052 | Yes | 2021 | Condominiums | 4 | 582673 | 1 | 38 | 251 | 255 | 1969 | YES
1015270045 | 200 82 STREET Manhattan, NY 10028 (40.77617355262407, -73.95581176287453) | Con Edison | ROSEN MANAGEMENT | WIMBLEDON APARTMENTS |  | CA128280N | 7/4/05 | FEDERAL FST 200 | 2 | 8.4 | 1980 | 2015 | DUAL FUEL | 26 to 30 years old | IRON FIREMAN-AGO 6-9.8-RK | #6 | 208413 | 145889 | 31262 | 21883 | Yes | 2017 | Walk-Up Apartments | 5 | 205261 | 1 | 28 | 243 | 246 | 1980
1005770042 | 74 5 AVENUE Manhattan, NY 10011 (40.735567265128054, -73.9939297618102) | Con Edison | 74 FIFTH AVE OWNERS CORP,C/O KYROUS REALTY GROUP | 74 FIFTH AVE OWNERS C | 262 38 STREET NEW YORK, NY 10018 (40.754408061641925, -73.99089005335117) | CA041287Y | 7/7/05 | FEDERAL # FST-150 | 1 | 5.25 | 1987 | 2022 |  | 21 to 26 years old | IND COMB # DEG-63-P | #4 | 207924 | 145547 | 30149 | 21104 | Yes | 2017 | Elevator Apartments | 3 | 93396 | 1 | 12 | 36 | 38 | 1910 |  | YES
1011950018 | 15 81 STREET Manhattan, NY 10024 (40.78226312428621, -73.97218815482063) | Con Edison | 15W.81 TENANTS CORP. | 15 W 81 ST TENANTS | 675 3 AVENUE MANHATTAN, NY 10017 (40.75129610835038, -73.97404990585339) | CA147282K | 7/5/05 | FEDERAL FST - 200 | 2 | 8.2 | 1982 | 2017 |  | 26 to 30 years old | I.C.I DEG 84P | #6 | 205312 | 143719 | 30797 | 21558 | Yes | 2015 | Elevator Apartments | 6 | 325873 | 1 | 16 | 128 | 134 | 1930 |  | YES
1001710001 | 350 BROADWAY Manhattan, NY 10013 (40.71696029234187, -74.00392122955571) | Con Edison | JEFFREY MANAGEMENT | HAMPSTEAD LLC | 805 THIRD AVE MANHATTAN, NY 10022 (40.755592969327324, -73.9708898396616) | CA213972K | 7/5/05 | TITUSVILLE UNKNOWN | 1 | 10.5 | 1972 | 2010 |  | 36 - 40 year old | PETRO WD 8 AH | #6 | 205312 | 143719 | 30797 | 21558 | Yes | 2021 | Walk-Up Apartments | 1 | 141311 | 1 | 12 | 0 | 68 | 1920
1007290163 | 424 33 STREET Manhattan, NY 10001 (40.75299177926847, -73.99751589064817) | Con Edison | 424 W.33RD ST.ASSOCIATES | 424 WEST 33RD STREET | 424 33 STREET MANHATTAN, NY 10001 (40.75299177926847, -73.99751589064817) | CA255781N | 7/7/05 | FEDERAL FST 300 | 1 | 14 | 1981 | 2016 |  | 26 to 30 years old | ICI DEG 145 P | #6 | 201000 | 140700 | 30150 | 21105 | Yes | 2019 | Elevator Apartments | 3 | 165600 | 1 | 13 | 0 | 11 | 1913
1009930011 | 1440 BROADWAY Manhattan, NY 10018 (40.754628748772895, -73.9867452130141) | Con Edison | 1440 BROADWAY PARTNERS LLC C/O MAX CAPITAL MGMT. CORP. | 1440 BROADWAY OWNER, | 230 PARK AVE MANHATTAN, NY 10169 (40.75455625284997, -73.97611629176092) | CA232870N | 7/7/05 | CONTINENTAL F 142B500 | 2 | 3.2 | 1970 | 2010 |  | 36 - 40 year old | CONTINENTAL MODEL F 14 B | #6 | 200750 | 140525 | 30112 | 21079 | Yes | 2013 | Elevator Apartments | 3 | 604920 | 1 | 25 | 0 | 0 | 1924
1012330033 | 200 86 STREET Manhattan, NY 10024 (40.78767660825244, -73.97507601466798) | Con Edison | WALLACK MANAGEMENT | 200 W 86 APARTMENTS | 18 64 STREET MANHATTAN, NY 10065 (40.76697082506496, -73.96984042701948) | CA007980N | 7/7/05 | ROCKMILLS MP 450 | 1 | 16.9 | 1980 | 2015 |  | 26 to 30 years old | ICI DEG 175P | #6 | 200604 | 140423 | 30091 | 21063 | Yes | 2013 | Elevator Apartments | 6 | 352821 | 1 | 19 | 224 | 233 | 1931 |  | YES
1005067501 | 160 VARICK STREET Manhattan, NY 10013 (40.7266819634786, -74.00562094819111) | Con Edison | TRINITY CHURCH NEW YORK |  | 75 VARICK STREET MANHATTAN, NY 10013 (40.722742879410454, -74.0063094660842) | CA197297Z | 7/5/05 | FEDERAL FST-250 | 2 | 10.36 | 1997 | 2032 | DUAL FUEL | 11 to 15 years old | HEVE (ICI)DEG-105 P | #4 | 200498 | 140349 | 29072 | 20351 | Yes | 2016 | Hospitals & Health | 3 | 311477 | 1 | 12 | 0 | 45 | 1927 | YES
1000167510 | 99 BATTERY PLACE Manhattan, NY 10280 (40.707751234761815, -74.0169164328791) | Con Edison | MILFORD MANAGEMENT/LIBERTY VIEW | LIBERTY VIEW CONDOMIN | 99 BATTERY PLACE MANHATTAN, NY 10280 (40.707751234761815, -74.0169164328791) | CA226290X | 7/4/05 | FEDERAL EASTMOND FST-200 | 2 | 8.4 | 1990 | 2025 |  | 16 to 20 years old | ST JOHNSON FD68 CA200HM | #6 | 200000 | 140000 | 30000 | 21000 | Yes | 2016 | Elevator Apartments | 1 | 251350 | 1 | 28 | 293 | 303 | 1988 | YES
1014570017 | 450 63 STREET Manhattan, NY 10021 (40.76920532766377, -73.959183941086) | Con Edison | 450 EAST 63RD ST.%ROSE ASSOCIATIES | CORNELL UNIVERSITY | 200 MADISON AVENUE MANHATTAN, NY 10016 (40.74877830573848, -73.9822475686496) | CA487487P | 7/4/05 | TITUSVILLE CM 425 | 3 | 14.7 | 1987 | 2022 |  | 21 to 26 years old | INDUSTRIAL COMBUSTION INC-DEG-145P | #6 | 200000 | 140000 | 30000 | 21000 | Yes | 2017 | Condominiums | 5 | 723578 | 3 | 12 | 503 | 509 | 1950
1013930033 | 888 PARK AVENUE Manhattan, NY 10021 (40.77372882608772, -73.96207661859317) | Con Edison | 888 PARK AVENUE ASSOCIATES | 888 PARK AVENUE INC | 675 3 AVENUE MANHATTAN, NY 10017 (40.75129610835038, -73.97404990585339) | CA136384H | 7/6/05 | ROCKMILLS MP 200 | 2 | 8.4 | 1984 | 2019 |  | 26 to 30 years old | ICI DEG 84 P | #6 | 200000 | 140000 | 30000 | 21000 | Yes | 2013 | Elevator Apartments | 4 | 183101 | 1 | 15 | 74 | 78 | 1926 |  | YES
1014730018 | 440 79 STREET Manhattan, NY 10021 (40.76920532766377, -73.959183941086) | Con Edison | CHURCH MANAGEMENT/R.M.ROCCA | 440 EAST 79TH STREET | 7 PENN PLAZA MANHATTAN, NY 10001 (40.74956954963903, -73.99160848411982) | CA175988K | 7/5/05 | FEDERAL FST 250 | 2 | 10.5 | 1988 | 2023 |  | 21 to 26 years old | S.T.JOHNSON FD68CAHM-200 | #6 | 200000 | 140000 | 30000 | 21000 | Yes | 2013 | Walk-Up Apartments | 5 | 238293 | 1 | 16 | 219 | 222 | 1956 |  | YES
1015320001 | 201 86 STREET Manhattan, NY 10028 (40.77882029722576, -73.95389687037733) | Con Edison | CUSHMAN & WAKEFIELD | T-C THE COLORADO LLC | 145 57TH STREET NEW YORK, NY 10019 (40.765065027689104, -73.97893806358178) | CA206487L | 7/6/05 | CLEAVERBROOKS CB 600 200 | 2 | 8.4 | 1987 | 2022 |  | 21 to 26 years old | CLEAVERBROOKS INTEGRAL | #6 | 200000 | 140000 | 30000 | 21000 | Yes | 2022 | Walk-Up Apartments | 5 | 256810 | 1 | 35 | 256 | 257 | 1986
1008507503 | 280 PARK AVENUE Manhattan, NY 10010 (40.73939728126953, -73.98709076719419) | Con Edison | HOFFMAN MANAGEMENT S. HOFFMAN | GRAMERCY PLACE CONDO | 300 55 STREET MANHATTAN, NY 10019 (40.76543669712509, -73.98393298423655) | CA203487H | 7/7/05 | ROCKMILLS MP 250 | 2 | 10.5 | 1987 | 2022 |  | 21 to 26 years old | ST JOHNSON FD 68 CAHM-300 | #6 | 200000 | 140000 | 30000 | 21000 | Yes | 2020 | Elevator Apartments | 2 | 253543 | 1 | 27 | 258 | 262 | 1986 | YES
1014197502 | 200 65 STREET Manhattan, NY 10021 (40.76920532766377, -73.959183941086) | Con Edison | MIFORD MGMT CORP. | 200-210 E. 65TH ST CO | 99 BATTERY PLACE MANHATTAN, NY 10280 (40.707751234761815, -74.0169164328791) | CA106287Z | 7/7/05 | FEDERAL FST 350 | 3 | 15.1 | 1987 | 2022 |  | 21 to 26 years old | ST.JOHNSON FD 68 CAHM 400 | #6 | 200000 | 140000 | 30000 | 21000 | Yes | 2019 | Walk-Up Apartments | 4 | 458574 | 1 | 50 | 295 | 296 | 1987 | YES
1008517501 | 3 22 STREET Manhattan, NY 10010 (40.740575597232635, -73.98926721398719) | Con Edison | OWNER/AGENT | MADISON GREEN CONDOMI | 200 MADISON AVENUE MANHATTAN, NY 10016 (40.74877830573848, -73.9822475686496) | CA270182R | 7/5/05 | FEDERAL FST-350 | 2 | 11.7 | 1982 | 2017 |  | 26 to 30 years old | ICI DEG 145P | #6 | 200000 | 140000 | 30000 | 21000 | Yes | 2021 | Office Buildings | 2 | 370294 | 1 | 29 | 423 | 426 | 1985 | YES
1012437501 | 215 95 STREET Manhattan, NY 10025 (40.79356645418451, -73.97121684651476) | Con Edison | PRINCETON HOUSE CONDOMINIMIUM |  | 215 95th ST MANHATTAN, NY 10025 (40.79356645418451, -73.97121684651476) | CA082787L | 7/6/05 | CLEAVER BROOKS CB-800-200 | 2 | 8.4 | 1987 | 2022 |  | 21 to 26 years old | CLEAVER BROOKS PACKAGE | #4 | 200000 | 140000 | 29000 | 20300 | Yes | 2013 | Condominiums | 6 | 171602 | 1 | 16 | 212 | 214 | 1986 | YES
1005487501 | 60 8 STREET Manhattan, NY 10003 (40.73079740389684, -73.99296798600464) | Con Edison | ROSE ASSOCIATES, INC. | GEORGETOWN PLZ OWNERS | 60 8th STREET MANHATTAN, NY 10003 (40.73079740389684, -73.99296798600464) | CA218486H | 7/5/05 | FEDERAL FLW 6071 | 2 | 20 | 1986 | 2021 |  | 21 to 26 years old | ICI DEG 210S | #6 | 200000 | 140000 | 30000 | 21000 | Yes | 2018 | Elevator Apartments | 1 | 512503 | 1 | 31 | 389 | 391 | 1965 | YES
1008840084 | 419 PARK AVENUE Manhattan, NY 10016 (40.743735340676835, -73.98364802421948) | Con Edison | WALTER & SAMUELS | PARK AVE SOUTH ASSOC. | 419 PARK AVENUE MANHATTAN, NY 10016 (40.743735340676835, -73.98364802421948) | CA486870N | 7/6/05 | HARRISBURG UNKNOWN | 2 | 3.6 | 1970 | 2010 |  | 36 - 40 year old | TODD RAH C-1 | #6 | 200000 | 140000 | 30000 | 21000 | Yes | 2014 | Elevator Apartments | 2 | 160114 | 1 | 20 | 0 | 58 | 1927
1018650001 | 1047 AMSTERDAM AVENUE Manhattan, NY 10025 (40.80384978364436, -73.96317712587883) | Con Edison | CATHEDRAL CHURCH ST JOHN | THE CATHEDRAL CHURCH | 1047 AMSTERDAM AVENUE MANHATTAN, NY 10025 (40.80384978364436, -73.96317712587883) | CA300870P | 7/7/05 | UNKNOWN HRT | 3 | 10.48 | 1970 | 2010 |  | 36 - 40 year old | RAY AR-144 | #6 | 198450 | 138915 | 29768 | 20837 | Yes | 2015 | Elevator Apartments | 9 | 13435076 | 6 | 9 | 0 | 1 | 1900
1006080039 | 101 12 STREET Manhattan, NY 10011 (40.736073812646154, -73.99782439223739) | Con Edison | J. ADAMS OWNERS INC % HALSTEAD MGT. | SOLLERS, DAVID M | 770 LEXINGTON AVE NEW YORK, NY 10021 (40.76851425537591, -73.96362286271633) | CB096506J | 7/6/05 | FEDERAL-FST-350 (NEW) | 2 | 11.7 | 2006 | 2041 | DUAL FUEL | Fewer than 5 years old | ICI-DEG-145- P (NEW) | #6 | 197538 | 138277 | 29631 | 20741 | Yes | 2018 | Elevator Apartments | 3 | 364679 | 1 | 21 | 416 | 425 | 1961 |  | YES
1020010005 | 3333 BROADWAY Manhattan, NY 10031 (40.81993459520034, -73.95535935574574) | Con Edison | RIVERSIDE PARK COMMUNITY LLC | CITY OF NEW YORK | 590 56 STREET W NEW YORK, NJ 10031 (40.82495420507257, -73.9501244360938) | CB135308J | 7/7/05 | FEDERAL PLW - 331 (EXSTG) | 2 | 11 | 2008 | 2043 | DUAL FUEL | Fewer than 5 years old | ICI DEG - 145P (NEW) | #6 | 197530 | 138271 | 29630 | 20741 | Yes | 2021 | Elevator Apartments | 7 | 177232 | 1 | 35 | 0 | 1 | 1975
1010290053 | 1790 BROADWAY Manhattan, NY 10019 (40.766914692465114, -73.98172008456346) | Con Edison | 1790 BROADWAY ASSOC. | 1790 BROADWAY ASSOCIA | 1790 BROADWAY MANHATTAN, NY 10019 (40.766914692465114, -73.98172008456346) | CA330670H | 7/6/05 | FITZGIBBONS H-440 | 2 | 9.8 | 1970 | 2010 |  | 36 - 40 year old | YORK C225 | #4 | 197400 | 138180 | 28623 | 20036 | Yes | 2019 | Office Buildings | 4 | 196334 | 1 | 20 | 0 | 13 | 1912
1000280001 | 3 HANOVER SQUARE Manhattan, NY 10004 (40.704855592723256, -74.00984702324092) | Con Edison | 3 HANOVER SQ OWNERS CORP. | 3 HANOVER SQUARE OWNE | 200 MADISON AVE MANHATTAN, NY 10016 (40.74877830573848, -73.9822475686496) | CA164187R | 7/6/05 | FEDERAL FST 300 | 2 | 12.6 | 1987 | 2022 |  | 21 to 26 years old | ICI DEG 145 P | #6 | 197100 | 137970 | 29565 | 20696 | Yes | 2018 | Elevator Apartments | 1 | 239121 | 1 | 23 | 202 | 209 | 1926 |  | YES
1015270028 | 240 82 STREET Manhattan, NY 10028 (40.7758147047843, -73.95495259833507) | Con Edison | 82ND STREET CORPORATION. | SECOND 82ND CORP | 640 5 AVENUE MANHATTAN, NY 10019 (40.75918853863369, -73.97674417161663) | CA099187Z | 7/7/05 | FEDERAL FST 250 | 1 | 10.4 | 1987 | 2022 |  | 21 to 26 years old | HEV E DEG 105 P | #4 | 197100 | 137970 | 28580 | 20006 | Yes | 2017 | Walk-Up Apartments | 5 | 189612 | 1 | 20 | 177 | 182 | 1963
1012480001 | 140 RIVERSIDE DRIVE Manhattan, NY 10024 (40.79030899705157, -73.98008919577927) | Con Edison | B.L MANGEMENT, INC | NORMANDY OWNERS CORP | 211 46TH STREET NEW YORK, NY 10017 (40.75302310571675, -73.97187838565173) | CA031899X | 7/6/05 | ROCKMILLS MP-500 | 1 | 19.99 | 1999 | 2034 | DUAL FUEL | 11 to 15 years old | HEVE/I.C. DEG 210 P | #6 | 197100 | 137970 | 29565 | 20696 | Yes | 2018 | Elevator Apartments | 6 | 372186 | 1 | 19 | 249 | 255 | 1939 |  | YES
1017467501 | 2 120 STREET Manhattan, NY 10035 (40.80317946432379, -73.94455330402359) | Con Edison | BETHEL GOSPEL ASSEMBLY |  | 2 120 STREET MANHATTAN, NY 10035 (40.80317946432379, -73.94455330402359) | CA054389H | 7/6/05 | CLEAVER BROOKS CB 657-250 | 2 | 10.45 | 1989 | 2024 |  | 21 to 26 years old | CLEAVER BROOKS INTEGRAL | #4 | 197100 | 137970 | 28580 | 20006 | Yes | 2016 | Elevator Apartments | 9 | 146239 | 1 | 28 | 158 | 161 | 2007 | YES
1015650029 | 444 86 STREET Manhattan, NY 10028 (40.77642232050589, -73.94835571910338) | Con Edison | CENTURY OPERATING CORP | 444 EAST 86 STREET OW | 7 PENN PLAZA MANHATTAN, NY 10028 (40.776344978837756, -73.95296667956859) | CA234587R | 7/6/05 | FEDERAL FST 250 | 3 | 10 | 1987 | 2022 |  | 21 to 26 years old | I.C.I. DEG 105 (P) | #6 | 197100 | 137970 | 29565 | 20696 | Yes | 2015 | Loft Buildings | 5 | 384646 | 1 | 37 | 315 | 317 | 1973 |  | YES
1010710001 | 555 42 STREET Manhattan, NY 10036 (40.760371287611726, -73.99714411097) | Con Edison | RIVERBANK WEST APTS | MASSACHUSETTS MUTUALE | 560 43RD STREET NY, NY 10036 (40.761111193536216, -73.99696742839723) | CA234487J | 7/6/05 | CLEAVERBROOK CB 800 250 | 2 | 10.45 | 1987 | 2022 |  | 21 to 26 years old | CLEAVERBROOK CB 800 250 | #4 | 197100 | 137970 | 28580 | 20006 | Yes | 2021 | Elevator Apartments | 3 | 388273 | 1 | 44 | 418 | 423 | 1987
1011850001 | 33 RIVERSIDE DRIVE Manhattan, NY 10023 (40.78261080048077, -73.98472070423014) | Con Edison | RIVERVIEW EQUITIES | RIVERVIEW EQUITIES CO | 1740 BROADWAY MANHATTAN, NY 10019 (40.76509834187077, -73.98206124052132) | CA136487K | 7/6/05 | FEDERAL FST 250 | 1 | 10.4 | 1987 | 2022 |  | 21 to 26 years old | HEVE DEG 105 P | #6 | 197100 | 137970 | 29565 | 20696 | Yes | 2015 | Condominiums | 6 | 186100 | 1 | 17 | 143 | 144 | 1928 |  | YES
1005660001 | 11 5 AVENUE Manhattan, NY 10003 (40.73236915353762, -73.99620494895012) | Con Edison | THE THIRD BREVOURT CORP. | THE 3RD BREVOORT CORP | 675 THIRD AVENUE MANHATTAN, NY 10017 (40.75129610835038, -73.97404990585339) | CA209094Y | 7/5/05 | FEDERAL ESP-250 | 2 | 10.36 | 1994 | 2029 |  | 16 to 20 years old | HEVE LNMEG-105P | #6 | 197100 | 137970 | 29565 | 20696 | Yes | 2016 | Loft Buildings | 2 | 392071 | 1 | 20 | 267 | 273 | 1955 |  | YES
1021390229 | 100 HAVEN AVENUE Manhattan, NY 10032 (40.84493381711121, -73.94234465020952) | Con Edison | TRUSTEES OF COLUMBIA UNIV | TRUSTEES OF COLUMBIA | 630 168 ST MANHATTAN, NY 10032 (40.84136693283071, -73.94051880451575) | CA094591H | 7/4/05 | ROCKMILLS MP 450 | 2 | 34.78 | 1991 | 2026 |  | 16 to 20 years old | HEVE DEG 175 P | #6 | 197100 | 137970 | 29565 | 20696 |  |  | Elevator Apartments | 7 | 0 | 0 | 0 | 0 | 0 | 0
1014587502 | 1175 YORK AVENUE Manhattan, NY 10021 (40.76920532766377, -73.959183941086) | Con Edison | YORK RIVER HOUSE OWNER CORP. | OZER, ESRA | 127 59TH MANHATTAN, NY 10022 (40.76241654818314, -73.96854870758665) | CA208694N | 7/4/05 | ROCKMILLS MP-250 | 2 | 10.56 | 1994 | 2029 |  | 16 to 20 years old | HEVE LNMEG-105 (P) | #6 | 197100 | 137970 | 29565 | 20696 | Yes | 2018 | Elevator Apartments | 5 | 21078 | 1 | 18 | 232 | 234 | 1958 | YES
1009090001 | 201 28 STREET Manhattan, NY 10016 (40.74197624504778, -73.98079350632078) | Con Edison | CHESAPEAKE HOUSE | CHESAPEAKE OWNERS COR | 4 PARK AVE (3RD FLOOR N Y 10016 (40.74650915812013, -73.98194367109245) | CB082502H | 7/7/05 | FEDERAL (EASTMOND) FST-300 | 2 | 12.6 | 2002 | 2037 | DUAL FUEL | 5 to 10 years old | HEVE (IC) DEG-145 P | #4 | 196556 | 137589 | 28501 | 19950 | Yes | 2019 | Elevator Apartments | 2 | 253489 | 1 | 20 | 252 | 264 | 1964 |  | YES
1008020036 | 102 27 STREET Manhattan, NY 10001 (40.74545067767895, -73.99112853712838) | Con Edison | EQUITY RESIDENTIAL SERVICE, LLC | 777 SIXTH AVENUE OWNE | 777 SIXTH AVENUE N Y 10001 (40.74497417355457, -73.99128575504403) | CB359900R | 7/5/05 | (NEW) FEDERAL FST 250 | 2 | 10.5 | 2000 | 2035 | DUAL FUEL | 5 to 10 years old | (NEW) ST JOHNSON FD68-CAHM- SIZE 250 | #6 | 193289 | 135303 | 28993 | 20295 | Yes | 2022 | Elevator Apartments | 3 | 269947 | 2 | 31 | 293 | 295 | 2000
1009270001 | 301 21 STREET Manhattan, NY 10010 (40.736601621441544, -73.98176053619812) | Con Edison | LESTER RUBIN,AS TRUSTEE | TAUSIK BROTHERS, LLC | 4 PARK AVENUE MANHATTAN, NY 10016 (40.74650915812013, -73.98194367109245) | CA201780H | 7/6/05 | ROCKMILLS MP200 | 2 | 8.55 | 1980 | 2015 |  | 26 to 30 years old | INDUSTRIAL COMBUSTION - DEG-84(P) | #6 | 192438 | 134707 | 28866 | 20206 | Yes | 2017 | Elevator Apartments | 2 | 185127 | 1 | 17 | 202 | 211 | 1930
1005050001 | 150 VARICK STREET Manhattan, NY 10013 (40.72640382544571, -74.00562480622102) | Con Edison | W & M OPERATING COMPANY./MALTZ | W. & M. OPERATING, L. | 150 VARICK STREET MANHATTAN, NY 10013 (40.72640382544571, -74.00562480622102) | CA042379X | 7/6/05 | ROCKMILLS MP 350 | 1 | 14 | 1979 | 2014 | DUAL FUEL | 31 to 35 years old | ICI DEG 145P | #6 | 192172 | 134521 | 28826 | 20178 | Yes | 2015 | Elevator Apartments | 3 | 214110 | 1 | 10 | 0 | 1 | 1926
1021580079 | 480 AUDUBON AVENUE Manhattan, NY 10040 (40.853900057743374, -73.92856703672066) | Con Edison | ROYAL YORK ASSOCIATES | DJB REALTY CORP | 1855 SHERMAN AVENUE MANHATTAN, NY 10034 (40.8706171092922, -73.9242232587963) | CA112781P | 7/6/05 | ROCKMILLS MP 100 | 1 | 4.2 | 1981 | 2016 |  | 26 to 30 years old | ICI MEG 42 P | #6 | 191625 | 134138 | 28744 | 20121 | Yes | 2018 | Warehouses | 10 | 55000 | 1 | 5 | 63 | 63 | 1924
1013760001 | 800 5 AVENUE Manhattan, NY 10021 (40.76920532766377, -73.959183941086) | Con Edison | 615 COMPANY/B. SPITZ | 800 FIFTH AVE ASSOCIA | 200 MADISON AVE MANHATTAN, NY 10016 (40.74877830573848, -73.9822475686496) | CA055193K | 7/6/05 | CLEAVER BROOKS CB 800-250 | 2 | 10.46 | 1993 | 2028 |  | 16 to 20 years old | INTEGRAL | #4 | 190858 | 133601 | 27674 | 19372 | Yes | 2016 | Walk-Up Apartments | 4 | 353412 | 2 | 33 | 208 | 229 | 1979
1017370001 | 620 LENOX AVENUE Manhattan, NY 10037 (40.81761241386113, -73.93821676209507) | Con Edison | DELANO VILLAGE COMPANIES | SAVOY PARK OWNER LLC | 750 LEXINGTON AVE WHITE PLAINS, NY 10022 (40.76249398753119, -73.96802742600755) | CB223303K | 7/5/05 | FEDERAL FST-250 (EXSTG) | 2 | 10.5 | 2003 | 2038 | DUAL FUEL | 5 to 10 years old | HEVE (I.C.) DEG-105P (EXSTG) | #6 | 190694 | 133486 | 28604 | 20023 | Yes | 2017 | Walk-Up Apartments | 9 | 185318 | 1 | 16 | 259 | 259 | 1961
1017370059 | 60 142 STREET Manhattan, NY 10037 (40.818024451128345, -73.93658931267555) | Con Edison | DELANO VILLAGE COMPANIES | AFP THIRTY NINE CORP | 750 WHITE PLAINS ROAD NEW YORK, NY 10022 (40.820974017185094, -73.85797979958538) | CB223403Z | 7/5/05 | FEDERAL FST-250 (EXSTG) | 2 | 10.5 | 2003 | 2038 | DUAL FUEL | 5 to 10 years old | HEVE (I.C.) DEG-105P (EXSTG) | #6 | 190694 | 133486 | 28604 | 20023 | Yes | 2017 | Elevator Apartments | 9 | 185318 | 1 | 16 | 257 | 257 | 1959
1017370015 | 45 139 STREET Manhattan, NY 10037 (40.815203094028654, -73.93532691017452) | Con Edison | SAVOY PARK OWNER, LLC | AFP FORTY CORP. | 31 10 37TH AVE LONG ISLAND CITY, NY 11101 (40.74570244980828, -73.93866902925225) | CB223503R | 7/5/05 | FEDERAL FST-250 (EXSTG) | 2 | 105 | 2003 | 2038 | DUAL FUEL | 5 to 10 years old | HEVE (I.C.) DEG-105P (EXSTG) | #6 | 190694 | 133486 | 28604 | 20023 | Yes | 2017 | Elevator Apartments | 9 | 185318 | 1 | 16 | 256 | 256 | 1959
1019010001 | 1925 7 AVENUE Manhattan, NY 10026 (40.80351604684964, -73.95216033385967) | Con Edison | RESIDENTIAL MANAGEMENT/GRAHAM COURT | GRAHAM COURT OWNERSCO | 1651 CONEY ISLAND AVE BROOKLYN, NY 11230 (40.617134059024586, -73.96362996399334) | CA388487L | 7/6/05 | FEDERAL FST 450 | 1 | 17.4 | 1987 | 2022 |  | 21 to 26 years old | ICI DEG 175 P | #6 | 190348 | 133243 | 28552 | 19986 | Yes | 2021 | Elevator Apartments | 9 | 205030 | 1 | 8 | 100 | 100 | 1920
1013190016 | 235 45 STREET Manhattan, NY 10017 (40.752383738417784, -73.97222646336634) | Con Edison | AAMERICAN NEWSPAPER INC. | HEARST COMMUNICATIONS | 520 EIGHTH AVE MANHATTAN, NY 10018 (40.75376054978079, -73.99232896859803) | CA026576P | 7/5/05 | WHIRLPOWER (IRON FIREMAN#35-47-1000 | 2 | 8.5 | 1976 | 2011 |  | 31 to 35 years old | IRON FIREMAN A06-9.8 | #4 | 189828 | 132879 | 27525 | 19268 | Yes | 2019 | Loft Buildings | 4 | 200311 | 1 | 16 | 0 | 1 | 1929
1007840019 | 225 34 STREET Manhattan, NY 10001 (40.75132814462002, -73.99133543478304) | Con Edison | PENNSYLVANIA BLDG. CO. | 14 SO. WILLIAMSPORT H | 225 34 STREET MANHATTAN, NY 10001 (40.75132814462002, -73.99133543478304) | CA259568M | 7/7/05 | FITZGIBBON 35 | 2 | 2.1 | 1968 | 2010 |  | 41 - 45 years old | RAY 144-8 | #6 | 189800 | 132860 | 28470 | 19929 | Yes | 2014 | Office Buildings | 3 | 461386 | 1 | 22 | 0 | 184 | 1924
1015810049 | 500 85 STREET Manhattan, NY 10028 (40.77520030273798, -73.9475714206143) | Con Edison | EAST 85TH REALTY LLC. | EAST 85TH REALTY | 1200 UNION TURNPIKE NEW HYDE PARK, NY 11040 (40.752969146395, -73.70041803110757) | CA009778Z | 7/5/05 | FEDERAL FST 175 | 2 | 5.8 | 1978 | 2013 |  | 31 to 35 years old | ICI DE 84 | #6 | 189400 | 132580 | 28410 | 19887 | Yes | 2021 | Elevator Apartments | 5 | 241983 | 1 | 23 | 235 | 237 | 1968
1015070069 | 1148 5 AVENUE Manhattan, NY 10128 (40.787647003844825, -73.95590642641139) | Con Edison | 1148 CORP, C/O INSIGNIA RESIDENTIAL GROUP | THE 1148 CORPORATION | 1148 5TH MANHATTAN, NY 10128 (40.78779683139435, -73.955760816914) | CA122879M | 7/7/05 | ROCKMILLS MP-250 | 1 | 10.8 | 1979 | 2014 |  | 31 to 35 years old | I.C.I. DEG-105P | #6 | 189070 | 132349 | 28360 | 19852 | Yes | 2017 | Elevator Apartments | 4 | 166158 | 1 | 13 | 59 | 60 | 1923 |  | YES
1018920064 | 355 RIVERSIDE DRIVE Manhattan, NY 10025 (40.80345708511993, -73.96920739922473) | Con Edison | DIVERSIFIED PROP GROUP | RSD OWNRS CORP | 50 17TH STREET MANHATTAN, NY 10011 (40.738563940959885, -73.99384605181096) | CA129479P | 7/5/05 | ROCKMILLS-MP 100 | 1 | 3.5 | 1979 | 2014 |  | 31 to 35 years old | ICI DEG-42 P | #6 | 188888 | 132222 | 28333 | 19833 | Yes | 2022 | Elevator Apartments | 9 | 61344 | 1 | 14 | 40 | 40 | 1922 |  | YES
1015220050 | 1435 LEXINGTON AVENUE Manhattan, NY 10128 (40.78429253267552, -73.95206632134625) | Con Edison | 1435 TENANTS CORPORATION | SEGAL, TIMOTHY D | 909 3 AVENUE MANHATTAN, NY 10022 (40.75866185484051, -73.96870377888831) | CA287281N | 7/5/05 | FEDERAL FST-250 | 1 | 10.5 | 1981 | 2016 |  | 26 to 30 years old | HEVE LNDEG 145P B | #6 | 188888 | 132221 | 28333 | 19833 | Yes | 2022 | Elevator Apartments | 4 | 116270 | 1 | 11 | 70 | 73 | 1925 |  | YES
1006110065 | 33 GREENWICH AVENUE Manhattan, NY 10014 (40.73511592929151, -74.00027725082606) | Con Edison | 33 GREENWICH OWNERS CORP. | 33 GREENWICH OWNERS C | 7 PENN PLAZA MANHATTAN, NY 10001 (40.74956954963903, -73.99160848411982) | CA029487R | 7/7/05 | FEDERAL FLW 2429 | 2 | 19.1 | 1987 | 2022 |  | 21 to 26 years old | ICI DEG 105 S | #6 | 187488 | 131242 | 28123 | 19686 | Yes | 2021 | Walk-Up Apartments | 3 | 142941 | 1 | 15 | 151 | 156 | 1961 |  | YES
1013760036 | 540 PARK AVENUE Manhattan, NY 10021 (40.76920532766377, -73.959183941086) | Con Edison | THE REGENCY HOTEL | 61 ST PARK AVE CORP | 540 PARK AVENUE NEW YORK, NY 10065 (40.76439952938745, -73.96883867719271) | CB402203Z | 7/7/05 | FEDERAL FST-350 (EXSTG) | 2 | 11.7 | 2003 | 2038 | DUAL FUEL | 5 to 10 years old | ICI DEG 145 (NEW) | #4 | 187464 | 131225 | 27182 | 19028 | Yes | 2016 | Elevator Apartments | 4 | 268467 | 1 | 20 | 0 | 6 | 1962
1012050034 | 320 CENTRAL PARK Manhattan, NY 10025 (40.78910808794443, -73.9665996418622) | Con Edison | ARDSLEY TENANTS CORP%AKAM ASSOC. | AKAM ASSOCIATES | 8 38 STREET NEW YORK, NY 10018 (40.751314393861094, -73.98349762627032) | CB104908X | 7/4/05 | FEDERAL FST-300 | 2 | 0 | 2008 | 2043 | DUAL FUEL | Fewer than 5 years old | INDUSTRIAL COMBUSTION DEG-145P | #6 | 186588 | 130612 | 27988 | 19592 | Yes | 2015 | Condominiums | 6 | 349342 | 1 | 19 | 201 | 201 | 1931 |  | YES
1014590030 | 416 65 STREET Manhattan, NY 10021 (40.76920532766377, -73.959183941086) | Con Edison | STAHL YORK AVE. CO LLC % STAHL R.E. | STAHL YORK AVE CO | 1221 YORK AVE NEW YORK, NY 10021 (40.764962135206474, -73.95516881642752) | CB152406Y | 7/5/05 | FEDERAL FST - 300 (NEW) | 2 | 10 | 2006 | 2041 | DUAL FUEL | Fewer than 5 years old | ICI DEG - 145P (NEW) | #6 | 186588 | 130612 | 27988 | 19592 | Yes | 2019 | Elevator Apartments | 5 | 124902 | 4 | 6 | 235 | 235 | 1920
1013750001 | 1 60 STREET Manhattan, NY 10022 (40.76493229027947, -73.97246053593845) | Con Edison | METROPOLITAN CLUB | 515 MADISON INC | 1 60 STREET MANHATTAN, NY 10022 (40.76493229027947, -73.97246053593845) | CA104379R | 7/5/05 | ROCKMILLS MPH-212 | 2 | 8.6 | 1979 | 2014 |  | 31 to 35 years old | HEV-E-OIL DE 84 P | #4 | 186460 | 130522 | 27037 | 18926 | Yes | 2015 | Loft Buildings | 4 | 95380 | 2 | 6 | 0 | 1 | 1891
1005650015 | 841 BROADWAY Manhattan, NY 10003 (40.73396689745794, -73.99097622768353) | Con Edison | JEFFERY MANGEMENT CORP. | 841-853 BRAODWAY ASSO | 370 7 AVENUE MANHATTAN, NY 10001 (40.748787298958746, -73.99223903639512) | CA074791Y | 7/5/05 | FEDERAL FST-300 | 1 | 12.75 | 1991 | 2026 |  | 16 to 20 years old | HEV-E-OIL DEG-145 P | #4 | 185625 | 129937 | 26916 | 18841 | Yes | 2015 | Elevator Apartments | 2 | 218953 | 2 | 21 | 0 | 180 | 1900
1015230001 | 1199 PARK AVENUE Manhattan, NY 10128 (40.785252213256854, -73.95331947008874) | Con Edison | 1199 PARK AVENUE OWNERS/HARRIS | PARK HILL TEN CORP | 770 LEXINGTON AVENUE MANHATTAN, NY 10021 (40.76920532766377, -73.959183941086) | CA194082H | 7/4/05 | FEDERAL FLW 2429 | 2 | 11.8 | 1982 | 2017 |  | 26 to 30 years old | I.C.I. DEG 84-S | #6 | 183960 | 128772 | 27594 | 19316 | Yes | 2013 | Elevator Apartments | 4 | 210988 | 1 | 18 | 148 | 149 | 1961 |  | YES
1008710039 | 145 15 STREET Manhattan, NY 10003 (40.73446667465888, -73.98778647568564) | Con Edison | ORSID REALTY | 145 E. 15TH STREET T | 1740 BROADWAY MANHATTAN, NY 10019 (40.76509834187077, -73.98206124052132) | CA554586H | 7/6/05 | FEDERAL FST-200 | 2 | 8.4 | 1986 | 2021 |  | 21 to 26 years old | S.T. JOHNSON FD-68 CAHM SIZE 200 | #6 | 183960 | 128772 | 27594 | 19316 | Yes | 2021 | Educational Structures | 2 | 193695 | 1 | 16 | 248 | 249 | 1959 |  | YES
1012060045 | 50 93 STREET Manhattan, NY 10025 (40.790309321141315, -73.96752701146043) | Con Edison | WESTWOOD HOUSE | WESTWOOD HOUSE LLC | 70 93 STREET MANHATTAN, NY 10025 (40.7905484969655, -73.96808783753094) | CB050308X | #N/A | JOHNSTON BOILER CO. PFTX400-4H15S (NEW) | 2 | 13.3 | 2008 | 2043 | DUAL FUEL | Fewer than 5 years old | S.T. JOHNSON FD68-CA400-HM (NEW) | #6 | 183600 | 128520 | 27540 | 19278 | Yes | 2016 | Elevator Apartments | 6 | 137634 | 1 | 8 | 124 | 124 | 1971
1009660001 | 401 34 STREET Manhattan, NY 10016 (40.743804036492726, -73.97348090339955) | Con Edison | RIVERGATE COMPANY | RIVERGATE LP | 103 55 STREET MANHATTAN, NY 10019 (40.76312503200586, -73.97825056178426) | CA366784K | 7/7/05 | CLEAVER-BROOKS CB-400-400 | 3 | 16.73 | 1984 | 2019 |  | 26 to 30 years old | CLEAVER-BROOKS CB400-400 | #6 | 183194 | 128235 | 27479 | 19235 | Yes | 2016 | Elevator Apartments | 4 | 835279 | 1 | 35 | 706 | 707 | 1985
1012620056 | 36 47 STREET Manhattan, NY 10036 (40.75713437260964, -73.97976230217905) | Con Edison | NOEL MORRISON & ASSOC. | AMNA L L C | 36 47 STREET MANHATTAN, NY 10036 (40.75713437260964, -73.97976230217905) | CA499985X | 7/5/05 | FEDERAL FST 200 | 1 | 7.8 | 1985 | 2020 |  | 21 to 26 years old | ICI DEG 84P | #4 | 182973 | 128081 | 26531 | 18572 | Yes | 2022 | Elevator Apartments | 3 | 97785 | 1 | 16 | 0 | 92 | 1924
1007890030 | 205 39 STREET Manhattan, NY 10018 (40.75423563301717, -73.98850557162729) | Con Edison | 205 WEST 39 STREET CO. | 205 WEST 39TH ST COMP | 205 39 STREET MANHATTAN, NY 10018 (40.75423563301717, -73.98850557162729) | CA332468N | 7/6/05 | KEWANEE 420 | 2 | 6.6 | 1968 | 2010 |  | 41 - 45 years old | PETRO W6 | #6 | 182500 | 127750 | 27375 | 19162 | Yes | 2019 | Elevator Apartments | 3 | 222162 | 2 | 16 | 0 | 0 | 1922
1010910001 | 643 43 STREET Manhattan, NY 10036 (40.76196587587117, -73.99886062368385) | Con Edison | UNITED PARCEL SERVICE, INC. | NUBEE CORP | 643 43 STREET MANHATTAN, NY 10036 (40.76196587587117, -73.99886062368385) | CA392189P | 7/6/05 | FEDERAL FST-500 | 2 | 19.9 | 1989 | 2024 | DUAL FUEL | 21 to 26 years old | ICI DEG 210-P | #4 | 181958 | 127371 | 26384 | 18469 | Yes | 2021 | Office Buildings | 3 | 783307 | 1 | 8 | 0 | 2 | 1962
1018890001 | 280 RIVERSIDE DRIVE Manhattan, NY 10025 (40.79874463768641, -73.9729845517478) | Con Edison | OXFORD TOWERS CO. | OXFORD TOWERS CO, | 155 RIVERSIDE DRIVE MANHATTAN, NY 10025 (40.7927239024952, -73.97703970814024) | CA084581P | 7/6/05 | ROCKMILLS MP250 | 1 | 8.36 | 1981 | 2016 |  | 26 to 30 years old | I.C.I. DEG 105 P | #6 | 181660 | 127162 | 27249 | 19074 | Yes | 2019 | Walk-Up Apartments | 9 | 211041 | 1 | 15 | 125 | 125 | 1940
1008200001 | 620 AVENUE Manhattan, NY 10011 (40.74471526669623, -74.00460000028977) | Con Edison | JAMESTOWN 19, LP. | CF 620 OWNER THREE LL | 45 18 STREET MANHATTAN, NY 10011 (40.73912686907409, -73.99324683285514) | CA008184R | 7/6/05 | ROCKMILLS MP-400 | 2 | 16.9 | 1984 | 2019 |  | 26 to 30 years old | INDUST COMBUS MODEL DEG-175-P | #6 | 181500 | 127050 | 27225 | 19058 | Yes | 2020 | Elevator Apartments | 3 | 538213 | 4 | 7 | 0 | 7 | 1900
1011200023 | 1 67 STREET Manhattan, NY 10023 (40.77309261833681, -73.9783580125859) | Con Edison | HOTEL DES ARTISITE, INC,C/O GERARD J. PICASO, INC. | HOTEL DES ARTISTES IN | 1133 BROADWAY MANHATTAN, NY 10010 (40.743831409426136, -73.98905094736057) | CA002782J | 7/7/05 | ROCKMILLS MP 250 | 2 | 8 | 1982 | 2017 |  | 26 to 30 years old | INDUSTRIAL COMBUSTION DEG-105-P | #6 | 181040 | 126728 | 27156 | 19009 | Yes | 2020 | Condominiums | 6 | 212000 | 1 | 17 | 119 | 122 | 1917 |  | YES
1013340022 | 25 TUDOR CITY PLACE Manhattan, NY 10017 (40.74874233285732, -73.97070027379334) | Con Edison | TUDOR OWNERS CORP. | 25 TUDOR OWNERS | 420 LEXINGTON AVE MANHATTAN, NY 10170 (40.75203399986924, -73.97536900037903) | CA040179M | 7/7/05 | ROCKMILLS MP 4212 | 2 | 8.7 | 1979 | 2014 |  | 31 to 35 years old | HEVEOIL-DE 105 P | #6 | 181040 | 126728 | 27156 | 19009 | Yes | 2014 | Churches, Synagogues, etc. | 4 | 249299 | 1 | 23 | 439 | 443 | 1928 |  | YES
1004760007 | 100 6 AVENUE Manhattan, NY 10013 (40.72338145163104, -74.00490149056765) | Con Edison | PARISH OF TRINITY CHURCH | TRINITY CHURCH CORP | 74 TRINITY PLACE MANHATTAN, NY 10006 (40.70824586187791, -74.01263566001961) | CA276789K | 7/6/05 | FEDERAL FST-200 | 2 | 8.19 | 1989 | 2024 |  | 21 to 26 years old | ICI DEG-84P | #6 | 180675 | 126472 | 27101 | 18971 | Yes | 2016 | Elevator Apartments | 3 | 303214 | 1 | 16 | 0 | 8 | 1930
1020530001 | 345 145 STREET Manhattan, NY 10039 (40.82668192862815, -73.93777090780111) | Con Edison | WEBB & BROKER INC. | LEATHERMAN, JOHN H | 2534 7 AVENUE MANHATTAN, NY 10039 (40.82287501485866, -73.93831606253664) | CA304968L | 7/7/05 | FITZGIBBONS DM 303 | 1 | 10.5 | 1968 | 2010 |  | 41 - 45 years old | INDUSTRIAL COMBUSTION #AME-8 | #6 | 180674 | 126472 | 27101 | 18971 | Yes | 2013 | Elevator Apartments | 7 | 225667 | 1 | 14 | 235 | 242 | 1957 |  | YES
1011970036 | 239 CENTRAL PARK Manhattan, NY 10024 (40.78394170925547, -73.97037197988259) | Con Edison | 239 C.P.W. CORP.% INSIGNIA RESIDENTIAL | 239 CENTRAL PK WEST C | 770 LEXINGTON AVENUE MANHATTAN, NY 10065 (40.76307014183385, -73.96759762551441) | CB001003Y | 7/6/05 | FEDERAL / EASTMOND- ESP-200 | 2 | 6.7 | 2003 | 2038 | DUAL FUEL | 5 to 10 years old | IC-DEG-84P | #6 | 179407 | 125585 | 26911 | 18838 | Yes | 2017 | Walk-Up Apartments | 6 | 203217 | 1 | 15 | 84 | 92 | 1926 |  | YES
1013340041 | 320 42 STREET Manhattan, NY 10017 (40.74939023424223, -73.97125416544678) | Con Edison | WOODSTOCK OWNERS% ORSID RLTY | WOODSTOCK OWNERS CORP | 1740 BROADWAY NEW YORK, NY 10019 (40.76509834187077, -73.98206124052132) | CA104390H | 7/5/05 | FEDERAL FST 200 SP (EXG) | 2 | 8.2 | 1990 | 2025 |  | 16 to 20 years old | ICI DEG 84P (NEW) | #6 | 179362 | 125553 | 26904 | 18833 | Yes | 2014 | Elevator Apartments | 4 | 261401 | 1 | 32 | 459 | 459 | 1929 |  | YES
1022180025 | 240 NAGLE AVENUE Manhattan, NY 10034 (40.86281338501576, -73.92165201493658) | Con Edison | NAGLE HOUSE C/O ANKER MGMT CORP. | NAGLE HOUSE INC | 240 NAGLE AVE NEW YORK, NY 10034 (40.86281338501576, -73.92165201493658) | CA130591N | 7/4/05 | PACIFIC -CA 6630 | 2 | 16.4 | 1991 | 2026 |  | 16 to 20 years old | IND. COMB. DEG-84(S) | #6 | 179361 | 125553 | 26904 | 18833 | Yes | 2018 | Walk-Up Apartments | 10 | 208415 | 1 | 17 | 180 | 180 | 1964 |  | YES
1005100045 | 295 LAFAYETTE STREET Manhattan, NY 10012 (40.72480153892189, -73.99548151536247) | Con Edison | PUCK ASSOCIATES | NEW PUCK, L.P. |  | CA291071R | 7/6/05 | ROCKMILLS MP-250 | 2 | 9.8 | 1971 | 2010 |  | 36 - 40 year old | SUPERIOR AB-AAG-200 | #6 | 178850 | 125195 | 26828 | 18779 | Yes | 2020 | Elevator Apartments | 1 | 179374 | 1 | 9 | 0 | 7 | 1900
1013180038 | 216 45 STREET Manhattan, NY 10017 (40.75250057831533, -73.97264709703546) | Con Edison | THE JANCO COMPANY C/O BERSTEIN REAL ESTATE CO. | 216 WATERMARK HOLDING | 150 30TH STREET MANHATTAN, NY 10001 (40.747873861245175, -73.99111945938847) | CA405370J | 7/6/05 | ROCKMILLS MP 350 | 1 | 13.3 | 1970 | 2010 |  | 36 - 40 year old | SUPERIOR AB-AA6-200 | #6 | 178850 | 125195 | 26828 | 18779 | Yes | 2018 | Elevator Apartments | 4 | 156626 | 1 | 17 | 0 | 21 | 1928
1018760001 | 900 END AVENUE Manhattan, NY 10025 (40.79685012763133, -73.96372581059762) | Con Edison | ATLANTIC REALTY CO | ATLANTIC REALTY APTS |  | CA005079L | 7/6/05 | ROCKMILLS MP 4-231 | 1 | 8.5 | 1979 | 2014 |  | 31 to 35 years old | I.C.I. DE 84(S) | #6 | 178120 | 124684 | 26718 | 18703 | Yes | 2016 | Walk-Up Apartments | 8 | 172176 | 1 | 16 | 128 | 128 | 1927
1005970062 | 89 VANDAM STREET Manhattan, NY 10013 (40.726680649523765, -74.00810459266894) | Con Edison | HELMSLEY SPEAR INC | HUDSON TELECOM CENTER | 2003 AVENUE MANHATTAN, NY 11210 (40.62772226387142, -73.946537919989) | CA340069X | 7/4/05 | ROCKMILLS 3054 | 1 | 7.8 | 1969 | 2010 |  | 41 - 45 years old | JOHNSON A53 SIZE 200 | #6 | 178000 | 124600 | 26700 | 18690 | Yes | 2017 | Condominiums | 3 | 185303 | 1 | 10 | 0 | 5 | 1967
1005970062 | 89 VANDAM STREET Manhattan, NY 10013 (40.726680649523765, -74.00810459266894) | Con Edison | HELMSLEY SPEAR INC. | HUDSON TELECOM CENTER | 22 CORTLANDT STREET MANHATTAN, NY 10007 (40.70997850308576, -74.01021654131038) | CA354869L | 7/4/05 | FEDERAL FST 250SP | 1 | 7.8 | 1969 | 2010 |  | 41 - 45 years old | I.C.I. AM 81/2 E | #6 | 178000 | 124600 | 26700 | 18690 | Yes | 2017 | Elevator Apartments | 3 | 185303 | 1 | 10 | 0 | 5 | 1967
1018320043 | 50 97 STREET Manhattan, NY 10025 (40.79295822162543, -73.96557441873026) | Con Edison | STELLAR MGMT. CO. | WEST 97TH STREET REAL | 156 WILLIAMS STREET NEW YORK, NY 10038 (40.67244056373552, -73.89993883954094) | CB080407P | 7/6/05 | EASCO SM4 - 300 (NEW) | 2 | 10 | 2007 | 2042 | DUAL FUEL | Fewer than 5 years old | ICI DEG - 145 (P) ( NEW) | #6 | 178000 | 124600 | 26700 | 18690 | Yes | 2022 | Elevator Apartments | 8 | 342540 | 1 | 14 | 243 | 243 | 1969
1014460023 | 360 72 STREET Manhattan, NY 10021 (40.76817425813627, -73.95694890981726) | Con Edison | GOLDSTEIN MANAGEMENT INC. | 360 E 72ND STREET | 211 46 STREET MANHATTAN, NY 10017 (40.75322376589619, -73.97228807391832) | CA085178J | 7/7/05 | ROCKMILLS MP-300 | 3 | 11 | 1978 | 2013 |  | 31 to 35 years old | ICI #DE145 | #6 | 177390 | 124173 | 26608 | 18626 | Yes | 2016 | Factory & Industrial Buildings | 5 | 560525 | 1 | 34 | 459 | 465 | 1963 |  | YES
1005730043 | 24 5 AVENUE Manhattan, NY 10011 (40.733040170225706, -73.99576437874998) | Con Edison | NY URBAN PROPERTY | SAMUELS, MAURICE | 675 THIRD AVE NYC, NY 10017 (40.75129610835038, -73.97404990585339) | CA016878L | 7/7/05 | ROCKMILLS MP 400 | 1 | 16.9 | 1978 | 2013 |  | 31 to 35 years old | ICI DE 175(P) | #6 | 176660 | 123662 | 26499 | 18549 | Yes | 2013 | Loft Buildings | 3 | 269119 | 1 | 21 | 421 | 426 | 1926 |  | YES
1014970034 | 1020 PARK AVENUE Manhattan, NY 10028 (40.77978692930873, -73.95760614504678) | Con Edison | 1020 PK AVE/CENTRY OPERATING | 1020 PARK AVE INC-C/O | 1020 PARK AVE MANHATTAN, NY 10028 (40.77978692930873, -73.95760614504678) | CA286582M | 7/5/05 | FEDERAL MODEL FST-200 | 1 | 8.2 | 1982 | 2017 |  | 26 to 30 years old | INDUSTRIAL COMBUSTION MODEL DEG-84-P | #6 | 175200 | 122640 | 26280 | 18396 | Yes | 2017 | Elevator Apartments | 4 | 117879 | 2 | 21 | 52 | 57 | 1962 |  | YES
1011200033 | 10 68 STREET Manhattan, NY 10023 (40.773766183868524, -73.97815435137727) | Con Edison | 2ND CHURCH OF CHRIST SCIENTIST | FIRST CHURCH OF CHRIS | 10 68 STREET MANHATTAN, NY 10023 (40.773766183868524, -73.97815435137727) | CA261157K | 7/5/05 | KEWANEE C-1782 | 2 | 2.8 | 1957 | 2010 |  | Over 50 years | ST JOHNSON A53-4LS | #4 | 175200 | 122640 | 25404 | 17783 |  |  | Elevator Apartments | 6 | 11755 | 1 | 4 | 0 | 1 | 1900
1009457501 | 300 40 STREET Manhattan, NY 10016 (40.74850954195733, -73.97314729119371) | Con Edison | 300 E40TH ST.OWN'S/ROSE ASSOCIATES |  | 200 MADISON AVE 5TH FL N Y 10016 (40.74877830573848, -73.9822475686496) | CB138900Y | 7/4/05 | FEDERAL FLW-6071 | 1 | 22.14 | 2000 | 2035 | DUAL FUEL | 5 to 10 years old | IND.COMB. DEG-252 S | #6 | 175200 | 122640 | 26280 | 18396 | Yes | 2015 | Elevator Apartments | 4 | 684088 | 1 | 32 | 586 | 588 | 1967 | YES
1008300041 | 256 261 5 AVENUE Manhattan, NY 10016 (40.745242969987146, -73.97823298586354) | Con Edison | JONES LANG LASALLE AMERICAS INC. | CONCORD PARTNERS 5TH | 370 SEVENTH AVE NEW YORK, NY 10001 (40.748787298958746, -73.99223903639512) | CA186370M | 7/5/05 | TITUSVILLE 8429 | 2 | 6 | 1970 | 2010 |  | 36 - 40 year old | IRON FIREMAN AO-6-9.8 | #6 | 175200 | 122640 | 26280 | 18396 |  |  | Office Buildings | 3 | 12899 | 1 | 6 | 0 | 6 | 1915
1017300075 | 470 LENOX AVENUE Manhattan, NY 10037 (40.812953925749355, -73.9416161993658) | Con Edison | LENOX TERRACE | FIFTH LENOX TERRACE | 484 LENOX AVENUE MANHATTAN, NY 10037 (40.813574503984, -73.94112148537468) | CA344883Z | 7/6/05 | FEDERAL FST -200 | 2 | 16.8 | 1983 | 2018 |  | 26 to 30 years old | ST JOHNSON FD6PCAHM-200 | #6 | 175200 | 122640 | 26280 | 18396 | Yes | 2020 | Elevator Apartments | 9 | 267008 | 1 | 16 | 286 | 286 | 1960
1009000001 | 201 19 STREET Manhattan, NY 10003 (40.73612472803528, -73.98425477587155) | Con Edison | M. S. OF THE SACRED HEART | MISSIONARY SISTERS ET | 770 LEXINGTON AVENUE MANHATTAN, NY 10021 (40.76920532766377, -73.959183941086) | CA200769M | 7/4/05 | FEDERAL 24290 | 2 | 7.16 | 1969 | 2010 |  | 41 - 45 years old | ACE 65 | #6 | 175200 | 122640 | 26280 | 18396 | Yes | 2020 | Elevator Apartments | 2 | 157964 | 1 | 16 | 189 | 194 | 1959
1015030069 | 1107 5 AVENUE Manhattan, NY 10128 (40.785101922501894, -73.9577860094526) | Con Edison | MICHAEL J. WOLFE | 1107 5TH AVE CORP | 148 37TH ST MANHATTAN, NY 10018 (40.75251096987246, -73.98836465376176) | CA247981H | 7/5/05 | FEDERAL FST 200 | 2 | 8.2 | 1981 | 2016 |  | 26 to 30 years old | I.C.I.DEG-84P | #6 | 175200 | 122640 | 26280 | 18396 | Yes | 2013 | Elevator Apartments | 4 | 136240 | 1 | 13 | 26 | 30 | 1925 |  | YES
1015090056 | 120 81 STREET Manhattan, NY 10028 (40.77654550429861, -73.95866159302813) | Con Edison | WALLACK MANAGEMENT CO INC/GALLO | 120 E 81ST ST CORP | 18 64TH STREET MANHATTAN, NY 10065 (40.76697082506496, -73.96984042701948) | CA469885L | 7/5/05 | FEDERAL #FST-250 | 1 | 10.5 | 1985 | 2020 |  | 21 to 26 years old | IRON FIREMAN EED-GO-6-10.6 RK | #6 | 175200 | 122640 | 26280 | 18396 | Yes | 2019 | Elevator Apartments | 4 | 250097 | 2 | 16 | 101 | 106 | 1958 |  | YES
1021340071 | 790 RIVERSIDE DRIVE Manhattan, NY 10032 (40.83488839004394, -73.94720098916775) | Con Edison | 790 RIVERSIDE DR.OWNERS INC. | 790 RSD OWNERS INC | 1740 BROADWAY MANHATTAN, NY 10019 (40.76509834187077, -73.98206124052132) | CA028279H | 7/7/05 | ROCKMILLS MP-400 | 1 | 16.5 | 1979 | 2014 |  | 31 to 35 years old | ICI DE-175-P | #6 | 175000 | 122500 | 26250 | 18375 | Yes | 2014 | Elevator Apartments | 7 | 326008 | 1 | 12 | 202 | 202 | 1930 |  | YES
1011250025 | 1 72 STREET Manhattan, NY 10023 (40.77630259578433, -73.97602054112812) | Con Edison | BROWN HARRIS STEVENS | THE DAKOTA INC | 675 THIRD AVE NY, NY 10017 (40.75129610835038, -73.97404990585339) | CA052577X | 7/4/05 | ROCKMILLS MP 300 | 1 | 12.6 | 1977 | 2012 |  | 31 to 35 years old | HEV-E-OIL DE 145 S | #6 | 175000 | 122500 | 26250 | 18375 | Yes | 2015 | Loft Buildings | 6 | 309608 | 1 | 10 | 94 | 94 | 1900 |  | YES
1017300045 | 10 135 STREET Manhattan, NY 10037 (40.81262300296762, -73.93742241628335) | Con Edison | FIRST LENOX TERRACE ASSOC. | FIRST LENOX TERRACE | 484 LENOX AVENUE NEW YORK, NY 10037 (40.813574503984, -73.94112148537468) | CA349689H | 7/5/05 | ROCKMILLS MP 200 | 2 | 8.4 | 1989 | 2024 |  | 21 to 26 years old | S.T. JOHNSON FD 68 CAHNM 200 | #6 | 175000 | 122500 | 26250 | 18375 | Yes | 2020 | Hospitals & Health | 9 | 267008 | 1 | 16 | 286 | 286 | 1958
1021700140 | 99 HILLSIDE AVENUE Manhattan, NY 10040 (40.85982658991645, -73.9269662435085) | Con Edison | INWOOD TERRACE INC. | INWOOD TERRACE INC | 42 25 21ST STREET LIC, NY 11101 (40.74570244980828, -73.93866902925225) | CA015591J | 7/7/05 | DERAL FST-350 | 2 | 14 | 1991 | 2026 |  | 16 to 20 years old | IRON FIREMAN AGO6-15RK | #4 | 175000 | 122500 | 25375 | 17762 | Yes | 2020 | Store Buildings | 10 | 223200 | 1 | 21 | 205 | 205 | 1959 |  | YES
1021710042 | 2 ELLWOOD STREET Manhattan, NY 10040 (40.85913411195389, -73.92771268079281) | Con Edison | VANTAGE MGMT.NG | ELLWOOD OWNER LLC | 31 10 37 AVENUE L I C, NY 11101 (40.74570244980828, -73.93866902925225) | CA258095R | 7/6/05 | ROCKMILLS MP-200 | 1 | 8.12 | 1995 | 2030 | DUAL FUEL | 11 to 15 years old | ICI DEG-84 | #4 | 174935 | 122455 | 25366 | 17756 | Yes | 2021 | Office Buildings | 10 | 119788 | 1 | 6 | 150 | 150 | 1929
1011157503 | 1886 BROADWAY Manhattan, NY 10023 (40.77074874291429, -73.98202273814223) | Con Edison | S & P ASSOC/MILFORD MGMT |  | 99 BATTERY PLACE MANHATTAN, NY 10280 (40.707751234761815, -74.0169164328791) | CA064478Z | 7/7/05 | CLEAVER-BROOKS CB-600-400 | 3 | 16.75 | 1978 | 2013 | DUAL FUEL | 31 to 35 years old | CLEAVER-BROOK CB-600-400 | #6 | 174780 | 122346 | 26217 | 18352 |  |  | Elevator Apartments | 6 | 30000 | 1 | 32 | 559 | 561 | 1979
1012330033 | 200 86 STREET Manhattan, NY 10024 (40.78767660825244, -73.97507601466798) | Con Edison | 200 WEST 86TH STREET APT. | 200 W 86 APARTMENTS | 18 64 STREET MANHATTAN, NY 10065 (40.76697082506496, -73.96984042701948) | CA079583M | 7/5/05 | ROCKMILLS MP 450 | 1 | 16.9 | 1983 | 2018 |  | 26 to 30 years old | ICI DEG 175P | #6 | 174400 | 122080 | 26160 | 18312 | Yes | 2013 | Elevator Apartments | 6 | 352821 | 1 | 19 | 224 | 233 | 1931 |  | YES
1015800023 | 80 END AVENUE Manhattan, NY 10028 (40.776344978837756, -73.95296667956859) | Con Edison | 80 EAST END OWNERS'S CORP. | 80 EAST END OWNERS CO | 675 THIRD AVENUE MANHATTAN, NY 10017 (40.75129610835038, -73.97404990585339) | CA093383Z | 7/5/05 | PACIFIC 9303A | 2 | 8.4 | 1983 | 2018 |  | 26 to 30 years old | ICI DEG 105S | #6 | 174252 | 121976 | 26138 | 18296 | Yes | 2020 | Loft Buildings | 5 | 182000 | 1 | 20 | 152 | 154 | 1958 |  | YES
1011680022 | 2166 BROADWAY Manhattan, NY 10024 (40.781979415346214, -73.98082687104305) | Con Edison | OPERA OWNERS INC. | OPERA OWNERS INC | 150 30th STREET MANHATTAN, NY 10001 (40.747873861245175, -73.99111945938847) | CA174481R | 7/7/05 | ROCKMILLS MP4-351 | 1 | 14.77 | 1981 | 2016 | DUAL FUEL | 26 to 30 years old | HEV-E DEG 145-P | #6 | 172955 | 121069 | 25943 | 18160 | Yes | 2018 | Walk-Up Apartments | 6 | 195491 | 1 | 23 | 113 | 121 | 1930 |  | YES
1008340049 | 10 33 STREET Manhattan, NY 10001 (40.74788247967269, -73.98537735843772) | Con Edison | ADAMS & CO REAL ESTATE INC. | MARGARET A. BYER AS T | 411 5 AVENUE MANHATTAN, NY 10016 (40.75048701759414, -73.9831019245774) | CA066569N | 7/7/05 | OIL CITY 572 | 2 | 9.1 | 1969 | 2010 |  | 41 - 45 years old | TODD RAH-C-1 | #6 | 172463 | 120724 | 25869 | 18109 | Yes | 2014 | Elevator Apartments | 3 | 319200 | 1 | 12 | 0 | 89 | 1914
1011840019 | 277 END AVENUE Manhattan, NY 10023 (40.774536138232236, -73.97994335610099) | Con Edison | OSID REALTY CORP. | VIEWEST OWNERS LTD | 1740 BROADWAY MANHATTAN, NY 10019 (40.76509834187077, -73.98206124052132) | CA068580N | 7/5/05 | FEDERAL FST-300 | 1 | 13.53 | 1980 | 2015 |  | 26 to 30 years old | ICI DEG-145 P | #6 | 171995 | 120397 | 25799 | 18059 | Yes | 2014 | Walk-Up Apartments | 6 | 203479 | 1 | 15 | 80 | 81 | 1926 |  | YES
1008140001 | 525 7 AVENUE Manhattan, NY 10018 (40.753679610798144, -73.98865074149819) | Con Edison | 525 BUILDING CO. LLC. | 525 DELAWARE LLC | 575 8 AVENUE MANHATTAN, NY 10018 (40.754911681978285, -73.99150159233108) | CA059379R | 7/5/05 | ROCKMILLS MP 500 | 1 | 21 | 1979 | 2014 |  | 31 to 35 years old | IRON FIREMAN A06-22.5 RK | #6 | 171600 | 120120 | 25740 | 18018 | Yes | 2014 | Elevator Apartments | 3 | 411074 | 1 | 22 | 0 | 70 | 1925
1010080029 | 101 55 STREET Manhattan, NY 10019 (40.763101786570495, -73.97819609113722) | Con Edison | CLARIDGES/MANH.SKYLINE | JPMORGAN CHASE BANK, | 103 55 STREET MANHATTAN, NY 10019 (40.76312503200586, -73.97825056178426) | CA046679X | 7/6/05 | FEDERAL FST 200 | 2 | 8.8 | 1979 | 2014 |  | 31 to 35 years old | HEV-E-OIL-DE 105 (P) | #6 | 169400 | 118580 | 25410 | 17787 | Yes | 2018 | Elevator Apartments | 4 | 243671 | 1 | 18 | 158 | 169 | 1925
1016020060 | 12 97 STREET Manhattan, NY 10029 (40.78838949942404, -73.95489387716367) | Con Edison | 12 EAST 97TH ST.OWNERS CORP. | 12 E 97TH OWNERS INC | 675 3 AVENUE MANHATTAN, NY 10017 (40.75129610835038, -73.97404990585339) | CA144781L | 7/7/05 | ROCKMILLS MP-200 | 1 | 8.19 | 1981 | 2016 |  | 26 to 30 years old | HEV-E OIL DEG 84 P | #6 | 167535 | 117274 | 25130 | 17591 | Yes | 2022 | Elevator Apartments | 4 | 121369 | 1 | 11 | 113 | 113 | 1928 |  | YES
1018697503 | 241 97 STREET Manhattan, NY 10025 (40.795412749214734, -73.97140673456582) | Con Edison | WEINREB MANAGEMENT |  | 276 RIVERSIDE DRIVE MANHATTAN, NY 10025 (40.79837591565439, -73.97328132801744) | CA000488J | 7/4/05 | FEDERAL #FST 400 | 2 | 16.9 | 1988 | 2023 |  | 21 to 26 years old | HEV-E-DEG 175-P | #6 | 167535 | 117274 | 25130 | 17591 | Yes | 2019 | Elevator Apartments | 9 | 242104 | 2 | 14 | 167 | 174 | 1923 | YES
1015420019 | 333 79 STREET Manhattan, NY 10021 (40.76920532766377, -73.959183941086) | Con Edison | FIRST AVENUE OWNERS,CORP. | FIRST AVENUE OWNERS | 18 64 STREET MANHATTAN, NY 10065 (40.76697082506496, -73.96984042701948) | CA288990K | 7/6/05 | FEDERAL FLW-3643 | 3 | 17.69 | 1990 | 2025 |  | 16 to 20 years old | ICI DEG 105P | #6 | 166666 | 116666 | 25000 | 17500 | Yes | 2022 | Walk-Up Apartments | 5 | 431000 | 1 | 21 | 440 | 452 | 1961 |  | YES
1021620001 | 1365 ST NICHOLAS' AVENUE Manhattan, NY 10033 (40.847647963720384, -73.93499980052688) | Con Edison | RACHEL BRIDGE CORP | THE GEORGE UNITS LLC | 1365 ST NICHOLAS' AVENUE MANHATTAN, NY 10033 (40.847647963720384, -73.93499980052688) | CA221493N | 7/7/05 | ROCKMILLS MP #350SS | 1 | 14.11 | 1993 | 2028 |  | 16 to 20 years old | I.C.I. DEG 145 P | #6 | 165500 | 115850 | 24825 | 17378 | Yes | 2022 | Elevator Apartments | 10 | 503310 | 2 | 32 | 480 | 484 | 1962 |  | YES
1012440063 | 90 RIVERSIDE DRIVE Manhattan, NY 10024 (40.78632500046177, -73.98136623306084) | Con Edison | 90 RIVERSIDE CORPORATION/B. L. MGMT CORP. | 90 RIVERSIDE CORP | 42 19A BELL BOULEVARD BAYSIDE, NY 11360 (40.78070133439911, -73.78226733686807) | CA245471Z | 7/6/05 | FEDERAL FLW 3643 | 1 | 13.2 | 1971 | 2010 |  | 36 - 40 year old | TODD A0-18 | #6 | 164850 | 115395 | 24728 | 17309 | Yes | 2014 | Walk-Up Apartments | 6 | 282295 | 1 | 15 | 107 | 107 | 1927 |  | YES
1018940047 | 2861 BROADWAY Manhattan, NY 10025 (40.80503089867119, -73.96620366364687) | Con Edison | JADAM EQUITIES LLC. | 1575 L ROAD, LLC | 1981 MARCUS AVE LAKE SUCCESS, NY 11042 (40.757798505692335, -73.69440156673153) | CA005979R | 7/5/05 | FEDERAL FST300 | 1 | 12.6 | 1979 | 2014 |  | 31 to 35 years old | INDUSTRIAL COMBUSTION DE-145S | #6 | 164615 | 115230 | 24692 | 17285 |  |  | Walk-Up Apartments | 9 | 10470 | 1 | 2 | 0 | 1 | 1930
1005617501 | 63 9 STREET Manhattan, NY 10003 (40.73135923003578, -73.99226849550048) | Con Edison | RANDELL HOUSE | 63 EAST 9 STREET COND | 8 38 STREET MANHATTAN, NY 10018 (40.75108854154199, -73.98303674630506) | CA038382P | 7/7/05 | FITZGIBBONS DM 303 | 2 | 8.5 | 1982 | 2017 |  | 26 to 30 years old | ICI DEG 84S | #6 | 164396 | 115077 | 24659 | 17262 | Yes | 2021 | Walk-Up Apartments | 2 | 247908 | 1 | 14 | 229 | 235 | 1955 | YES
1018707502 | 215 98 STREET Manhattan, NY 10025 (40.7957373157665, -73.97022458937934) | Con Edison | 215 W. 98 ST/LAWRENCE PROPERTIES | THE GRAMONT OWNERS CO | 855 6 AVENUE MANHATTAN, NY 10001 (40.74752824811776, -73.98944214488398) | CA310888M | 7/5/05 | FEDERAL FST 200 | 2 | 8.4 | 1988 | 2023 |  | 21 to 26 years old | HEVE DEG 84 P | #6 | 164250 | 114975 | 24638 | 17246 | Yes | 2020 | Elevator Apartments | 8 | 150289 | 2 | 12 | 1 | 53 | 1911 | YES
1021340206 | 156 20 RIVERSIDE DRIVE Manhattan, NY 10032 (40.83693034905639, -73.94917852197119) | Con Edison | 158 ST. RIVERSIDE DRIVE HOUSING CO. | 158TH STREET RIVERSID | 156 20 RIVERSIDE DRIVE NEW YORK, NY 10032 (40.83693034905639, -73.94917852197119) | CB193503L | 7/5/05 | FEDERAL/EASTMOND FST-400 (NEW) | 2 | 16.8 | 2003 | 2038 | DUAL FUEL | 5 to 10 years old | HEVE I.C. DEG-175P (EXTG) | #6 | 164250 | 114975 | 24638 | 17246 | Yes | 2014 | Office Buildings | 7 | 646044 | 1 | 16 | 434 | 434 | 1963 |  | YES
1011850019 | 325 END AVENUE Manhattan, NY 10023 (40.774536138232236, -73.97994335610099) | Con Edison | 325 WEST END AVENUE OWNERS CO. | 325 W END AVE OWNERS, | 300 WEST55TH STREET MANHATTAN, NY 10019 (40.76761164715987, -73.99180550022362) | CA031468Y | 7/6/05 | FEDERAL FLW 3643 | 1 | 15.5 | 1968 | 2010 |  | 41 - 45 years old | TODD AO-18 | #6 | 164250 | 114975 | 24638 | 17246 | Yes | 2015 | Elevator Apartments | 6 | 160203 | 1 | 13 | 52 | 54 | 1916 |  | YES
1013657501 | 411 53 STREET Manhattan, NY 10022 (40.75566860070046, -73.96450836120792) | Con Edison | 411 E.53RD ST.CONDOMINIUM | 411 EAST 53 STREET CO | 4 PARK AVENUE MANHATTAN, NY 10016 (40.74650915812013, -73.98194367109245) | CA103997J | 7/4/05 | FEDERAL FST-200 | 2 | 8.75 | 1997 | 2032 | DUAL FUEL | 11 to 15 years old | WEBSTER JB3 0 75 | #6 | 164250 | 114975 | 24638 | 17246 | Yes | 2015 | Hotels | 5 | 229744 | 1 | 20 | 189 | 191 | 1958 | YES
1012460036 | 515 END AVENUE Manhattan, NY 10024 (40.78362556816552, -73.96653900057436) | Con Edison | 515 TENANTS CORP. | 515 TENANTS CORP | 148 37TH ST MANHATTAN, NY 10018 (40.75251096987246, -73.98836465376176) | CA342483K | 7/6/05 | ROCKMILLS MP 200 | 1 | 8.2 | 1983 | 2018 |  | 26 to 30 years old | I.C.I. DEG 84 P | #6 | 164250 | 114975 | 24638 | 17246 | Yes | 2016 | Elevator Apartments | 6 | 123411 | 1 | 15 | 62 | 64 | 1926 |  | YES
1008947501 | 77 PARK AVENUE Manhattan, NY 10016 (40.75004634979979, -73.97904598222527) | Con Edison | 77 PARK AVE. CONDOMINIUM | 77 PARK AVE CONDO | 4 PARK AVE MANHATTAN, NY 10016 (40.74650915812013, -73.98194367109245) | CA112793M | 7/6/05 | FEDERAL EASTMOND (NEW) ESP-200 | 2 | 8.19 | 1993 | 2028 |  | 16 to 20 years old | (EXISTING) HEVE DEG-84 (S) | #6 | 164250 | 114975 | 24638 | 17246 | Yes | 2014 | Walk-Up Apartments | 4 | 110958 | 1 | 14 | 106 | 106 | 1924 | YES
1011327501 | 161 61 STREET Manhattan, NY 10023 (40.771544675408414, -73.9863165535261) | Con Edison | A.CONDOMINIUMC/O GUMLEY HAFT, INC | ALFRED CONDOMINIUM | 415 MADISON AVENUE MANHATTAN, NY 10017 (40.756779530947306, -73.976317020908) | CA342287N | 7/6/05 | CLEAVER BROOKS CB 600 200 | 2 | 8.4 | 1987 | 2022 |  | 21 to 26 years old | CLEAVER BROOKS CB 600 200 | #6 | 164250 | 114975 | 24638 | 17246 | Yes | 2022 | Elevator Apartments | 6 | 210910 | 1 | 36 | 219 | 221 | 1988 | YES
1008687502 | 80 PARK AVENUE Manhattan, NY 10016 (40.75010840821083, -73.97928689778225) | Con Edison | CHURCH MANAGEMENT | THE 80 PARK AVENUE | 545 MADISON AVENUE MANHATTAN, NY 10022 (40.760784254829616, -73.97345219920305) | CA037577K | 7/4/05 | ROCKMILLS #MP-175 | 2 | 15.5 | 1977 | 2012 |  | 31 to 35 years old | HEV-E DE 84-S | #6 | 164250 | 114975 | 24638 | 17246 |  |  | Elevator Apartments | 3 | 189755 | 1 | 20 | 224 | 229 | 1956 | YES
1005740039 | 40 5 AVENUE Manhattan, NY 10011 (40.733831573611496, -73.99518881265124) | Con Edison | DOUGLAS ELLIMAN GIBBONS & IVES | LEWIS, SUSANNAH F | 575 MADISON AVENUE MANHATTAN, NY 10022 (40.76174997117104, -73.97270857283574) | CA644086K | 7/6/05 | FEDERAL FST 200 | 1 | 8.2 | 1986 | 2021 |  | 21 to 26 years old | HEVE DEG 84 P | #6 | 164250 | 114975 | 24638 | 17246 | Yes | 2014 | Condominiums | 3 | 141877 | 1 | 15 | 76 | 76 | 1929 |  | YES
1012370017 | 205 89 STREET Manhattan, NY 10024 (40.789692798374254, -73.97373153149617) | Con Edison | INSIGNIA RESIDENTIAL GROUP | JPMORGAN CHASE BANK, | 675 3 AVENUE MANHATTAN, NY 10017 (40.75129610835038, -73.97404990585339) | CA120297N | 7/4/05 | FEDERAL/EASTMOND FST-400 | 1 | 16.47 | 1997 | 2032 | DUAL FUEL | 11 to 15 years old | HEVE (I.C.)DEG-175 P | #6 | 164250 | 114975 | 24638 | 17246 | Yes | 2017 | Loft Buildings | 6 | 313563 | 1 | 12 | 158 | 164 | 1920 |  | YES
1015120001 | 983 PARK AVENUE Manhattan, NY 10028 (40.778374993722764, -73.95836157555135) | Con Edison | LAWRENCE PROPERTIES | SACHS, MURRAY | 983 PARK AVE MANHATTAN, NY 10028 (40.778374993722764, -73.95836157555135) | CA182884L | 7/6/05 | FEDERAL FST 250 SP | 2 | 5.04 | 1984 | 2019 |  | 26 to 30 years old | JOHNSON FD68CA SIZE 300 | #6 | 164250 | 114975 | 24638 | 17246 | Yes | 2022 | Elevator Apartments | 4 | 203706 | 1 | 15 | 59 | 63 | 1927 |  | YES
1016490001 | 1955 2 AVENUE Manhattan, NY 10029 (40.787206998204404, -73.94496756215315) | Con Edison | NYC HOUSING AUTHORITY | NEW YORK CITY HOUSING | 250 BROADWAY MANHATTAN, NY 10007 (40.713030997860336, -74.00729634911944) | CA306983Z | #N/A | KEWANEE 7L289 | 1 | 16.8 | 1983 | 2018 |  | 26 to 30 years old | PREFERRED BHE 3M4 | #6 | 164250 | 114975 | 24638 | 17246 |  |  | Educational Structures | 8 | 575000 | 7 | 14 | 878 | 878 | 1954
1005500022 | 1 5 AVENUE Manhattan, NY 10003 (40.73203292955293, -73.99648383637339) | Con Edison | ONE 5 AVE APT CORP%INSIGNIA RESID. | ONE FIFTH AVE APT COR | 200 MADISON AVE 5th fl N Y 10016 (40.74877830573848, -73.9822475686496) | CB028201H | 7/7/05 | FEDERAL FST-400 | 2 | 16.8 | 2001 | 2036 | DUAL FUEL | 5 to 10 years old | HEVE (ICI) LNDEG-175 P | #6 | 164250 | 114975 | 24638 | 17246 | Yes | 2020 | Elevator Apartments | 1 | 238923 | 1 | 27 | 198 | 200 | 1927 |  | YES
1005500022 | 1 5 AVENUE Manhattan, NY 10003 (40.73203292955293, -73.99648383637339) | Con Edison | ONE FIFTH AVE APT/INSIGNIA RESIDENT | ONE FIFTH AVE APT COR | 200 MADISON AVE 5TH FL N Y, NEW YORK 10016 (40.74877830573848, -73.9822475686496) | CB053902X | 7/6/05 | ROCKMILLS MP-400 | 1 | 16.8 | 2002 | 2037 | DUAL FUEL | 5 to 10 years old | HEVE LNDEG-175 P-30 | #6 | 164250 | 114975 | 24638 | 17246 | Yes | 2020 | Elevator Apartments | 1 | 238923 | 1 | 27 | 198 | 200 | 1927 |  | YES
1002260001 | 75 VARICK STREET Manhattan, NY 10013 (40.722742879410454, -74.0063094660842) | Con Edison | PARISH OF TRINITY CHURCH | TRINITY REIT, INC. | 74 TRINITY PLACE MANHATTAN, NY 10003 (40.73194394755518, -73.98887214913032) | CA470685P | 7/5/05 | FEDERAL FST 175S | 3 | 15.5 | 1985 | 2020 |  | 21 to 26 years old | HEV-E-OIL DE 175S | #6 | 164250 | 114975 | 24638 | 17246 | Yes | 2016 | Elevator Apartments | 3 | 993903 | 1 | 20 | 0 | 67 | 1930
1011260014 | 23 73 STREET Manhattan, NY 10023 (40.77742285567768, -73.97662931215295) | Con Edison | PK. ROYAL OWNERS INC. % C.H. GREENTHAL | MONTGOMERY, BRENT | 148w 37th street PARK AVENUE NEW YORK, NY 10018 (40.756840774582145, -73.99669149981281) | CB042703Z | 7/4/05 | ROCKMILLS MP-400 (EXTG) | 1 | 13.39 | 2003 | 2038 | DUAL FUEL | 5 to 10 years old | HEVE (IC) DEG-145P (NEW) | #6 | 164250 | 114975 | 24638 | 17246 | Yes | 2016 | Walk-Up Apartments | 6 | 289066 | 1 | 15 | 251 | 258 | 1926 |  | YES
1013670001 | 400 56 STREET Manhattan, NY 10022 (40.75757537446467, -73.9633654245739) | Con Edison | PLAZA 400 OWNERS CORP. | PLAZA 400 OWNERS CORP | 400 56 STREET MANHATTAN, NY 10022 (40.75757537446467, -73.9633654245739) | CA220883Y | 7/4/05 | FEDERAL FLW-6071 | 3 | 20.33 | 1983 | 2018 |  | 26 to 30 years old | HEVE DEG-252-S | #6 | 164250 | 114975 | 24638 | 17246 | Yes | 2017 | Elevator Apartments | 5 | 870000 | 1 | 38 | 629 | 634 | 1969 |  | YES
1008570038 | 386 PARK AVENUE Manhattan, NY 10016 (40.742766403665094, -73.98464641218646) | Con Edison | ROSBASH JIM | 386 PAS PARTNERS LLC | 386 PARK AVENUE MANHATTAN, NY 10016 (40.742766403665094, -73.98464641218646) | CA031473Z | 7/5/05 | INTERNATIONAL KDW-1013 | 1 | 12.6 | 1973 | 2010 |  | 36 - 40 year old | PETRO W 8 AH | #6 | 164250 | 114975 | 24638 | 17246 | Yes | 2017 | Factory & Industrial Buildings | 2 | 210700 | 1 | 20 | 0 | 60 | 1927
1008570038 | 386 PARK AVENUE Manhattan, NY 10016 (40.742766403665094, -73.98464641218646) | Con Edison | ROSBASH,JIM | 386 PAS PARTNERS LLC | 386 PARK AVENUE MANHATTAN, NY 10016 (40.742766403665094, -73.98464641218646) | CA031573X | 7/7/05 | ROCKMILLS R425 | 1 | 12.6 | 1973 | 2010 |  | 36 - 40 year old | YORK D55-400 | #6 | 164250 | 114975 | 24638 | 17246 | Yes | 2017 | Condominiums | 2 | 210700 | 1 | 20 | 0 | 60 | 1927
1015380021 | 222 93 STREET Manhattan, NY 10128 (40.78301365126871, -73.95023133257881) | Con Edison | RUPPORT HOUSING CO. A.KA. 1779 2ND AVE. | RUPPERT HOUSING CO IN | 1779 SECOND AVENUE NEW YORK, NY 10128 (40.78200138998622, -73.94877711771731) | CB132207L | 7/6/05 | FEDERAL FST - 400 (NEW) | 3 | 13.39 | 2007 | 2042 | DUAL FUEL | Fewer than 5 years old | S.T. JOHNSON FD-68 CAHM SIZE 400 (NEW) | #6 | 164250 | 114975 | 24638 | 17246 | Yes | 2018 | Elevator Apartments | 4 | 759187 | 1 | 42 | 650 | 656 | 1973 |  | YES
1010670012 | 435 57 STREET Manhattan, NY 10019 (40.7683779674043, -73.98671656400528) | Con Edison | SOUTH PARK ESTATES % PUMIA & MARX INC. | SOUTH PARK ESTATES CO | 265 LEXINGTON AVENUE NEW YORK, NY 10016 (40.747395592532555, -73.9789479961509) | CB302705H | 7/4/05 | ROCKMILLS MP 250SS (NEW) | 2 | 8.3 | 2005 | 2040 | DUAL FUEL | 5 to 10 years old | S.T. JOHNSON FD68CA250HM | #6 | 164250 | 114975 | 24638 | 17246 | Yes | 2017 | Walk-Up Apartments | 6 | 207080 | 1 | 17 | 275 | 276 | 1962
1016110001 | 1249 5 AVENUE Manhattan, NY 10029 (40.79426799875673, -73.95106917516598) | Con Edison | TERENCE CARDINAL COOKE HLTH.CA | FLOWER HOSPITAL | 1249 5 AVENUE MANHATTAN, NY 10029 (40.79426799875673, -73.95106917516598) | CA084385H | 7/6/05 | TITUSVILLE WTP 2A-25 | 2 | 22.5 | 1985 | 2020 |  | 21 to 26 years old | THE ENGINEER CO LX-17 | #6 | 164250 | 114975 | 24638 | 17246 | Yes | 2021 | Walk-Up Apartments | 8 | 488783 | 3 | 11 | 0 | 1 | 1921
1010080001 | 859 7 AVENUE Manhattan, NY 10019 (40.76440852260771, -73.98085361950416) | Con Edison | WELLINGTON HOTEL CO. | WELLINGTON HOTEL CO | 859 871 7 AVENUE MANHATTAN, NY 10019 (40.76761164715987, -73.99180550022362) | CA372087X | 7/7/05 | ROCKMILL MP 400 | 1 | 16 | 1987 | 2022 |  | 21 to 26 years old | HEVE DE 175 P | #6 | 164250 | 114975 | 24638 | 17246 | Yes | 2018 | Walk-Up Apartments | 4 | 207700 | 3 | 26 | 0 | 6 | 1911
1011517501 | 200 60 STREET Manhattan, NY 10023 (40.77106739750029, -73.9871826807627) | Con Edison | URBAN ASSOC./COLUMBUS AMST | COLUMBUS AMSTERDAM AS | 400 59 STREET MANHATTAN, NY 10019 (40.76961736273474, -73.98575722687055) | CA326791M | 7/5/05 | CLEAVER BROOKS CB-600-400 | 2 | 16.8 | 1991 | 2026 |  | 16 to 20 years old | CLEAVER BROOKS (INTEGRAL) | #6 | 162352 | 113646 | 24353 | 17047 | Yes | 2021 | Elevator Apartments | 6 | 385502 | 1 | 35 | 133 | 382 | 1991 | YES
1020160050 | 101 147 STREET Manhattan, NY 10039 (40.82178151707236, -73.93535868743746) | Con Edison | 85-10 34TH AVE APT CORP. | ESPLANADE GARDENS INC | 85 10 34TH AVENUE JACKSON, NY 11372 (40.75163073936716, -73.88361254528269) | CA238795J | 7/7/05 | FEDERAL FLR 6071 | 5 | 23.94 | 1995 | 2030 | DUAL FUEL | 11 to 15 years old | I.C. LN DEG-252P | #6 | 162000 | 113400 | 24300 | 17010 | Yes | 2016 | Elevator Apartments | 9 | 1487977 | 4 | 27 | 1225 | 1229 | 1968 |  | YES
1013500020 | 345 57 STREET Manhattan, NY 10022 (40.75869075862908, -73.96377088865657) | Con Edison | 34557 CORPORATION/FRIEDMAN MGMT. | 34557 CORPORATION | 5 86 STREET MANHATTAN, NY 10028 (40.78148186083539, -73.96023726443946) | CA113880P | 7/5/05 | ROCKMILLS MP-200 | 1 | 6.7 | 1980 | 2015 | DUAL FUEL | 26 to 30 years old | HEV-E-DEG 84 P ( I.C.I. ) | #6 | 161074 | 112752 | 24161 | 16913 | Yes | 2020 | Office Buildings | 5 | 89349 | 1 | 16 | 60 | 60 | 1928 |  | YES
1021370157 | 128 FORT WASHINGTON AVENUE Manhattan, NY 10032 (40.8396226365917, -73.94325820358004) | Con Edison | UPTOWN RLTY UNLTD.COMPANY | UPTOWN REALTY UNLIMIT | 2207 CONEY ISLAND AVENUE BROOKLYN, NY 11223 (40.60328584975498, -73.96145921904193) | CA184280J | 7/6/05 | ROCKMILLS MP-200 | 1 | 8.6 | 1980 | 2015 | DUAL FUEL | 26 to 30 years old | HEVE DEG-84-S | #6 | 161074 | 112752 | 24161 | 16913 | Yes | 2017 | Hotels | 10 | 123937 | 1 | 10 | 115 | 119 | 1925
1013160001 | 675 THIRD AVENUE Manhattan, NY 10017 (40.75129610835038, -73.97404990585339) | Con Edison | 1158 FIFTH AVE. INC % INSIGNIA RES. GRP. | DOLP 675 PROPERTIES I | 675 THIRD AVENUE MANHATTAN, NY 10017 (40.75129610835038, -73.97404990585339) | CB516803X | 7/6/05 | BEST 5D-175 (NEW) | 1 | 5.85 | 2003 | 2038 | DUAL FUEL | 5 to 10 years old | IC DEG-84(P) (NEW) | #6 | 160965 | 112676 | 24145 | 16901 |  |  | Elevator Apartments | 4 | 289356 | 1 | 31 | 0 | 50 | 1966
1007910036 | 101 15 STREET Manhattan, NY 10011 (40.738109047283835, -73.99638137862624) | Con Edison | SP 555 SIXTH LLC. | ST VINCENTS HOSP ETAL | 888 7 AVENUE MANHATTAN, NY 10106 (40.76477099998169, -73.98039099994463) | CA240293M | 7/6/05 | KEWANEE 7L286-F | 2 | 9.8 | 1993 | 2028 |  | 16 to 20 years old | HEVE-DEG 84P | #6 | 160965 | 112676 | 24145 | 16901 | Yes | 2021 | Elevator Apartments | 3 | 176442 | 1 | 6 | 178 | 179 | 1974
1011260029 | 135 CENTRAL PARK Manhattan, NY 10023 (40.777204425623445, -73.97528882760227) | Con Edison | LANGHAM MANISONS CO | LANGHAM COMPANY MANSI | 150 58 ST MANHATTAN, NY 10155 (40.761456027272516, -73.96836646308732) | CA281493H | 7/5/05 | FEDERAL FST-300 | 2 | 13.7 | 1993 | 2028 | DUAL FUEL | 16 to 20 years old | INDUSTRIAL COMB. DEG-145 (S) | #4 | 160829 | 112580 | 23320 | 16324 | Yes | 2016 | Walk-Up Apartments | 6 | 217280 | 1 | 13 | 64 | 64 | 1906
1000220020 | 42 BROADWAY Manhattan, NY 10004 (40.7062044008714, -74.01295941595015) | Con Edison | NARKIS FUNDING COMPANY,LLC | 32-42 BROADWAY OWNER, | 45 BROADWAY MANHATTAN, NY 10006 (40.7064368942414, -74.01282156403369) | CA100382J | 7/4/05 | ROCKMILLS MP450 | 1 | 18.9 | 1982 | 2017 |  | 26 to 30 years old | IRON FIREMAN AGO-6-22.5 RK | #6 | 160600 | 112420 | 24090 | 16863 | Yes | 2022 | Elevator Apartments | 1 | 389927 | 1 | 21 | 0 | 0 | 1904
1005480040 | 11 WAVERLY PLACE Manhattan, NY 10003 (40.730072407529065, -73.99425351774073) | Con Edison | 11 WAVERLY ASSOCIATES | ELEVEN WAVERLY ASSOCI | 11 WAVERLY PLACE MANHATTAN, NY 10003 (40.730072407529065, -73.99425351774073) | CA270987Y | 7/6/05 | FEDERAL FST 100 | 2 | 4.2 | 1987 | 2022 |  | 21 to 26 years old | ICI MMG 42 | #4 | 160000 | 112000 | 23200 | 16240 | Yes | 2018 | Elevator Apartments | 1 | 80895 | 1 | 12 | 160 | 168 | 1929
1009140036 | 222 34 STREET Manhattan, NY 10016 (40.7453173018596, -73.97724265598316) | Con Edison | ROSEBUD ASSOCIATES LLC | ROSEBUD ASSOCIATES L | 222 34ST STREET NEW YORK, NY 10016 (40.745242969987146, -73.97823298586354) | CB070703Y | 7/5/05 | (NEW) CLEAVER BROOKS CB400-400 | 2 | 13.39 | 2003 | 2038 | DUAL FUEL | 5 to 10 years old | (NEW) CLEAVER BROOKS CB400-400 | #6 | 159750 | 111825 | 23962 | 16774 | Yes | 2014 | Elevator Apartments | 2 | 507110 | 4 | 21 | 480 | 483 | 2002
1010207501 | 806 8 AVENUE Manhattan, NY 10019 (40.76184474619413, -73.98639367315656) | Con Edison | DOVER HOTEL ASSOCIATES LLP |  | 790 8TH AVE MANHATTAN, NY 10014 (40.73358645135369, -74.01019960472792) | CA066778J | 7/4/05 | CLEAVER BROOKS CB800-250-15 | 2 | 10.45 | 1978 | 2013 |  | 31 to 35 years old | CLEAVER BROOKS (SAME AS ABOVE) | #4 | 159655 | 111759 | 23150 | 16205 | Yes | 2020 | Elevator Apartments | 3 | 238667 | 1 | 14 | 0 | 2 | 1962 | YES
1015650035 | 430 86 STREET Manhattan, NY 10028 (40.77654912491928, -73.94865642671225) | Con Edison | 430 REALTY CORPORATION | FOUR THIRTY REALTY LL | 271 MADISON AVENUE MANHATTAN, NY 10016 (40.75118848877702, -73.98044892459097) | CA108780L | 7/6/05 | ROCKMILLS MP-200 | 2 | 9 | 1980 | 2015 |  | 26 to 30 years old | ICI DEG-84(P) | #6 | 159388 | 111571 | 23908 | 16736 | Yes | 2015 | Elevator Apartments | 5 | 205967 | 1 | 17 | 131 | 133 | 1931
1018900040 | 310 RIVERSIDE DRIVE Manhattan, NY 10025 (40.800525295304396, -73.97132979921389) | Con Edison | MASTER APT INC.C/O ORSID REALTY CORP. | MASTERS APARTMENTS I | 1740 BROADWAY MANHATTAN, NY 10019 (40.76509834187077, -73.98206124052132) | CA330692Z | 7/6/05 | ROCKMILLS MP-350 (EXG) | 2 | 13.48 | 1992 | 2027 |  | 16 to 20 years old | ICI DEG-145 (P) (NEW) | #6 | 158895 | 111226 | 23834 | 16684 | Yes | 2020 | Elevator Apartments | 9 | 204463 | 1 | 24 | 323 | 325 | 1929 |  | YES
1012330002 | 522 END AVENUE Manhattan, NY 10024 (40.78362556816552, -73.96653900057436) | Con Edison | 522 APARTMENTS CORP. | 522 APRTMNT CORP | 250 PARK AVE MANHATTAN, NY 10003 (40.738333453173844, -73.9878407889095) | CA114180Z | 7/5/05 | FEDERAL FST 150 | 1 | 6.4 | 1980 | 2015 | DUAL FUEL | 26 to 30 years old | HEV-E DEG 63-S ( I.C.I. ) | #6 | 158060 | 110642 | 23709 | 16596 | Yes | 2013 | Elevator Apartments | 6 | 80328 | 1 | 15 | 60 | 60 | 1924 |  | YES
1014180045 | 200 64 STREET Manhattan, NY 10021 (40.76920532766377, -73.959183941086) | Con Edison | CARLYLE CONSTRUCTION CORP. | 64TH STREET-THIRD AVE | 340 46 STREET MANHATTAN, NY 10017 (40.75193337557182, -73.96937960692198) | CA063877L | 7/5/05 | ROCKMILLS MP 4-186 | 2 | 7.8 | 1977 | 2012 |  | 31 to 35 years old | ICI DE 84S | #6 | 158000 | 110600 | 23700 | 16590 | Yes | 2018 | Walk-Up Apartments | 4 | 174273 | 1 | 30 | 112 | 116 | 1968
1011860001 | 50 RIVERSIDE DRIVE Manhattan, NY 10024 (40.78378942875875, -73.98384660398551) | Con Edison | 50 RIVERSIDE TENANTS/INSIGNIA RESIDENTIAL | 50 RIVERSIDE TENANTS | 675 THIRD AVENUE N Y 10017 (40.75129610835038, -73.97404990585339) | CA119679K | 7/5/05 | FEDERAL FST 350 | 1 | 15 | 1979 | 2014 |  | 31 to 35 years old | JOHNSON FD68 CAHM 300 | #6 | 157680 | 110376 | 23652 | 16556 | Yes | 2016 | Walk-Up Apartments | 6 | 209780 | 1 | 16 | 97 | 97 | 1930 |  | YES
1018700004 | 800 END AVENUE Manhattan, NY 10025 (40.79685012763133, -73.96372581059762) | Con Edison | GERARD J. PICASO INC. | 800 WEST END AVENUE C | 820 SECOND AVENUE MANHATTAN, NY 10017 (40.75090969894791, -73.97140174497622) | CA177880H | 7/4/05 | ROCKMILLS MP4-231 | 1 | 10 | 1980 | 2015 |  | 26 to 30 years old | I.C.I. DEG-84P | #6 | 156950 | 109865 | 23542 | 16480 | Yes | 2020 | Elevator Apartments | 9 | 166617 | 1 | 15 | 89 | 89 | 1926 |  | YES
1010640025 | 409 54 STREET Manhattan, NY 10019 (40.76613581432719, -73.98740843986889) | Con Edison | 54 C F OPERATING CORP. | 54 C.F. OPERATING COR | 114 04 ATLANTIC AVENUE JAMAICA, NY 11419 (40.68871379040917, -73.82288833053201) | CA235381X | 7/4/05 | ROCKMILLS MP 80 | 1 | 2.9 | 1981 | 2016 |  | 26 to 30 years old | HEV-E-OIL MMG 34P | #4 | 156660 | 109662 | 22716 | 15901 |  |  | Office Buildings | 3 | 30200 | 5 | 4 | 72 | 72 | 1910
1012510001 | 180 RIVERSIDE DRIVE Manhattan, NY 10024 (40.79241341060009, -73.97733727036962) | Con Edison | ORSID REALTY CORP. | 90 RIVERWEST CP | 1740 BROADWAY MANHATTAN, NY 10019 (40.76509834187077, -73.98206124052132) | CA132681X | 7/6/05 | FEDERAL FST 350 | 1 | 11.7 | 1981 | 2016 |  | 26 to 30 years old | HEV-E DEG 145-P | #6 | 156038 | 109227 | 23406 | 16384 | Yes | 2021 | Educational Structures | 6 | 203436 | 1 | 13 | 90 | 90 | 1922 |  | YES
1008590064 | 105 MADISON AVENUE Manhattan, NY 10016 (40.74501014643573, -73.9849455347375) | Con Edison | NEWMARK & COMPANY | A&R REAL ESTATE, INC | 105 MADISON AVENUE MANHATTAN, NY 10016 (40.74501014643573, -73.9849455347375) | CA077879M | 7/4/05 | ROCKMILLS MP-300 | 1 | 11.9 | 1979 | 2014 |  | 31 to 35 years old | HEV-E-OIL DEG-145 | #6 | 155125 | 108588 | 23269 | 16288 | Yes | 2019 | Elevator Apartments | 2 | 232644 | 1 | 21 | 0 | 6 | 1913
1016080001 | 1215 5 AVENUE Manhattan, NY 10029 (40.79189180382315, -73.95284873151178) | Con Edison | BRISBANK HOUSE INC | BRISBANE HOUSE INC | 770 LEXINGTON AVE NEW YORK, NY 10065 (40.76307014183385, -73.96759762551441) | CA150769J | 7/5/05 | KEWANEE-FITZGIBBONS TYPE ZU-M200 | 1 | 7.4 | 1969 | 2010 |  | 41 - 45 years old | PETRO WD7AH | #6 | 154760 | 108332 | 23214 | 16250 | Yes | 2018 | Loft Buildings | 8 | 124081 | 1 | 15 | 62 | 62 | 1926 |  | YES
1011540158 | 243 63 STREET Manhattan, NY 10023 (40.77381745972672, -73.98785255719298) | Con Edison | 63 WEST REALTY CORP | 63 WEST REALTY CORPET | 247 63 STREET MANHATTAN, NY 10023 (40.773836871765184, -73.98789639082824) | CA069779P | 7/5/05 | ROCKMILLS MP 400 | 1 | 14.9 | 1979 | 2014 |  | 31 to 35 years old | HEVEOIL DE 175 P | #6 | 154176 | 107923 | 23126 | 16188 |  |  | Walk-Up Apartments | 6 | 26490 | 1 | 8 | 41 | 41 | 1907
1015770008 | 511 80 STREET Manhattan, NY 10021 (40.76920532766377, -73.959183941086) | Con Edison | 51 EAST 80TH STREETC/O CARARO MGMT | 511 EAST 80TH STREET, | 511 EAST80TH MANHATTAN, NY 10003 (40.73194394755518, -73.98887214913032) | CA038481K | 7/5/05 | FITZGIBBONS DL242 | 2 | 9.8 | 1981 | 2016 |  | 26 to 30 years old | IRON FIREMAN AGO6-9.8-RK | #6 | 154000 | 107800 | 23100 | 16170 | Yes | 2017 | Condominiums | 5 | 154780 | 1 | 13 | 128 | 129 | 1963
1008160031 | 5 7 WEST 14 STREET Manhattan, NY 10011 (40.74471526669623, -74.00460000028977) | Con Edison | 5 WEST 14TH OWNERS CORP. | JAY T. SNYDER | 7 PENN PLAZA MANHATTAN, NY 10001-3004 (40.74956954963903, -73.99160848411982) | CA045978L | 7/5/05 | BURNHAM 4FL-1654-50LB | 2 | 29.6 | 1978 | 2013 |  | 31 to 35 years old | I.C.I. DE145P | #6 | 153738 | 107617 | 23061 | 16142 | Yes | 2016 | Elevator Apartments | 3 | 350000 | 2 | 21 | 430 | 439 | 1964 |  | YES
1016560001 | 2085 2 AVENUE Manhattan, NY 10029 (40.79092053603148, -73.94222773834571) | Con Edison | FRANKLIN PLAZA APTS. | FRANKLIN PLAZA APARTM | 2085 2 AVENUE MANTHATTAN, NY 10029 (40.79092053603148, -73.94222773834571) | CA286781P | 7/7/05 | FEDERAL FST-350 | 1 | 14.74 | 1981 | 2016 |  | 26 to 30 years old | HEVEOIL DE 145 S | #6 | 153738 | 107617 | 23061 | 16142 | Yes | 2016 | Educational Structures | 8 | 846700 | 12 | 20 | 1267 | 1268 | 1959 |  | YES
1015347501 | 200 89 STREET Manhattan, NY 10128 (40.780679372409146, -73.95251112379147) | Con Edison | WILLIAM J. | BEARD OF MANAGER OF T | 66 PALMER AVENUE BRONXVILLE, NY 10708 (40.941628489972146, -73.83603979021855) | CA049686H | 7/6/05 | CLEAVER BROOKS CB 400-200 | 2 | 8.4 | 1986 | 2021 | DUAL FUEL | 21 to 26 years old | CLEAVER BROOKS CB 400-200 | #6 | 153318 | 107322 | 22998 | 16098 | Yes | 2014 | Elevator Apartments | 5 | 224039 | 1 | 45 | 253 | 255 | 1987 | YES
1008510035 | 300 PARK AVENUE Manhattan, NY 10010 (40.73998827858055, -73.98666293815647) | Con Edison | 300 PARK AVE SOUTH LLC. | 300 PARK AVE. SO. | 300 PARK AVENUE MANHATTAN, NY 10010 (40.73998827858055, -73.98666293815647) | CA052080K | 7/6/05 | ROCKMILLS MP-175 | 2 | 5.8 | 1980 | 2015 |  | 26 to 30 years old | INDUSTRIAL COMBUSTION DE-84 P | #6 | 153300 | 107310 | 22995 | 16096 | Yes | 2021 | Hotels | 2 | 168200 | 1 | 14 | 0 | 0 | 1911
1011990045 | 20 86 STREET Manhattan, NY 10024 (40.78560631784781, -73.9701493285576) | Con Edison | CLARKTON ESTATES INC. | CLARKTON ESTATES INC | 345 PARK AVENUE MANHATTAN, NY 10022 (40.758068302301126, -73.97318240259426) | CA336092M | 7/5/05 | TITUSVILLE CA 6615 | 1 | 8.4 | 1992 | 2027 |  | 16 to 20 years old | YORK C55-175 | #6 | 153300 | 107310 | 22995 | 16096 | Yes | 2019 | Elevator Apartments | 6 | 103112 | 1 | 16 | 64 | 64 | 1929
1010230061 | 260 52 STREET Manhattan, NY 10019 (40.76319132443659, -73.98443809017643) | Con Edison | ROSE ASSOCIATES INC | ROSLINGATE COMPANY | 200 MADISON AVENUE MANHATTAN, NY 10016 (40.74877830573848, -73.9822475686496) | CA204186Z | 7/6/05 | CLEAVER BROOKS CB600 200 | 2 | 8.4 | 1986 | 2021 |  | 21 to 26 years old | CLEAVER BROOKS CB 600 200 | #6 | 153300 | 107310 | 22995 | 16096 | Yes | 2013 | Elevator Apartments | 3 | 190289 | 1 | 26 | 215 | 217 | 1987
1019860065 | 3280 BROADWAY Manhattan, NY 10027 (40.81843079690776, -73.95616722979986) | Con Edison | JARVIS DOCTOROW | THE TRUSTEES OF COLU | 3280 BROADWAY MANHATTAN, NY 10027 (40.81843079690776, -73.95616722979986) | CA281773M | 7/4/05 | TITUSVILLE T-250 | 2 | 1 | 1973 | 2010 |  | 36 - 40 year old | IRON FIREMAN A0-6-15 | #6 | 152000 | 106400 | 22800 | 15960 | Yes | 2016 | Walk-Up Apartments | 7 | 184044 | 1 | 8 | 0 | 11 | 1927
1014940001 | 1010 5 AVENUE Manhattan, NY 10028 (40.77913941744765, -73.96212973485416) | Con Edison | 1010 OWNERS CORP. | 1010 TENANTS CORP | 205 42ND STREET MANHATTAN, NY 10017 (40.750621492330005, -73.97403722802153) | CA119480N | 7/5/05 | ROCKMILLS MP-250 | 1 | 10.4 | 1980 | 2015 |  | 26 to 30 years old | INDUSTRIAL COMBUSTION DEG 105P | #6 | 151840 | 106288 | 22776 | 15943 | Yes | 2014 | Elevator Apartments | 4 | 196727 | 1 | 14 | 70 | 74 | 1925 |  | YES
1000640015 | 160 BROADWAY Manhattan, NY 10038 (40.7095318923798, -74.0102074905405) | Con Edison | DAROR ASSOC. | DAROR ASSOCIATES | 160 BROADWAY MANHATTAN, NY 10038 (40.7095318923798, -74.0102074905405) | CA159380M | 7/4/05 | ROCKMILLS MP175 | 1 | 7.3 | 1980 | 2015 |  | 26 to 30 years old | IRON FIREMAN A0-6-9.8RK | #6 | 151840 | 106288 | 22776 | 15943 | Yes | 2014 | Elevator Apartments | 1 | 150000 | 4 | 16 | 0 | 77 | 1908
1018520005 | 784 COLUMBUS AVENUE Manhattan, NY 10025 (40.794424469659795, -73.96641824760597) | Con Edison | PARK WEST MANAGEMENT CORP. | PWV ACQUISITION LLC C | 784 COLUMBUS AVENUE MANHATTAN, NY 10025 (40.794424469659795, -73.96641824760597) | CA094267X | 7/5/05 | PACIFIC 67L2 | 2 | 10.5 | 1967 | 2010 |  | 41 - 45 years old | PETRO WD7 | #6 | 151840 | 106288 | 22776 | 15943 | Yes | 2022 | Walk-Up Apartments | 8 | 257760 | 1 | 16 | 287 | 287 | 1963
1011240059 | 50 72 STREET Manhattan, NY 10023 (40.77680058913432, -73.97739290223805) | Con Edison | RUXTON/ALPERT DEV LTD | RUXTON TOWER LTD. PTN |  | CA162080H | 7/7/05 | ROCKMILLS MP-250 | 1 | 10.36 | 1980 | 2015 |  | 26 to 30 years old | INDUSTRIAL COMBUSTION DEG-105-P | #6 | 151840 | 106288 | 22776 | 15943 | Yes | 2014 | Elevator Apartments | 6 | 143791 | 1 | 18 | 210 | 213 | 1927
1014457501 | 300 71 STREET Manhattan, NY 10021 (40.76805110603209, -73.95879439174116) | Con Edison | GOODSTEIN MANAGEMENT | THESO CORPORATION | 211 46 STREET MANHATTAN, NY 10017 (40.75322376589619, -73.97228807391832) | CA182490Z | 7/6/05 | FEDERAL FST 350 | 1 | 13.86 | 1990 | 2025 |  | 16 to 20 years old | ICI DEG-145P | #6 | 151767 | 106237 | 22765 | 15936 | Yes | 2015 | Elevator Apartments | 5 | 332377 | 1 | 18 | 285 | 289 | 1961 | YES
1015820034 | 530 86 STREET Manhattan, NY 10028 (40.77539396509221, -73.94592389605181) | Con Edison | WALLACK MGMT CO | 530 E 86 ST INC | 18 64 STREET MANHATTAN, NY 10065 (40.76697082506496, -73.96984042701948) | CA189168M | 7/7/05 | FEDERAL FST-250 | 1 | 8.4 | 1968 | 2010 |  | 41 - 45 years old | TODD A0 8 | #6 | 151767 | 106237 | 22765 | 15936 | Yes | 2022 | Elevator Apartments | 5 | 120835 | 1 | 15 | 46 | 46 | 1928 |  | YES
1012090033 | 360 CENTRAL PARK Manhattan, NY 10025 (40.79164853607494, -73.96474713336855) | Con Edison | CENPARK REALTY COMPANY | CENPARK REALTY CO. | 50 17th STREET MANHATTAN, NY 10011 (40.738563940959885, -73.99384605181096) | CA298682H | 7/5/05 | ROCKMILLS MP 250 | 1 | 9.95 | 1982 | 2017 |  | 26 to 30 years old | ICI DEG 105 P | #6 | 151600 | 106120 | 22740 | 15918 | Yes | 2019 | Loft Buildings | 6 | 186523 | 2 | 16 | 138 | 142 | 1929
1011420064 | 160 71 STREET Manhattan, NY 10023 (40.777380807673715, -73.9809016233056) | Con Edison | SOUTH PIERRE ASSOCIATES | SOUTH PIERRE ASSOCIAT | 160 71 STREET MANHATTAN, NY 10023 (40.777380807673715, -73.9809016233056) | CA256783L | 7/6/05 | FEDERAL FST-250 | 2 | 10.36 | 1983 | 2018 |  | 26 to 30 years old | I.C.I. DE-105 | #6 | 151256 | 105879 | 22688 | 15882 | Yes | 2022 | Elevator Apartments | 6 | 235400 | 2 | 19 | 303 | 320 | 1923
1014320045 | 200 78 STREET Manhattan, NY 10021 (40.76920532766377, -73.959183941086) | Con Edison | 200 EAST 78 STREET OWNERS CORP. | 200 E 78TH ST OWNERS | 4 PARK AVENUE NEW YORK, NY 10016 (40.74650915812013, -73.98194367109245) | CA083177Z | 7/4/05 | ROCKMILLS MP4-162 | 2 | 6.4 | 1977 | 2012 |  | 31 to 35 years old | HEV-E-OIL DE 84P | #6 | 151110 | 105777 | 22666 | 15867 | Yes | 2022 | Walk-Up Apartments | 4 | 175671 | 1 | 21 | 126 | 128 | 1965 |  | YES
1019380050 | 220 133 STREET Manhattan, NY 10030 (40.81427096207277, -73.9453644180578) | Con Edison | ST. PHILLIPS SENIOR HOUSE%WEBB&BROOKER | ST PHILIPS CHRC HSGCO | 220 133RD STREET MANHATTAN, NY 10030 (40.81427096207277, -73.9453644180578) | CA003877R | 7/6/05 | RAYLOPACT 216 | 2 | 14 | 1977 | 2012 |  | 31 to 35 years old | RAY AEOR 144 SIZE 250 | #6 | 151110 | 105777 | 22666 | 15867 | Yes | 2018 | Elevator Apartments | 9 | 174040 | 1 | 14 | 200 | 206 | 1973
1008990032 | 242 19 STREET Manhattan, NY 10003 (40.73578895483796, -73.9836284863657) | Con Edison | VINTAGE R/E MANAGMENT | 242 APARTMENT CORP | 450 SEVENTH AVE MANHATTAN, NY 10123 (40.7508900001734, -73.99041199981389) | CA261568P | 7/5/05 | TITUSVILLE 6615 "W" | 1 | 7.7 | 1968 | 2010 |  | 41 - 45 years old | SUPERIOR AB-AAG-150 | #6 | 150562 | 105394 | 22584 | 15809 | Yes | 2019 | Elevator Apartments | 2 | 138470 | 1 | 16 | 118 | 127 | 1929 |  | YES
1006390001 | 463 WEST STREET Manhattan, NY 10014 (40.73724797639103, -74.00978097699384) | Con Edison | WESTBETH /T. U. C. MGMT CO. INC.CORP. | WESBETH CORP HOUSING | 463 WEST STREET MANHATTAN, NY 10014 (40.73724797639103, -74.00978097699384) | CA129369Y | 7/6/05 | CLEAVER BROOKS CB 600-600 | 2 | 23.5 | 1969 | 2010 |  | 41 - 45 years old | CLEAVER-BROOKS CB-600-600 (INTEGRAL) | #6 | 150497 | 105348 | 22575 | 15802 | Yes | 2019 | Elevator Apartments | 3 | 637555 | 1 | 13 | 384 | 384 | 1926
1012440063 | 90 RIVERSIDE DRIVE Manhattan, NY 10024 (40.78632500046177, -73.98136623306084) | Con Edison | 90 RIVERSIDE OWNERS CORP. B.L.MGMT CORP. | 90 RIVERSIDE CORP | 50 17TH ST NEW YORK, NY 10011 (40.73891274307704, -73.99459526011185) | CA022495P | 7/6/05 | FEDERAL FST-350 | 1 | 14.7 | 1995 | 2030 | DUAL FUEL | 11 to 15 years old | INDUSTRIAL COMB. DEG-145 (P) | #6 | 150416 | 105291 | 22562 | 15794 | Yes | 2014 | Asylums & Homes | 6 | 282295 | 1 | 15 | 107 | 107 | 1927 |  | YES
1014430001 | 315 68 STREET Manhattan, NY 10021 (40.76920532766377, -73.959183941086) | Con Edison | GOODSTEIN MGMT. | ADAM WEISS, MARK | 211 46 STREET MANHATTAN, NY 10017 (40.75322376589619, -73.97228807391832) | CA055483Z | 7/5/05 | FEDERAL FST-350 | 1 | 11.71 | 1983 | 2018 |  | 26 to 30 years old | IND. COMB. DEG-145 (P) | #6 | 150416 | 105291 | 22562 | 15794 | Yes | 2013 | Walk-Up Apartments | 5 | 324854 | 1 | 17 | 289 | 296 | 1931 |  | YES
1012760001 | 485 5 AVENUE Manhattan, NY 10017 (40.753014172470124, -73.98116754305074) | Con Edison | WINSTON REALTY CORP. | HTS-NY, L.L.C., AS TO | 462 SEVENTH AVE MANHATTAN, NY 10018 (40.751862980298995, -73.98999972454214) | CA303684P | 7/7/05 | FEDERAL FST-350 | 1 | 14.7 | 1984 | 2019 |  | 26 to 30 years old | I C I DEG-145P | #6 | 150416 | 105291 | 22562 | 15794 | Yes | 2016 | Elevator Apartments | 3 | 190357 | 1 | 10 | 0 | 23 | 1914
1000167509 | 21 END AVENUE Manhattan, NY 10280 (40.709594512276965, -74.02022453553383) | Con Edison | 21 SOUTHEND OWNERS CORP. | REGATTA CONDOMINIUM | 21 END AVE MANHATTAN, NY 10280 (40.709594512276965, -74.02022453553383) | CA052589N | 7/5/05 | FEDERAL FST 200 | 2 | 8.4 | 1989 | 2024 |  | 21 to 26 years old | S.T.JOHNSON FD68CAHM-200 | #4 | 150000 | 105000 | 21750 | 15225 | Yes | 2016 | Elevator Apartments | 1 | 194762 | 1 | 9 | 182 | 184 | 1988 | YES
1012010034 | 275 CENTRAL PARK Manhattan, NY 10024 (40.78644452191158, -73.96855587244508) | Con Edison | GEORGIA PROP. | GEORGIA PROPERTIES IN | 155 RIVERSIDE DRIVE MANHATTAN, NY 10024 (40.791046441115554, -73.97955859578195) | CA087086L | 7/5/05 | FEDERAL FST-300 | 1 | 11.9 | 1986 | 2021 |  | 21 to 26 years old | I.C.I. DEG-145 P | #6 | 150000 | 105000 | 22500 | 15750 | Yes | 2021 | Walk-Up Apartments | 6 | 248962 | 1 | 19 | 114 | 114 | 1931
1014197503 | 220 65 STREET Manhattan, NY 10021 (40.76920532766377, -73.959183941086) | Con Edison | JANOFF & OLSHAN,INC. | GEORGETOWN CONCORDE L | 654 MADISON AVENUE MANHATTAN, NY 10021 (40.76920532766377, -73.959183941086) | CA097578R | 7/7/05 | FEDERAL FST300SP | 2 | 14.7 | 1978 | 2013 |  | 31 to 35 years old | S.T. JOHNSON FD68 CAHM SIZE 300 | #6 | 150000 | 105000 | 22500 | 15750 | Yes | 2019 | Elevator Apartments | 4 | 348580 | 1 | 26 | 281 | 285 | 1978 | YES
1018960043 | 425 RIVERSIDE DRIVE Manhattan, NY 10025 (40.80805262068964, -73.96661735178037) | Con Edison | MAYFLOWER DEVELOPMENT CORP. | MAYFLOWER DEV CP | 155 RIVERSIDE DRIVE MANHATTAN, NY 10024 (40.791046441115554, -73.97955859578195) | CA256888H | 7/5/05 | ROCKMILLS MP 400 | 1 | 16.8 | 1988 | 2023 |  | 21 to 26 years old | ICI DEG 175 P | #6 | 150000 | 105000 | 22500 | 15750 | Yes | 2016 | Elevator Apartments | 9 | 263040 | 1 | 15 | 178 | 178 | 1925
1011270029 | 145 CENTRAL PARK Manhattan, NY 10023 (40.77783763653926, -73.97482545686834) | Con Edison | SAN REMO TENANTS CORPORATION | SAN REMO TENANTS CORP | 211 46th STREET NEW YORK, NY 10017 (40.75302310571675, -73.97187838565173) | CA139183P | 7/7/05 | ROCKMILLS MP 350 | 2 | 14.7 | 1983 | 2018 |  | 26 to 30 years old | ICI DEG-145P | #6 | 150000 | 105000 | 22500 | 15750 | Yes | 2017 | Elevator Apartments | 6 | 490265 | 1 | 28 | 138 | 146 | 1930 |  | YES
1012367501 | 250 89 STREET Manhattan, NY 10024 (40.79024016877888, -73.97516445250605) | Con Edison | SAVANNAH CONDOMINIMUM | SAVANNAH CONDO | 4 PARK AVENUE MANHATTAN, NY 10016 (40.74650915812013, -73.98194367109245) | CA088687L | 7/7/05 | CLEAVER BROOKS CB 800 150 | 2 | 6.3 | 1987 | 2022 |  | 21 to 26 years old | CLEAVER BROOKS PACKAGE | #4 | 150000 | 105000 | 21750 | 15225 | Yes | 2016 | Walk-Up Apartments | 6 | 19330 | 1 | 14 | 142 | 144 | 1986 | YES
1012490001 | 150 RIVERSIDE DRIVE Manhattan, NY 10024 (40.79078563772708, -73.97974745340815) | Con Edison | KATERI RESIDENCE | KATERI RESIDENCE | 150 RIVERSIDE DRIVE MANHATTAN, NY 10024 (40.79078563772708, -73.97974745340815) | CA019383N | 7/5/05 | ROCKMILLS MP-350 | 1 | 23 | 1983 | 2018 |  | 26 to 30 years old | HEVE DEG-145-P | #4 | 149524 | 104667 | 21681 | 15177 | Yes | 2019 | Elevator Apartments | 6 | 236300 | 1 | 16 | 0 | 2 | 1940
1001280026 | 125 BARCLAY STREET Manhattan, NY 10007 (40.71403167158379, -74.0124774742807) | Con Edison | DISTRICT COUNCIL 37 BENEF TRUST | ESPEUT, ELAINE TR | 125 BARCLAY STREET MANHATTAN, NY 10007 (40.71403167158379, -74.0124774742807) | CA104298P | 7/5/05 | FEDERAL FST-250 | 2 | 68.2 | 1998 | 2033 | DUAL FUEL | 11 to 15 years old | INDUSTRIAL COMB. DEG 105 P | #6 | 149358 | 104551 | 22404 | 15683 | Yes | 2018 | Elevator Apartments | 1 | 258000 | 1 | 10 | 0 | 4 | 1932
1013380049 | 300 46 STREET Manhattan, NY 10017 (40.75231292617159, -73.97028707790142) | Con Edison | ENVOY TOWERS ASSOC. % SCHNEIDER & SCHNEIDER | DUHL & DUHL ETAL | 305 86th STREET NEW YORK, NY 10018 (40.623472572324204, -74.03096426576059) | CB138108K | 7/4/05 | FEDERAL FST - 250 (NEW) | 2 | 8.3 | 2008 | 2043 | DUAL FUEL | Fewer than 5 years old | ICI DEG - 105P (NEW) | #6 | 149358 | 104551 | 22404 | 15683 | Yes | 2018 | Walk-Up Apartments | 4 | 190738 | 1 | 19 | 180 | 185 | 1960
1015760001 | 501 79 STREET Manhattan, NY 10075 (40.77139035182832, -73.95034995877224) | Con Edison | YORK TOWERS % DOUGLAS ELLIMAN PROP MG | YORK TOWERS INC | 675 THIRD AVENUE NEW YORK, NY 10017 (40.75129610835038, -73.97404990585339) | CB134208M | 7/7/05 | FEDERAL FST - 250 (NEW) | 2 | 8.3 | 2008 | 2043 | DUAL FUEL | Fewer than 5 years old | ICI DEG - 105P (NEW) | #6 | 149358 | 104551 | 22404 | 15683 | Yes | 2016 | Elevator Apartments | 5 | 215732 | 1 | 20 | 137 | 139 | 1960 |  | YES
1012080029 | 350 CENTRAL PARK Manhattan, NY 10025 (40.79089155297649, -73.96531403795204) | Con Edison | WEINREB MANAGEMENT | 350 CENTRAL PARK WEST | 276 RIVERSIDE DRIVE NEW YORK, NY 10025 (40.79837591565439, -73.97328132801744) | CB084506R | 7/5/05 | FEDERAL FST-250 | 2 | 8.3 | 2006 | 2041 | DUAL FUEL | Fewer than 5 years old | INDUSTRIAL COMBUSTION DEG-105 | #6 | 149350 | 104545 | 22402 | 15682 | Yes | 2018 | Elevator Apartments | 6 | 323690 | 1 | 16 | 174 | 174 | 1929
1008110001 | 463 7 AVENUE Manhattan, NY 10018 (40.75184499385841, -73.99000871776246) | Con Edison | ARSENAL CO/MARTIN ROAMAN | ARSENAL COMPANY, | 411 5 AVENUE MANHATTAN, NY 10016 (40.75048701759414, -73.9831019245774) | CA192994L | 7/4/05 | EASTMOND ESP-350 | 2 | 13.86 | 1994 | 2029 |  | 16 to 20 years old | IND COMB DEG-145 (P) | #6 | 148500 | 103950 | 22275 | 15592 | Yes | 2021 | Educational Structures | 3 | 408511 | 1 | 21 | 0 | 88 | 1925
1015000040 | 1088 PARK AVENUE Manhattan, NY 10128 (40.78199026828054, -73.95600535183462) | Con Edison | 1088 PARK AVENUE CORP. | 1090 PARK AVENUE CORP | 675 3 AVENUE MANHATTAN, NY 10017 (40.75129610835038, -73.97404990585339) | CA156591Z | 7/4/05 | FEDERAL FST-350 | 1 | 14.74 | 1991 | 2026 |  | 16 to 20 years old | HEVE DEG-145 P | #6 | 147825 | 103478 | 22174 | 15522 | Yes | 2020 | Elevator Apartments | 4 | 237164 | 2 | 15 | 87 | 90 | 1925 |  | YES
1014050040 | 176 71 STREET Manhattan, NY 10021 (40.769294417330954, -73.96175776309315) | Con Edison | 176 E. 71ST/INSIGNIA RESIDENTIAL | THE TOWNSEND HOUSE CO | 176 71TH STREET NEW YORK, NY 10021 (40.76920532766377, -73.959183941086) | CA025895H | 7/5/05 | ROCKMILLS MP 4 186 | 2 | 7.7 | 1995 | 2030 | DUAL FUEL | 11 to 15 years old | HEVE DEG-84 (P) | #6 | 147825 | 103478 | 22174 | 15522 | Yes | 2015 | Walk-Up Apartments | 4 | 212118 | 1 | 20 | 92 | 95 | 1962 |  | YES
1008730067 | 215 PARK AVENUE Manhattan, NY 10003 (40.736997875959766, -73.98859587935189) | Con Edison | 215 PARK AVENUE SOUTH ASSOC. | DEVER PROPERTIES LLC | 215 PARK AVENUE MANHATTAN, NY 10003 (40.736997875959766, -73.98859587935189) | CA194781R | 7/5/05 | ROCKMILLS MP 350 | 1 | 14.7 | 1981 | 2016 |  | 26 to 30 years old | HEVE DEG-145-P | #6 | 147825 | 103478 | 22174 | 15522 | Yes | 2013 | Elevator Apartments | 2 | 285213 | 1 | 20 | 0 | 52 | 1910
1012410052 | 250 94 STREET Manhattan, NY 10025 (40.79338050778006, -73.97288388937513) | Con Edison | 250 TENANTS CORP. | 250 TENANTS CORP | 1 DUPOINT STREET PLAINVIEW, NY 11803 (40.79724276989748, -73.46616262891547) | CA048894H | 7/7/05 | FEDERAL FST 350 | 1 | 14.11 | 1994 | 2029 |  | 16 to 20 years old | HEVE DEG-145 (P) | #6 | 147825 | 103478 | 22174 | 15522 | Yes | 2021 | Condominiums | 6 | 280809 | 1 | 15 | 147 | 150 | 1925 |  | YES
1014480003 | 300 74 STREET Manhattan, NY 10021 (40.77007386889528, -73.95738751135417) | Con Edison | 300 E. 74TH ST. OWNERS CORP. % AKAM ASSOC. | 300 E 74 OWNERS CORP | 8 38 STREET NEW YORK, NY 10018 (40.751314393861094, -73.98349762627032) | CB207805Y | 7/5/05 | ROCKMILLS MP-350 SS MEA 133 - 80 E (NEW) | 2 | 11.7 | 2005 | 2040 | DUAL FUEL | 5 to 10 years old | S. T. JOHNSON FD68 CAHM SIZE 300 (NEW) | #6 | 147825 | 103478 | 22174 | 15522 | Yes | 2018 | Elevator Apartments | 5 | 350000 | 1 | 37 | 235 | 243 | 1967 |  | YES
1015830015 | 535 86 STREET Manhattan, NY 10028 (40.775318235226166, -73.94559715886598) | Con Edison | 535 EAST 86TH STREET CORP. | 535 EAST 86TH STREET | 675 3 AVENUE MANHATTAN, NY 10017 (40.75129610835038, -73.97404990585339) | CA319494K | 7/5/05 | FEDERAL FLW 4250 | 2 | 20.66 | 1994 | 2029 |  | 16 to 20 years old | HEVE-DEG-145-S | #6 | 147825 | 103478 | 22174 | 15522 | Yes | 2013 | Elevator Apartments | 5 | 320600 | 2 | 21 | 143 | 143 | 1960 |  | YES
1008070039 | 875 6 AVENUE Manhattan, NY 10001 (40.74814878031799, -73.98899248386931) | Con Edison | 875 SIXTH COMPANY | OLD 875 LLC AND NEW 8 | 12 46 ST MANHATTAN, NY 10017 (40.75585059567662, -73.97866819379409) | CA350790K | 7/7/05 | FEDERAL FST 350 | 1 | 14.11 | 1990 | 2025 |  | 16 to 20 years old | HEVE DEG 145P | #6 | 147825 | 103478 | 22174 | 15522 | Yes | 2017 | Elevator Apartments | 3 | 214349 | 1 | 25 | 0 | 140 | 1926
1013830069 | 875 5 AVENUE Manhattan, NY 10021 (40.77036203444169, -73.96855089414333) | Con Edison | 875 TENANTS CORP/B.H.S. | 875 TENANTS CORP | 675 THIRD AVENUE MANHATTAN, NY 10017 (40.75129610835038, -73.97404990585339) | CA144484P | 7/7/05 | FEDERAL FST-350 | 1 | 14.7 | 1984 | 2019 |  | 26 to 30 years old | HEV-E-OIL DSG-145-P | #6 | 147825 | 103478 | 22174 | 15522 | Yes | 2013 | Elevator Apartments | 4 | 224000 | 1 | 19 | 121 | 126 | 1940 |  | YES
1018900024 | 875 END AVENUE Manhattan, NY 10025 (40.79685012763133, -73.96372581059762) | Con Edison | 875 WEST END CORP. | 875 W.E. APARTMENTS C | 1740 BROADWAY MANHATTAN, NY 10019 (40.76509834187077, -73.98206124052132) | CA044187K | 7/6/05 | FEDERAL FST 250 | 1 | 10.4 | 1987 | 2022 |  | 21 to 26 years old | HEVE DEG 105 P | #6 | 147825 | 103478 | 22174 | 15522 | Yes | 2020 | Elevator Apartments | 9 | 158615 | 1 | 15 | 76 | 76 | 1924 |  | YES
1012370017 | 205 89 STREET Manhattan, NY 10024 (40.789692798374254, -73.97373153149617) | Con Edison | DARWOOD MANAGEMENT INC. | JPMORGAN CHASE BANK, | 675 THIRD AVE MANHATTAN, NY 10017 (40.75129610835038, -73.97404990585339) | CA153381R | 7/5/05 | ROCKMILLS MP 350 | 1 | 14.1 | 1981 | 2016 |  | 26 to 30 years old | HEV-E DEG-145-P | #6 | 147825 | 103478 | 22174 | 15522 | Yes | 2017 | Office Buildings | 6 | 313563 | 1 | 12 | 158 | 164 | 1920 |  | YES
1008697501 | 445 5 AVENUE Manhattan, NY 10016 (40.75175950702992, -73.98211268543884) | Con Edison | FIFTH AVENUE TOWER CONDO | FIFTH AVE CONDO - B.H | 445 5TH AVE MANHATTAN, NY 10016 (40.75175950702992, -73.98211268543884) | CA382385N | 7/6/05 | CLEAVER BROOKS CB-600-200 | 2 | 8.4 | 1985 | 2020 |  | 21 to 26 years old | CLEAVER BROOKS CB-600-200 | #6 | 147825 | 103478 | 22174 | 15522 | Yes | 2019 | Elevator Apartments | 3 | 208968 | 1 | 33 | 174 | 185 | 1986 | YES
1012237503 | 100 93 STREET Manhattan, NY 10025 (40.79093004617363, -73.96898411134121) | Con Edison | GRENADIER REALTY CORP.A/A/F |  | 155 ELMIRA LOOP BROOKLYN, NY 11239 (40.649723063146425, -73.88037616574464) | CA145396J | 7/7/05 | KEWANEE 7 L 290 | 2 | 14.89 | 1996 | 2031 | DUAL FUEL | 11 to 15 years old | HEVE DEG-175 (P) | #6 | 147825 | 103478 | 22174 | 15522 | Yes | 2013 | Walk-Up Apartments | 6 | 287062 | 1 | 29 | 279 | 282 | 1973 | YES
1015070001 | 1140 5 AVENUE Manhattan, NY 10128 (40.78732324791429, -73.95614025013901) | Con Edison | MIDBORO MANAGEMENT CO. | 1140 TENANTS CORP | 148 37TH ST MANHATTAN, NY 10023 (40.774536138232236, -73.97994335610099) | CA087576Y | 7/6/05 | OIL CITY & CROTTY P110WW | 1 | 7 | 1976 | 2011 |  | 31 to 35 years old | HEV-E DEG 84-P | #6 | 147825 | 103478 | 22174 | 15522 | Yes | 2017 | Elevator Apartments | 4 | 77858 | 1 | 14 | 44 | 44 | 1922 |  | YES
1021700520 | 45 FAIRVIEW AVENUE Manhattan, NY 10040 (40.85741640687792, -73.92945736552969) | Con Edison | NORMAN SCHNEIDER | INWOOD GARDENS INC | 42 25 21ST STREET L I C, NY 11101 (40.74570244980828, -73.93866902925225) | CA083197X | 7/4/05 | FEDERAL FLR-3643 | 1 | 14.11 | 1997 | 2032 | DUAL FUEL | 11 to 15 years old | HEVE (ICI) DEG-145 (P) | #6 | 147825 | 103478 | 22174 | 15522 | Yes | 2020 | Elevator Apartments | 10 | 271388 | 1 | 21 | 218 | 218 | 1963 |  | YES
1012880033 | 370 PARK AVENUE Manhattan, NY 10022 (40.75887619510831, -73.97291686746921) | Con Edison | RACQUEST & TENNIS CLUB | RACQUET & TENNIS CLUB | 370 PARK AVENUE MANHATTAN, NY 10022 (40.75887619510831, -73.97291686746921) | CA098194M | 7/4/05 | FEDERAL FST-200 | 1 | 8.19 | 1994 | 2029 |  | 16 to 20 years old | HEVE (ICI) DEG-84 (P) | #6 | 147825 | 103478 | 22174 | 15522 | Yes | 2018 | Walk-Up Apartments | 3 | 97247 | 1 | 5 | 0 | 3 | 1918
1013667501 | 415 54 STREET Manhattan, NY 10022 (40.756311312898696, -73.96409222035429) | Con Edison | ST.JAMES TOWER CONDO. | KARISIK CHARLES | 4 PARK AVENUE NEW YORK, NY 10016 (40.74650915812013, -73.98194367109245) | CA101282R | 7/5/05 | CLEAVER BROOKS CB-400-200 | 2 | 7.7 | 1982 | 2017 |  | 26 to 30 years old | CLEAVER BROOKS CB-400-200 | #6 | 147825 | 103478 | 22174 | 15522 | Yes | 2016 | Walk-Up Apartments | 5 | 185582 | 1 | 31 | 106 | 107 | 1983 | YES
1018720043 | 210 101 STREET Manhattan, NY 10025 (40.797526810442676, -73.96878518871848) | Con Edison | JEMROCK RLTY. % THE ARGO CORP. | JEMROCK REALTY COMPAN | 50 17 STREET MANHATTAN, NY 10011 (40.738563940959885, -73.99384605181096) | CB091006N | 7/5/05 | BEST 5D-350 (NEW) | 1 | 11.7 | 2006 | 2041 | DUAL FUEL | Fewer than 5 years old | IC DEG-145P (NEW) | #6 | 147679 | 103375 | 22152 | 15506 | Yes | 2022 | Elevator Apartments | 8 | 259607 | 2 | 15 | 171 | 176 | 1926
1008900011 | 115 34 STREET Manhattan, NY 10016 (40.746784203780074, -73.98056164808193) | Con Edison | 34TH STREET SOUTH LLC. | 34TH ST. SOUTH LLC | 103 55TH ST MANHATTAN, NY 10019 (40.76312503200586, -73.97825056178426) | CA072180X | 7/6/05 | SPENCER 4 FL -827-45 | 2 | 6.2 | 1980 | 2015 |  | 26 to 30 years old | INDUSTRIAL COMBUSTION #DEG-84-P | #6 | 147168 | 103018 | 22075 | 15453 | Yes | 2020 | Elevator Apartments | 2 | 164073 | 1 | 21 | 195 | 196 | 1980
1008170029 | 16 16 STREET Manhattan, NY 10011 (40.73751641877203, -73.99320081806698) | Con Edison | 16TH STREET TENANTS CORP. | SINENSKY, MICHAEL | 16 16TH STREET MANHATTAN, NY 10011 (40.73751641877203, -73.99320081806698) | CA109078X | 7/5/05 | ROCKMILLS MP 4-283 | 2 | 11.7 | 1978 | 2013 |  | 31 to 35 years old | IND. COMB. DE-145 P | #6 | 146000 | 102200 | 21900 | 15330 | Yes | 2017 | Walk-Up Apartments | 3 | 415000 | 2 | 14 | 489 | 491 | 1964 |  | YES
1012040029 | 300 CENTRAL PARK Manhattan, NY 10024 (40.78362556816552, -73.96653900057436) | Con Edison | 300 CPW APTS CORP. | 300 CENTRAL PK W APTS | 300 CENTRAL PARK MANHATTAN, NY 10024 (40.78362556816552, -73.96653900057436) | CA172783N | 7/6/05 | ROCKMILLS MP 600 | 1 | 21 | 1983 | 2018 |  | 26 to 30 years old | ICI DEG 252P | #6 | 146000 | 102200 | 21900 | 15330 | Yes | 2014 | Elevator Apartments | 6 | 608532 | 1 | 29 | 208 | 212 | 1930 |  | YES
1007290163 | 424 33 STREET Manhattan, NY 10001 (40.75299177926847, -73.99751589064817) | Con Edison | GEORGE ALLEN FOWLKES | 424 WEST 33RD STREET | 125 PARK AVE MANHATTAN, NY 10017 (40.75150189626578, -73.97791375384898) | CA240368H | 7/6/05 | ROBB ENG CO. HRT BRICKSET | 1 | 14 | 1968 | 2010 |  | 41 - 45 years old | S.T. JOHNSON A 53 HIM | #6 | 146000 | 102200 | 21900 | 15330 | Yes | 2019 | Elevator Apartments | 3 | 165600 | 1 | 13 | 0 | 11 | 1913
1021090034 | 555 EDGECOMBE AVENUE Manhattan, NY 10032 (40.83361373826396, -73.93882556514555) | Con Edison | GOLSWAN REALTY CORP. | GOLSON REALTY CORPORA | 1841 BROADWAY MANHATTAN, NY 10018 (40.756840774582145, -73.99669149981281) | CA096275P | 7/5/05 | ROCKMILLS MP 350 | 1 | 14.1 | 1975 | 2010 |  | 31 to 35 years old | HEVEOIL DE 145 | #6 | 146000 | 102200 | 21900 | 15330 | Yes | 2019 | Elevator Apartments | 7 | 168000 | 1 | 13 | 127 | 127 | 1915
1012440072 | 441 END AVENUE Manhattan, NY 10024 (40.78362556816552, -73.96653900057436) | Con Edison | LYNDONVILLE PROPERTIES MGMT | ARNAV INDUSTIRES INC | 441 END STREET MANHATTAN, NY 10024 (40.78362556816552, -73.96653900057436) | CA001783R | 7/5/05 | FEDERAL FST-400 | 1 | 14 | 1983 | 2018 |  | 26 to 30 years old | ICI DEG 175 P | #6 | 146000 | 102200 | 21900 | 15330 | Yes | 2014 | Elevator Apartments | 6 | 240040 | 2 | 15 | 87 | 103 | 1926
1008770022 | 1 LEXINGTON AVENUE Manhattan, NY 10010 (40.73844509562184, -73.98551210761593) | Con Edison | ONE LEXINGTON AVE,C/OINSIGNIA RESIDENTIAL GROUP | 1 LEX AVE CP | 1 LEXINGTON AVE MANHATTAN, NY 10028 (40.776344978837756, -73.95296667956859) | CA107488J | 7/7/05 | BEST 5B-100 | 2 | 4.2 | 1988 | 2023 |  | 21 to 26 years old | ICI DE 42 P | #6 | 146000 | 102200 | 21900 | 15330 | Yes | 2017 | Elevator Apartments | 2 | 75379 | 1 | 12 | 28 | 28 | 1910 |  | YES
1011430001 | 171 71 STREET Manhattan, NY 10023 (40.77753841408943, -73.98111591281186) | Con Edison | ORSID REALTY CORP. | 171 WEST 71ST STREET | 1740 BROADWAY MANHATTAN, NY 10019 (40.76509834187077, -73.98206124052132) | CA310872H | 7/7/05 | FEDERAL FST-200 (SP) | 1 | 6.69 | 1972 | 2010 |  | 36 - 40 year old | IND. COMB. DE-84 | #6 | 146000 | 102200 | 21900 | 15330 | Yes | 2013 | Walk-Up Apartments | 6 | 130410 | 2 | 13 | 50 | 53 | 1902 |  | YES
1009210019 | 333 14 STREET Manhattan, NY 10003 (40.73205017824572, -73.98416041374671) | Con Edison | STUYV.OWNER/JORDAN COOPER&ASSOC. | STUYVESANT OWNERS INC | 7 PENN PLAZA MANHATTAN, NY 10001 (40.74956954963903, -73.99160848411982) | CA083178K | 7/4/05 | GIBRALTER GCB 25723 | 2 | 7.5 | 1978 | 2013 |  | 31 to 35 years old | ICI DE 84 S | #6 | 146000 | 102200 | 21900 | 15330 | Yes | 2021 | Walk-Up Apartments | 2 | 197904 | 1 | 17 | 207 | 210 | 1965 |  | YES
1005570001 | 90 4 AVENUE Manhattan, NY 10003 (40.73183824667991, -73.99027231156525) | Con Edison | GRACE CHURCH | RECTOR CHURCH WRDNSET | 802 BROADWAY MANHATTAN, NY 10003 (40.73235653651641, -73.99126986806816) | CA258272Z | 7/6/05 | CLEAVER BROOKS LR517-12 | 2 | 3.7 | 1972 | 2010 | DUAL FUEL | 36 - 40 year old | SUPERIOR AB-AA4-125 | #4 | 145447 | 101813 | 21090 | 14763 | Yes | 2017 | Elevator Apartments | 2 | 73060 | 1 | 1 | 0 | 1 | 1900
1012930037 | 470 PARK AVENUE Manhattan, NY 10022 (40.762142828870346, -73.97055328678604) | Con Edison | PARK 58TH STREET CORP. | PARK 58 CORP | 1740 BROADWAY MANHATTAN, NY 10019 (40.76509834187077, -73.98206124052132) | CA119580K | 7/5/05 | FEDERAL FST 175 | 1 | 7.4 | 1980 | 2015 | DUAL FUEL | 26 to 30 years old | HEV-E-OIL DEG 84-P | #6 | 144968 | 101477 | 21745 | 15222 | Yes | 2013 | Elevator Apartments | 4 | 111310 | 1 | 13 | 80 | 82 | 1916 |  | YES
1008470001 | 111 FIFTH AVENUE Manhattan, NY 10003 (40.73871283686668, -73.99160380783802) | Con Edison | BJW RLTY. LLC % WINTER MGMT. | BJW REALTY LLC | 730 5 AVENUE NEW YORK, NY 10019 (40.76267283109115, -73.97418065004678) | CB091106L | 7/5/05 | BEST 5D-350 (NEW) | 2 | 11.7 | 2006 | 2041 | DUAL FUEL | Fewer than 5 years old | ICI DEG-145P (NEW) | #6 | 144450 | 101115 | 21668 | 15167 | Yes | 2017 | Elevator Apartments | 2 | 206151 | 1 | 13 | 0 | 14 | 1905
1008240015 | 50 23 STREET Manhattan, NY 10010 (40.74060693210937, -73.98741751509388) | Con Edison | MATANA LLC | MATANA | 545 FIFTH AVE NEW YORK, NY 10017-5695 (40.75538272068587, -73.97945094702126) | CB041705P | #N/A | (EXISTING) FEDERAL FST-350SP (EXSTG) | 2 | 11.7 | 2005 | 2040 | DUAL FUEL | 5 to 10 years old | (NEW) ICI DEG-145P (NEW) | #6 | 144450 | 101115 | 21668 | 15167 | Yes | 2014 | Elevator Apartments | 3 | 284930 | 2 | 13 | 0 | 4 | 1906
1008270001 | 55 25 STREET Manhattan, NY 10010 (40.74181533202914, -73.98619129509557) | Con Edison | MARINE ESTATES LLC % ROSE ASSOC. | MARINE ESTATES LLC | 200 MADISON AVENUE NEW YORK, NY 10016 (40.74877830573848, -73.9822475686496) | CB194906L | #N/A | CLEAVERBROOKS 4 WI-400-350 (NEW) | 1 | 11.7 | 2006 | 2041 | DUAL FUEL | Fewer than 5 years old | CLEAVERBROOKS 4WI-400-350 (NEW) | #6 | 143775 | 100642 | 21566 | 15096 | Yes | 2017 | Elevator Apartments | 3 | 428340 | 1 | 38 | 407 | 410 | 2005
1015040040 | 1172 PARK AVENUE Manhattan, NY 10128 (40.7844454174205, -73.95422469421658) | Con Edison | 1172 PARK CORP. | 1172 CORPORATION | 1172 PARK AVENUE MANHATTAN, NY 10128 (40.7844454174205, -73.95422469421658) | CA153470Z | 7/5/05 | OIL CITY 920 | 1 | 7 | 1970 | 2010 |  | 36 - 40 year old | TODD SIZE C | #6 | 142898 | 100028 | 21435 | 15004 | Yes | 2014 | Warehouses | 4 | 121642 | 1 | 14 | 46 | 50 | 1926 |  | YES
1012330016 | 2350 BROADWAY Manhattan, NY 10024 (40.787916800453615, -73.9766987517288) | Con Edison | BROADWAY BRETTON, INC | 2350 BROADWAY ASSOCIA | 2350 BROADWAY MANHATTAN, NY 10024 (40.787916800453615, -73.9766987517288) | CA251282K | 7/7/05 | ROCKMILLS MP-300 | 1 | 11.9 | 1982 | 2017 | DUAL FUEL | 26 to 30 years old | HEV-E DEG 145 P | #6 | 142568 | 99798 | 21385 | 14970 | Yes | 2013 | Elevator Apartments | 6 | 236789 | 1 | 13 | 312 | 321 | 1903
1012410052 | 250 94 STREET Manhattan, NY 10025 (40.79338050778006, -73.97288388937513) | Con Edison | 250 TENANTS CORP./ALEXANDER WOLF COMP. | 250 TENANTS CORP | 6 43RD ST NEW YORK, NY 10017 (40.75381517729913, -73.97967506743592) | CA397784M | 7/7/05 | ROCKMILLS MP-350 | 1 | 14.7 | 1984 | 2019 |  | 26 to 30 years old | DEG-145 (P) | #6 | 142554 | 99788 | 21383 | 14968 | Yes | 2021 | Walk-Up Apartments | 6 | 280809 | 1 | 15 | 147 | 150 | 1925 |  | YES
1022200005 | 101 SHERMAN AVENUE Manhattan, NY 10034 (40.86379914552704, -73.92533481640477) | Con Edison | INTERBORO MANAGEMENT | BLASHAN REALTY L.L.C, | 101 SHERMAN AVE NEW YORK, NY 10034 (40.86379914552704, -73.92533481640477) | CA369985K | 7/4/05 | FEDERAL FST-200 | 1 | 7.35 | 1985 | 2020 |  | 21 to 26 years old | IND. COMB. DEG-84 (P) | #6 | 142350 | 99645 | 21352 | 14947 | Yes | 2020 | Elevator Apartments | 10 | 89391 | 1 | 6 | 100 | 110 | 1930
1018940001 | 380 RIVERSIDE DRIVE Manhattan, NY 10025 (40.80502190545093, -73.96789438906194) | Con Edison | 380 RIVERSIDE DRIVE OWNERS | BLUE WOODS MGMT | 5701 ARLINGTON AVENUE RIVERDALE, NY 10471 (40.90647653354831, -73.90679875550259) | CA108980X | 7/6/05 | FEDERAL FST 300 | 1 | 12.6 | 1980 | 2015 |  | 26 to 30 years old | HEVEOIL DEG 145 P | #6 | 142127 | 99489 | 21319 | 14923 | Yes | 2014 | Walk-Up Apartments | 9 | 187588 | 1 | 8 | 146 | 146 | 1907 |  | YES
1014930001 | 998 5 AVENUE Manhattan, NY 10028 (40.77848291236626, -73.96263335519058) | Con Edison | TONI MIRAKAJ | 998 5TH AVE CORP | 998 5TH AVE MANHATTAN, NY 10028 (40.77848291236626, -73.96263335519058) | CA131680J | 7/5/05 | ROCKMILLS 4-212 | 1 | 6.8 | 1980 | 2015 |  | 26 to 30 years old | I.C.I. DEG-84 P | #6 | 141912 | 99338 | 21287 | 14901 | Yes | 2013 | Walk-Up Apartments | 4 | 145230 | 1 | 12 | 17 | 18 | 1912 |  | YES
1014940069 | 1016 5 AVENUE Manhattan, NY 10028 (40.779427200497025, -73.96192289078738) | Con Edison | 1016 FIFTH AVENUE CORP. | 1016 PROPERTIES INC | 1016 FIFTH AVE MANHATTAN, NY 10012 (40.72553802086304, -73.99789641059084) | CA124278X | 7/5/05 | ROCKMILLS MP-175 | 1 | 7.8 | 1978 | 2013 |  | 31 to 35 years old | I.C.I. DEG84 P | #6 | 141802 | 99262 | 21270 | 14889 | Yes | 2014 | Condominiums | 4 | 166600 | 1 | 15 | 60 | 65 | 1929 |  | YES
1013760037 | 550 PARK AVENUE Manhattan, NY 10021 (40.76920532766377, -73.959183941086) | Con Edison | BROWN,HARRIS,STEVENS, INC. | 550 PARK AVE CORP | 770 LEXINGTON AVENUE MANHATTAN, NY 10021 (40.76920532766377, -73.959183941086) | CA137997P | 7/5/05 | FEDERAL FST-175 | 2 | 7.35 | 1997 | 2032 | DUAL FUEL | 11 to 15 years old | ST.JOHNSON FD 68 CAHM (SIZE 150) | #4 | 141255 | 98878 | 20482 | 14337 | Yes | 2016 | Elevator Apartments | 4 | 156390 | 1 | 17 | 36 | 39 | 1917 |  | YES
1008260037 | 1107 BROADWAY Manhattan, NY 10010 (40.742586926618344, -73.9892649831713) | Con Edison | 200 5TH AVE/HELMSLEY SPEAR | 1107 BROADWAY LLC | 200 FIFTH AVENUE MANHATTAN, NY 10010 (40.74284785982963, -73.98866917214109) | CA124099K | 7/7/05 | ROCKMILLS MP400 | 1 | 16.48 | 1999 | 2034 | DUAL FUEL | 11 to 15 years old | I.C. DEG-175 P | #6 | 141240 | 98868 | 21186 | 14830 | Yes | 2016 | Condominiums | 3 | 305597 | 1 | 16 | 0 | 43 | 1915
1011690008 | 233 77 STREET Manhattan, NY 10024 (40.78255158071745, -73.98091585032279) | Con Edison | STANLEY STALL REAL ESTATE | STAHL AND STAHL, LLC | 277 PARK AVENUE MANHATTAN, NY 10072 (40.754437000067526, -73.99927700033328) | CA109280J | 7/5/05 | ROCKMILLS MP-250 | 1 | 9.5 | 1980 | 2015 |  | 26 to 30 years old | INDUSTRIAL COMBUSTION DEG-105-P | #6 | 140160 | 98112 | 21024 | 14717 | Yes | 2019 | Elevator Apartments | 6 | 114767 | 1 | 15 | 109 | 115 | 1924
1013660025 | 50 SUTTON PLACE Manhattan, NY 10022 (40.75851339777992, -73.95988658636264) | Con Edison | 50 SUTTON PLACE SOUTH OWNERS INC. | SO SUTTON PLACE SOUTH | 770 LEXINGTON AVE NEW YORK, NY 10065 (40.76307014183385, -73.96759762551441) | CB043302M | 7/6/05 | BEST 5E-300 | 1 | 12.6 | 2002 | 2037 | DUAL FUEL | 5 to 10 years old | ICI 145 P | #6 | 139613 | 97729 | 20942 | 14659 | Yes | 2016 | Elevator Apartments | 5 | 319696 | 1 | 19 | 194 | 195 | 1955 |  | YES
1001340025 | 258 BROADWAY Manhattan, NY 10007 (40.71347092286817, -74.00688899225241) | Con Edison | CITY HALL TOWER CORP. | CITY HALL TOWER CORPO | 127 59TH STREET MANHATTAN, NY 10022 (40.76241654818314, -73.96854870758665) | CA249383R | 7/5/05 | FEDERAL FST 150 | 1 | 6.3 | 1983 | 2018 |  | 26 to 30 years old | I.C.I.DEG-84 P | #6 | 139613 | 97729 | 20942 | 14659 | Yes | 2014 | Elevator Apartments | 1 | 88320 | 1 | 8 | 45 | 46 | 1915 |  | YES
1022380023 | 4861 BROADWAY Manhattan, NY 10034 (40.86683230852469, -73.9236387520001) | Con Edison | HAWTHONE GARDENS LLC. | HAWTHORNE GARDENS, | 98 CUTTER ROAD GREAT NECK, NY 11021 (40.78664779925657, -73.72844675971015) | CA170780Z | 7/5/05 | ROCKMILLS MP-300 | 1 | 12.6 | 1980 | 2015 |  | 26 to 30 years old | HEV-E-OIL DEG-145S | #6 | 139613 | 97729 | 20942 | 14659 | Yes | 2018 | Elevator Apartments | 7 | 158247 | 1 | 6 | 146 | 160 | 1929
1011407501 | 155 68 STREET Manhattan, NY 10023 (40.77567376983945, -73.98254930526488) | Con Edison | DORCHESTER CONDOMINIUM | DORCHESTER TOWER COND | 155 68 STREET MANHATTAN, NY 10023 (40.77567376983945, -73.98254930526488) | CA047895P | 7/5/05 | EASTMOND/FEDERAL FST-500 | 1 | 21 | 1995 | 2030 | DUAL FUEL | 11 to 15 years old | S.T. JOHNSON FD 68 CAHM (SIZE 500) | #6 | 139612 | 97729 | 20942 | 14659 | Yes | 2020 | Condominiums | 6 | 617105 | 1 | 34 | 680 | 681 | 1965 | YES
1016020001 | 1150 5 AVENUE Manhattan, NY 10128 (40.78785600680194, -73.95571854876572) | Con Edison | SAMSON MANAGEMENT | 1150 FIFTH AVE OWNERS | 97 77 QUEENS BOULEVARD REGE PARK, NY 11374 (40.72646491702238, -73.86148084756303) | CA364070J | 7/6/05 | WANEE 320 | 1 | 9.8 | 1970 | 2010 |  | 36 - 40 year old | PETRO WD 7 AH | #6 | 139284 | 97499 | 20893 | 14625 | Yes | 2022 | Elevator Apartments | 4 | 163969 | 1 | 14 | 74 | 77 | 1924 |  | YES
1008380001 | 990 6 AVENUE Manhattan, NY 10018 (40.75141392981503, -73.98657217354167) | Con Edison | 990 AVE AMERICAS ASSOC. | 990 AVAMERICAS ASSOC. | 990 6 AVENUE MANHATTAN, NY 10018 (40.75141392981503, -73.98657217354167) | CA160086J | 7/6/05 | CLEAVER-BROOKS CB 600-SIZE 300 | 2 | 12.6 | 1986 | 2021 |  | 21 to 26 years old | CLEAVER-BROOKS CB 600-SIZE 300 | #6 | 138336 | 96835 | 20750 | 14525 | Yes | 2018 | Elevator Apartments | 3 | 386382 | 1 | 24 | 320 | 332 | 1986
1015460001 | 303 83 STREET Manhattan, NY 10028 (40.77589464736824, -73.95303032415876) | Con Edison | 303 E.83 ST PARTNERSHIP%BLDG MGMT. | TISHMAN SPEYER ARCHST | 303 83RD ST N Y 10001 (40.75025902143676, -73.99688630375988) | CB145701H | 7/6/05 | BEST 5D-300 | 2 | 12.6 | 2001 | 2036 | DUAL FUEL | 5 to 10 years old | INDUSTRIAL COMB. DEG-145 P | #6 | 138226 | 96758 | 20734 | 14514 | Yes | 2016 | Elevator Apartments | 5 | 268750 | 1 | 30 | 261 | 263 | 1977
1013660016 | 420 55 STREET Manhattan, NY 10022 (40.75676267180477, -73.96338924072724) | Con Edison | SUTTON GARDENS OWNERS CO. | SUTTON GARDENS OWNERS | 613 LENOX HILL STATION MANHATTAN, NY 10021 (40.76920532766377, -73.959183941086) | CA279987P | 7/6/05 | FEDERAL FST -300 | 2 | 12.6 | 1987 | 2022 |  | 21 to 26 years old | ICI DEG-145-P | #6 | 138226 | 96758 | 20734 | 14514 | Yes | 2016 | Elevator Apartments | 5 | 217285 | 2 | 11 | 237 | 238 | 1956 |  | YES
1013110005 | 111 56 STREET Manhattan, NY 10022 (40.7607212037741, -73.97066803142378) | Con Edison | 11 EAST 56 ST. COOP DBA LOMBARDY | SONNABEND, PETER J | 111 56 STREET MANHATTAN, NY 10022 (40.7607212037741, -73.97066803142378) | CA267871P | 7/4/05 | UNION IRON TYPE L | 2 | 10.8 | 1971 | 2010 |  | 36 - 40 year old | TODD A011 | #6 | 138000 | 96600 | 20700 | 14490 | Yes | 2021 | Elevator Apartments | 4 | 244619 | 1 | 22 | 0 | 1 | 1927
1015320004 | 200 87 STREET Manhattan, NY 10128 (40.77943806948338, -73.95343723074284) | Con Edison | 200 EAST 87TH STREET ASSOCIATE | 3RD & 87TH L.P. | 110 ST 59TH STREET MANHATTAN, NY 10022 (40.758630224005685, -73.96809182217982) | CA216291Z | 7/6/05 | FEDERAL FST-200 | 2 | 15.68 | 1991 | 2026 |  | 16 to 20 years old | GORDON PIATT F12.4-GO-50 | #6 | 137970 | 96579 | 20696 | 14487 | Yes | 2022 | Elevator Apartments | 5 | 222000 | 1 | 23 | 175 | 179 | 1991
1007720056 | 208 23 STREET Manhattan, NY 10011 (40.7441975076276, -73.99595231123276) | Con Edison | URBAN ASSOCIATES | J.S.B. PROPERTIES, | 425 59 STREET MANHATTAN, NY 10019 (40.76976042107079, -73.98594880935788) | CA249768H | 7/6/05 | PACIFIC 826 | 2 | 6.3 | 1968 | 2010 |  | 41 - 45 years old | TODD MODEL C | #6 | 137970 | 96579 | 20696 | 14487 | Yes | 2022 | Educational Structures | 3 | 152342 | 1 | 18 | 262 | 266 | 1927
1018337504 | 400 CENTRAL PARK Manhattan, NY 10025 (40.79410707423254, -73.9629675733178) | Con Edison | 400 CENTRAL PARK WEST CONDO | 400 CENTRAL PARK W CO | 6 43 STREET MANHATTAN, NY 10017 (40.75381517729913, -73.97967506743592) | CA015778J | 7/4/05 | PACIFIC 75 L2 | 2 | 4.2 | 1978 | 2013 |  | 31 to 35 years old | RAY PEOR-144 | #6 | 137477 | 96234 | 20622 | 14435 | Yes | 2013 | Elevator Apartments | 8 | 324023 | 1 | 19 | 414 | 414 | 1960 | YES
1014560026 | 440 62 STREET Manhattan, NY 10021 (40.76920532766377, -73.959183941086) | Con Edison | 440 EAST 62ND ST. OWNERS CORP. | EGAWA, MARIKO | 936 BROADWAY NEW YORK, NY 10010 (40.74047615511501, -73.98939859765478) | CA121477P | 7/5/05 | ROCKMILLS FB150 | 2 | 6.8 | 1977 | 2012 |  | 31 to 35 years old | INDUSTRIAL COMBUS ME-63(S) | #6 | 137460 | 96222 | 20619 | 14433 | Yes | 2016 | Condominiums | 5 | 166078 | 1 | 19 | 147 | 148 | 1960 |  | YES
1018780021 | 211 106 STREET Manhattan, NY 10025 (40.800868037138684, -73.96664717839725) | Con Edison | RIMA 106 L P | 207-211 FO LLC | 574 CEDARHURST NY 11516-0574 (40.63035943500745, -73.72995581741695) | CA356886M | 7/6/05 | FEDERAL FST-150 | 1 | 6.3 | 1986 | 2021 |  | 21 to 26 years old | IND. COMB. DEG 63 P | #6 | 137460 | 96222 | 20619 | 14433 | Yes | 2018 | Elevator Apartments | 8 | 106149 | 1 | 16 | 77 | 77 | 1925
1012730071 | 1414 6 AVENUE Manhattan, NY 10019 (40.764834801536466, -73.97680088097758) | Con Edison | S L GREEN MANAGEMENT | 1414 SIXTH AVENUE ASS | 1140 AVENUE MANHATTAN, NY 10036 (40.75934682719435, -73.989860554421) | CA166487H | 7/6/05 | FEDERAL FST 150 | 2 | 6.28 | 1987 | 2022 |  | 21 to 26 years old | ICI DEG 63 P | #6 | 137460 | 96222 | 20619 | 14433 | Yes | 2013 | Office Buildings | 4 | 107669 | 1 | 18 | 0 | 1 | 1924
1021770234 | 330 HAVEN AVENUE Manhattan, NY 10033 (40.85115712555398, -73.94140036207875) | Con Edison | SCHARF MANAGEMENT CORP. | LAFAYETTE GARDENS TEN | 250 PARK AVE MANHATTAN, NY 10003 (40.738333453173844, -73.9878407889095) | CA341388H | 7/5/05 | FEDERAL FST 150 | 2 | 6.3 | 1988 | 2023 |  | 21 to 26 years old | ICI DEG 63 P | #6 | 137460 | 96222 | 20619 | 14433 | Yes | 2017 | Walk-Up Apartments | 7 | 210468 | 1 | 6 | 192 | 192 | 1951 |  | YES
1021490112 | 142 LAUREL HILL TERRACE Manhattan, NY 10040 (40.85809553188335, -73.92925548994884) | Con Edison | 142 LAUREL HILL REALTY LLC, C/O ALAN WASSERMAN | 142 LAUREL HILL REALT | 145 HUGUENOT STREET NEW ROCHELLE, NY 10801 (40.91319235913511, -73.77945045104241) | CA393184K | 7/7/05 | ROCKMILLS MP-175 | 1 | 7 | 1984 | 2019 |  | 26 to 30 years old | IND COMB DE-84-P | #6 | 136875 | 95812 | 20531 | 14372 | Yes | 2019 | Walk-Up Apartments | 10 | 77028 | 1 | 6 | 83 | 83 | 1936
1008190056 | 23 17 STREET Manhattan, NY 10011 (40.73825833768473, -73.9929781598009) | Con Edison | 17-18 MANAGEMENT CORP | 17-18 MANAGEMENT COMP | 18 18 STREET MANHATTAN, NY 10011 (40.73868697620594, -73.99236676693495) | CA334567H | 7/6/05 | FEDERAL FST 250 | 1 | 10.5 | 1967 | 2010 |  | 41 - 45 years old | TODD A011 | #6 | 136875 | 95812 | 20531 | 14372 | Yes | 2019 | Elevator Apartments | 3 | 143338 | 1 | 11 | 0 | 0 | 1903
1010070061 | 853 7 AVENUE Manhattan, NY 10019 (40.76405738581747, -73.98107190981214) | Con Edison | 853 7TH AVE REALTY CORP. | CAM SEVENTH LLC | 91 31 QUEENS BOULEVARD ELMHURST, NY 11373 (40.73871040256307, -73.87835115518163) | CA263573Z | 7/5/05 | ROCKMILLS MP-300 | 1 | 10.04 | 1973 | 2010 |  | 36 - 40 year old | KEWANEE 300 KF10-1562-06 | #6 | 136875 | 95812 | 20531 | 14372 | Yes | 2017 | Elevator Apartments | 4 | 158617 | 1 | 12 | 96 | 103 | 1906
1011840019 | 277 END AVENUE Manhattan, NY 10023 (40.774536138232236, -73.97994335610099) | Con Edison | VIEWEST OWNERS CORP/ORSID RLTY CO | VIEWEST OWNERS LTD | 1740 BROADWAY MANHATTAN, NY 10019 (40.76509834187077, -73.98206124052132) | CA282972J | 7/6/05 | FEDERAL FMA KD3036 | 1 | 8.99 | 1972 | 2010 |  | 36 - 40 year old | S.T.JOHNSON A 53H-300 | #6 | 136875 | 95812 | 20531 | 14372 | Yes | 2014 | Elevator Apartments | 6 | 203479 | 1 | 15 | 80 | 81 | 1926 |  | YES
1015050001 | 1120 5 AVENUE Manhattan, NY 10128 (40.78627104113997, -73.9569046738639) | Con Edison | BROWN HARRIS STEVENS | 1120 FIFTH AVENUE COR | 770 LEXINGTON AVENUE MANHATTAN, NY 10021 (40.76920532766377, -73.959183941086) | CA104580Z | 7/6/05 | FEDERAL FST 250 | 1 | 9.5 | 1980 | 2015 |  | 26 to 30 years old | HEV-E DEG 105-S | #6 | 136328 | 95430 | 20449 | 14314 | Yes | 2015 | Elevator Apartments | 4 | 165357 | 1 | 14 | 45 | 45 | 1925 |  | YES
1010290027 | 205 57 STREET Manhattan, NY 10019 (40.76567322737358, -73.98031610565936) | Con Edison | ORSID REALTY CORP. | OSBORNE TENANTS CORP | 392 CENTRAL PARK NY, NY 10025 (40.793642106137774, -73.96329746057911) | CA047976R | 7/7/05 | ROCKMILLS MP-300 | 1 | 12.6 | 1976 | 2011 |  | 31 to 35 years old | IND. COMB.(HEV-EOIL)DE-145 (S) | #6 | 135926 | 95148 | 20389 | 14272 | Yes | 2019 | Walk-Up Apartments | 4 | 167076 | 1 | 15 | 109 | 119 | 1900 |  | YES
1005510016 | 27 WASHINGTON SQUARE Manhattan, NY 10011 (40.73214077961717, -73.99840708057435) | Con Edison | DUELL LLC. | 27 LLC | 5 57 STREET MANHATTAN, NY 10022 (40.76290776332682, -73.97373559568857) | CA185380L | 7/5/05 | FEDERAL FST 80 | 1 | 3.55 | 1980 | 2015 | DUAL FUEL | 26 to 30 years old | ICI | #4 | 135720 | 95004 | 19679 | 13776 |  |  | Condominiums | 1 | 32409 | 1 | 7 | 27 | 28 | 1900
1011840028 | 5 RIVERSIDE DRIVE Manhattan, NY 10023 (40.78087510896421, -73.98544915507387) | Con Edison | 5 RIVERSIDE CORP. | 5 RIVERSIDE CP | 5 RIVERSIDE DRIVE MANHATTAN, NY 10023 (40.78087510896421, -73.98544915507387) | CA024973J | 7/7/05 | FITZGIBBONS RM 212 | 1 | 7.4 | 1973 | 2010 |  | 36 - 40 year old | YORK APHM C175 | #6 | 135415 | 94790 | 20312 | 14219 | Yes | 2014 | Walk-Up Apartments | 6 | 127782 | 1 | 19 | 100 | 100 | 1936 |  | YES
1014070001 | 765 PARK AVENUE Manhattan, NY 10021 (40.77128554385249, -73.9634966560976) | Con Edison | 775 PARK AVENUE CORP. | 775 PARK AVE INC | 770 LEXINGTON AVENUE MANHATTAN, NY 10065 (40.76307014183385, -73.96759762551441) | CA124878J | 7/5/05 | ROCKMILLS MP-250 | 2 | 12 | 1978 | 2013 |  | 31 to 35 years old | ICI DE 105P | #6 | 135050 | 94535 | 20258 | 14180 | Yes | 2017 | Walk-Up Apartments | 4 | 208986 | 1 | 14 | 48 | 48 | 1927 |  | YES
1013910054 | 50 77 STREET Manhattan, NY 10021 (40.76920532766377, -73.959183941086) | Con Edison | CARLYLE HOUSE/BWN . HARRIS ST. | CARLYLE HOUSE INC - B | 770 LEXINGTON AVENUE MANHATTAN, NY 10028 (40.776344978837756, -73.95296667956859) | CA003279R | 7/6/05 | ROCKMILLS MP-250 | 2 | 10.3 | 1979 | 2014 |  | 31 to 35 years old | ICI DE 105 (P) | #6 | 135050 | 94535 | 20258 | 14180 | Yes | 2021 | Elevator Apartments | 4 | 142110 | 1 | 15 | 42 | 46 | 1930 |  | YES
1007217501 | 470 24 STREET Manhattan, NY 10011 (40.7483445048849, -74.0037643664131) | Con Edison | NSIGNIA MANAGEMENT | LONDON TERRACE TOWERS | 675 THIRD AVENUE MANHATTAN, NY 10017 (40.75129610835038, -73.97404990585339) | CA248381Z | 7/7/05 | FEDERAL FST-400 | 1 | 17.7 | 1981 | 2016 |  | 26 to 30 years old | HEVE-OIL DEG 175P | #6 | 135000 | 94500 | 20250 | 14175 | Yes | 2021 | Elevator Apartments | 3 | 68810 | 2 | 19 | 702 | 731 | 1932 | YES
1008130055 | 1385 BROADWAY Manhattan, NY 10018 (40.752717336226794, -73.98735571777598) | Con Edison | HELMSLEY-NOYES LLC. | B. BROS. BROADWAY REA | 1385 BROADWAY MANHATTAN, NY 10022 (40.758630224005685, -73.96809182217982) | CA149497R | 7/4/05 | ROCKMILLS MP-350 | 1 | 13.48 | 1997 | 2032 | DUAL FUEL | 11 to 15 years old | INDUSTRIAL COMB. DEG-145 P | #6 | 134820 | 94374 | 20223 | 14156 | Yes | 2013 | Elevator Apartments | 3 | 438643 | 1 | 23 | 0 | 155 | 1926
1005520026 | 37 WASHINGTON SQUARE Manhattan, NY 10011 (40.73106701467275, -73.99960210982228) | Con Edison | NEW YORK UNIVERSITY | NEW YORK UNIVERSITY | 2 WASHINGTON SQUARE VILLAGE MANHATTAN, NY 10012 (40.7277418866931, -73.99818975110709) | CA230168Y | 7/6/05 | FITZGIBBONS H 310 | 1 | 6.6 | 1968 | 2010 |  | 41 - 45 years old | TODD C | #6 | 134320 | 94024 | 20148 | 14104 | Yes | 2022 | Walk-Up Apartments | 3 | 110447 | 1 | 16 | 63 | 67 | 1929
1001347503 | 9 MURRAY STREET Manhattan, NY 10007 (40.71330087419383, -74.0076926654685) | Con Edison | KELLO PROPORTIES INC. |  | 152 57 STREET MANHATTAN, NY 10019 (40.76492963045104, -73.97870228969026) | CA027576J | 7/6/05 | ROCKMILLS MP-175 | 1 | 7.35 | 1976 | 2011 |  | 31 to 35 years old | HEVEOIL DE-84S | #6 | 134138 | 93896 | 20121 | 14084 | Yes | 2014 | Elevator Apartments | 1 | 111719 | 1 | 12 | 27 | 28 | 1900 | YES
1005610037 | 55 9 STREET Manhattan, NY 10003 (40.731541976775674, -73.99269109733648) | Con Edison | JEFFERSON TENANTS CORP. % ENGELMAN & CO. | JEFFERSON TENANTS COR | 55 9 STREET NEW YORK, NY 10003 (40.731541976775674, -73.99269109733648) | CB033306Z | 7/5/05 | FITZGIBBONS DL - 242 (EXSTG) | 2 | 8.8 | 2006 | 2041 | DUAL FUEL | Fewer than 5 years old | ICI DEG - 84S (NEW) | #6 | 133809 | 93666 | 20071 | 14050 | Yes | 2021 | Elevator Apartments | 2 | 139566 | 1 | 14 | 173 | 173 | 1964 |  | YES
1002470001 | 265 CHERRY STREET Manhattan, NY 10002 (40.711316097634665, -73.9886319300546) | Con Edison | LANDS END II ASSOC. % GRENADIER RLTY. CORP. | LAND'S END II A ASSOC | 155 ELMIRA LOOP BROOKLYN, NY 11239 (40.649723063146425, -73.88037616574464) | CB199203L | 7/6/05 | FEDERAL PLW-231 (EXSTG) | 2 | 7.75 | 2003 | 2038 | DUAL FUEL | 5 to 10 years old | ICI DEG-84P (NEW) | #6 | 133809 | 93666 | 20071 | 14050 | Yes | 2017 | Elevator Apartments | 1 | 627895 | 2 | 26 | 490 | 491 | 1979
1002470001 | 275 CHERRY STREET Manhattan, NY 10002 (40.71134855598338, -73.98830172517296) | Con Edison | LANDS END II ASSOC. %GRENADIER RLTY | LAND'S END II A ASSOC | 155 ELMIRA LOOP BROOKLYN, NY 11239 (40.649723063146425, -73.88037616574464) | CB199103N | 7/6/05 | FEDERAL PLW-231 (EXSTG) | 2 | 7.75 | 2003 | 2038 | DUAL FUEL | 5 to 10 years old | ICI DEG-84P (NEW) | #6 | 133809 | 93666 | 20071 | 14050 | Yes | 2017 | Elevator Apartments | 1 | 627895 | 2 | 26 | 490 | 491 | 1979
1008440026 | 41 UNION SQUARE Manhattan, NY 10003 (40.7370241668155, -73.99042240589591) | Con Edison | BRAUSE REALTY INC | HARTFORD PROPERTIES 4 | 52 VANDERBILT AVENUE MANHATTAN, NY 10017 (40.754138265033134, -73.97709445342167) | CA317670L | 7/6/05 | ROCKMILLS MP 200 | 1 | 7.3 | 1970 | 2010 |  | 36 - 40 year old | TODD A0-8 | #6 | 133626 | 93538 | 20044 | 14031 | Yes | 2014 | Elevator Apartments | 2 | 74521 | 1 | 16 | 0 | 192 | 1920
1007860001 | 520 8 AVENUE Manhattan, NY 10018 (40.75376054978079, -73.99232896859803) | Con Edison | NEWMARK & CO. | NEW TRIPLE CROWN LLC | 520 EIGHT AVENUE MANHATTAN, NY 10018 (40.756840774582145, -73.99669149981281) | CA287081Z | 7/4/05 | FEDERAL FST-300 | 3 | 11.38 | 1981 | 2016 |  | 26 to 30 years old | I.C.I DEG 145 (P) | #6 | 133535 | 93475 | 20030 | 14021 | Yes | 2016 | Elevator Apartments | 3 | 754487 | 3 | 24 | 0 | 104 | 1926
1008260057 | 24 25 STREET Manhattan, NY 10010 (40.74196070103847, -73.98668108299104) | Con Edison | 24 WEST 25TH ASSOCIATES LTD. | 24 WEST 25TH ST ASCLP | 380 MADISON AVE NEW YORK, NY 10017 (40.755596213835844, -73.97727528530339) | CA225472M | 7/5/05 | FEDERAL#FLW-1822 | 1 | 6.37 | 1972 | 2010 |  | 36 - 40 year old | IRON FIREMAN#A06-9.8 | #6 | 132860 | 93002 | 19929 | 13950 | Yes | 2016 | Elevator Apartments | 3 | 103754 | 2 | 12 | 0 | 1 | 1911
1010080001 | 859 7 AVENUE Manhattan, NY 10019 (40.76440852260771, -73.98085361950416) | Con Edison | WELLINGTON HOTEL. | WELLINGTON HOTEL CO | 871 7 AVENUE MANHATTAN, NY 10019 (40.76458736647654, -73.9806756152759) | CA111179H | 7/5/05 | FEDERAL FST 200 | 2 | 7.35 | 1979 | 2014 |  | 31 to 35 years old | HEV E OIL DE-84 (P) | #6 | 132860 | 93002 | 19929 | 13950 | Yes | 2018 | Elevator Apartments | 4 | 207700 | 3 | 26 | 0 | 6 | 1911
1014260044 | 200 72 STREET Manhattan, NY 10021 (40.76972888509793, -73.9606126685367) | Con Edison | 72ND STREET ASSOC/CARYLE CONSTR | AMTO REALTY, INC., | 340 46 STREET MANHATTAN, NY 10017 (40.75193337557182, -73.96937960692198) | CA057978J | 7/5/05 | FEDERAL FST 300 | 2 | 12.6 | 1978 | 2013 |  | 31 to 35 years old | ICI DE 145P | #6 | 131692 | 92184 | 19754 | 13828 | Yes | 2016 | Walk-Up Apartments | 4 | 377297 | 1 | 34 | 435 | 442 | 1979
1012240001 | 173 175 WEST 93 STREET Manhattan, NY 10025 (40.79685012763133, -73.96372581059762) | Con Edison | WEST WIND CORP. | WESTWIND CORP | 250 PARK AVE NEW YORK, NY 10003 (40.738333453173844, -73.9878407889095) | CA061778R | 7/5/05 | FEDERAL FST-300 | 1 | 10 | 1978 | 2013 |  | 31 to 35 years old | HEV-E-OIL DE 145-P | #6 | 131692 | 92184 | 19754 | 13828 | Yes | 2014 | Elevator Apartments | 6 | 238456 | 1 | 16 | 176 | 178 | 1929 |  | YES
1010487501 | 347 57 STREET Manhattan, NY 10019 (40.76730531698773, -73.98420430956766) | Con Edison | R.F. STEWART REAL ESTATE | THE COLONNADE CONDOMI | 4 PARK AVENUE MANHATTAN, NY 10016 (40.74650915812013, -73.98194367109245) | CA157981Z | 7/6/05 | BURNHAM SPENCER 4F-1323-45 | 2 | 9.81 | 1981 | 2016 | DUAL FUEL | 26 to 30 years old | HEV-E-OIL DEG 145-(P) | #6 | 131526 | 92068 | 19729 | 13810 | Yes | 2018 | Theatres | 6 | 232306 | 1 | 45 | 261 | 262 | 1982 | YES
1015760027 | 10 END AVENUE Manhattan, NY 10021 (40.76920532766377, -73.959183941086) | Con Edison | 10 EAST END OWNERS INC. | 10 EAST END AVE OWNER | 18 64 STREET MANHATTAN, NY 10065 (40.76697082506496, -73.96984042701948) | CA201498Y | 7/6/05 | FEDERAL FST-300 | 1 | 11.93 | 1998 | 2033 | DUAL FUEL | 11 to 15 years old | HEVE (ICI) DEG 145 P | #6 | 131400 | 91980 | 19710 | 13797 | Yes | 2016 | Elevator Apartments | 5 | 230473 | 1 | 20 | 198 | 198 | 1957 |  | YES
1014960034 | 1000 PARK AVENUE Manhattan, NY 10028 (40.77912143100707, -73.95809177894256) | Con Edison | 1000 PARK OWNERS CORP. | 1000 PK OWNERS CO | 1000 PARK AVE MANHATTAN, NY 10028 (40.77912143100707, -73.95809177894256) | CA207293H | 7/7/05 | ROCKMILLS MP-150 | 2 | 6.3 | 1993 | 2028 |  | 16 to 20 years old | ST.JOHNSON FD68 CAHM 150 | #6 | 131400 | 91980 | 19710 | 13797 | Yes | 2016 | Elevator Apartments | 4 | 164672 | 1 | 13 | 66 | 70 | 1916 |  | YES
1015180069 | 1111 PARK AVENUE Manhattan, NY 10128 (40.78245791573579, -73.9553668331938) | Con Edison | 1111 PARK AVE RLTY%INSIGNIA RESIDENT: | 1111 PK AVE RLTY CORP | 675 3 AVENUE MANHATTAN, NY 10017 (40.75129610835038, -73.97404990585339) | CA304884Y | 7/7/05 | ROCKMILLS MP-300 | 1 | 12.6 | 1984 | 2019 |  | 26 to 30 years old | INDUSTR COMBUS DEG-145-P | #6 | 131400 | 91980 | 19710 | 13797 | Yes | 2018 | Elevator Apartments | 4 | 207542 | 1 | 14 | 85 | 92 | 1925 |  | YES
1015130020 | 145 84 STREET Manhattan, NY 10028 (40.77817218165765, -73.9564707018428) | Con Edison | 145 E 84 OWNERS CO/H.MGT | 145 EAST 84TH STREET | 300 55 STREET MANHATTAN, NY 10019 (40.76543669712509, -73.98393298423655) | CA007684Z | 7/6/05 | FITZGIBBONS UNKNOWN | 1 | 6.3 | 1984 | 2019 |  | 26 to 30 years old | HEVE ME 63-S | #6 | 131400 | 91980 | 19710 | 13797 | Yes | 2013 | Walk-Up Apartments | 5 | 116824 | 1 | 16 | 96 | 98 | 1963 |  | YES
1012070034 | 336 CENTRAL PARK Manhattan, NY 10025 (40.790241503809064, -73.96578745750506) | Con Edison | 336 C.P.W. OWNERS%INSIGNIA RESIDENT | 336 TENANTS CO | 1740 BROADWAY NEW YORK, NY 10019 (40.76509834187077, -73.98206124052132) | CB379100K | 7/6/05 | FEDERAL FST-300 | 1 | 12.6 | 2000 | 2035 | DUAL FUEL | 5 to 10 years old | S.T.JOHNSON -FD68 CAHM 300 | #6 | 131400 | 91980 | 19710 | 13797 | Yes | 2017 | Elevator Apartments | 6 | 202485 | 1 | 15 | 97 | 97 | 1929 |  | YES
1007800036 | 7 PENN PLAZA Manhattan, NY 10001 (40.74956954963903, -73.99160848411982) | Con Edison | 370 7TH AVE.ASSOCIATES,LLC | 370 SEVENTH AVENUE AS | 370 7TH AVENUE MANHATTAN, NY 10001 (40.748787298958746, -73.99223903639512) | CA121098P | 7/6/05 | FEDERAL FST-350 | 2 | 14.11 | 1998 | 2033 | DUAL FUEL | 11 to 15 years old | I.C.I. DEG-145P | #6 | 131400 | 91980 | 19710 | 13797 | Yes | 2020 | Elevator Apartments | 3 | 332383 | 1 | 17 | 0 | 0 | 1921
1005607503 | 60 9 STREET Manhattan, NY 10003 (40.731424838353306, -73.99256618285044) | Con Edison | 60 EAST 9TH STREET CO. | UNIWAY PARTNERS L P | 200 MADISON AVE NEW YORK, NY 10016 (40.74877830573848, -73.9822475686496) | CA361192Y | 7/6/05 | FEDERAL FST 300 | 1 | 12.6 | 1992 | 2027 |  | 16 to 20 years old | ST JOHNSON FD68HM | #6 | 131400 | 91980 | 19710 | 13797 | Yes | 2020 | Elevator Apartments | 1 | 204426 | 1 | 6 | 214 | 216 | 1954 | YES
1021800371 | 66 OVERLOOK TERRACE Manhattan, NY 10040 (40.85527602044817, -73.93587852481886) | Con Edison | 66 OVERLOOK TERRACE CORP. | 66 OVERLOOK TERRACE C | 250 PARK AVENUE NEW YORK, NY 10003 (40.738333453173844, -73.9878407889095) | CA136887J | 7/6/05 | FEDERAL FST 150 | 2 | 6.3 | 1987 | 2022 |  | 21 to 26 years old | HEVE MEG 63 P | #6 | 131400 | 91980 | 19710 | 13797 | Yes | 2020 | Elevator Apartments | 7 | 133920 | 1 | 8 | 118 | 118 | 1959 |  | YES
1014470005 | 311 72 STREET Manhattan, NY 10021 (40.768696601263834, -73.95803942336902) | Con Edison | 81 REALTY COMPANY | EIGHTY ONE REALTY LLC | 271 MADISON AVENUE MANHATTAN, NY 10016 (40.75118848877702, -73.98044892459097) | CA006868Z | 7/6/05 | OIL CITY 1660 | 1 | 4.5 | 1968 | 2010 |  | 41 - 45 years old | S T JOHNSON #150A53H3T | #6 | 131400 | 91980 | 19710 | 13797 | Yes | 2017 | Elevator Apartments | 5 | 121234 | 1 | 17 | 128 | 131 | 1929
1008210041 | 150 5 AVENUE Manhattan, NY 10011 (40.73968973484038, -73.99099785775785) | Con Edison | AAF 150 5TH AVE LLC. | 150 5TH AVENUE OFFICE | 150 5 AVENUE MANHATTAN, NY 10011 (40.73968973484038, -73.99099785775785) | CA232191L | 7/4/05 | ROCKMILLS MP-300 | 1 | 12.63 | 1991 | 2026 |  | 16 to 20 years old | I. C. DEG-145 | #6 | 131400 | 91980 | 19710 | 13797 | Yes | 2021 | Elevator Apartments | 3 | 207905 | 1 | 11 | 0 | 65 | 1900
1015070041 | 68 96 STREET Manhattan, NY 10128 (40.78696857449836, -73.95361732596487) | Con Edison | AMERICAN LANDMARK MGMT CORP. | 70 EAST 96TH ST % BHS | 68 96 STREET MANHATTAN, NY 10128 (40.78696857449836, -73.95361732596487) | CA073578K | 7/5/05 | ROCKMILLS MP150 | 2 | 6.3 | 1978 | 2013 |  | 31 to 35 years old | IRON FIREMAN AO-6-6.3RK | #6 | 131400 | 91980 | 19710 | 13797 | Yes | 2017 | Elevator Apartments | 4 | 112083 | 1 | 17 | 74 | 74 | 1929 |  | YES
1008840001 | 407 PARK AVENUE Manhattan, NY 10016 (40.743297865475675, -73.98396503523482) | Con Edison | ASCOT OWNERS,INC. | THE ASCOT OWNERS INC | 300 55 STREET MANHATTAN, NY 10019 (40.76543669712509, -73.98393298423655) | CA223783K | 7/6/05 | FEDERAL FST 150 | 2 | 5 | 1983 | 2018 |  | 26 to 30 years old | ICI DEG63P | #6 | 131400 | 91980 | 19710 | 13797 | Yes | 2014 | Elevator Apartments | 2 | 114407 | 1 | 27 | 148 | 151 | 1984 |  | YES
1021590067 | 519 189 STREET Manhattan, NY 10040 (40.85337720673961, -73.92779461147185) | Con Edison | GLEESON MGMT.,LLC | AUDUBON 189-190 LLC | 6124 LIEBIG AVENUE BRONX, NY 10471 (40.91014823322723, -73.90129167241733) | CA359390M | 7/7/05 | FEDERAL FST 300 | 1 | 12.62 | 1990 | 2025 |  | 16 to 20 years old | HEVE DEG 145P | #6 | 131400 | 91980 | 19710 | 13797 |  |  | Elevator Apartments | 10 | 45265 | 1 | 6 | 45 | 46 | 1925
1015170069 | 1095 PARK AVENUE Manhattan, NY 10128 (40.78183738353556, -73.95581649420848) | Con Edison | GUMLEY HAFT INC. | 1095 PARK AVE CORP | 415 MADISON AVENUE MANHATTAN, NY 10017 (40.756779530947306, -73.976317020908) | CA042979J | 7/5/05 | FEDERAL FST-300 | 1 | 12.6 | 1979 | 2014 |  | 31 to 35 years old | HEV-E-OIL DE 145P | #6 | 131400 | 91980 | 19710 | 13797 | Yes | 2017 | Condominiums | 4 | 199625 | 1 | 18 | 68 | 68 | 1930 |  | YES
1012070034 | 336 CENTRAL PARK Manhattan, NY 10025 (40.790241503809064, -73.96578745750506) | Con Edison | INSIGNIA MGMT SERVICE | 336 TENANTS CO | 1740 BROADWAY NEW YORK, NY 10019 (40.76509834187077, -73.98206124052132) | CA063876J | 7/7/05 | ROCK MP 300 | 1 | 12.6 | 1976 | 2011 |  | 31 to 35 years old | ST JOHNSON FD68-300 | #6 | 131400 | 91980 | 19710 | 13797 | Yes | 2017 | Walk-Up Apartments | 6 | 202485 | 1 | 15 | 97 | 97 | 1929 |  | YES
1007217501 | 410 24 STREET Manhattan, NY 10011 (40.74734015494423, -74.00133956299698) | Con Edison | INSIGNIA RESIDENTIAL - ACCOUNT EXECUTIVE | LONDON TERRACE TOWERS | 410 WEST24TH STREET MANHATTAN, NY 10011 (40.74471526669623, -74.00460000028977) | CA186196X | 7/7/05 | NEW FEDERAL (EASTMOND) FST 300 | 1 | 12.62 | 1996 | 2031 | DUAL FUEL | 11 to 15 years old | NEW HEVE (ICI)DEG-145 P | #6 | 131400 | 91980 | 19710 | 13797 | Yes | 2021 | Elevator Apartments | 3 | 68810 | 2 | 19 | 702 | 731 | 1932 | YES
1015200004 | 1155 PARK AVENUE Manhattan, NY 10128 (40.78390047975929, -73.9542701232306) | Con Edison | INSIGNIA RESIDENTIAL GROU | 1155 TENANTS CORP | 675 3 AVENUE MANHATTAN, NY 10017 (40.75129610835038, -73.97404990585339) | CA010099P | 7/6/05 | (EXIST) FEDERAL FST-300 | 1 | 12.6 | 1999 | 2034 | DUAL FUEL | 11 to 15 years old | (NEW) S.T. JOHNSON FD68 CAHM (SIZE 300) | #6 | 131400 | 91980 | 19710 | 13797 | Yes | 2020 | Elevator Apartments | 4 | 166596 | 1 | 14 | 60 | 61 | 1915 |  | YES
1014580005 | 405 63 STREET Manhattan, NY 10021 (40.76920532766377, -73.959183941086) | Con Edison | INSIGNIA RESIDENTIAL GRP. | 40563 OWNERS CORP | 405 63 STREET NEW YORK, NY 10017 (40.63904695691347, -74.01994491763466) | CA152497Y | 7/5/05 | FEDERAL FST-150 | 2 | 6.27 | 1997 | 2032 | DUAL FUEL | 11 to 15 years old | HEVE (ICI)DEG 63 P | #6 | 131400 | 91980 | 19710 | 13797 | Yes | 2018 | Elevator Apartments | 5 | 122346 | 1 | 13 | 154 | 154 | 1957 |  | YES
1013330018 | 2 TUDOR CITY PLACE Manhattan, NY 10017 (40.74799589557301, -73.97124886023124) | Con Edison | JOHN J.GROGAN ASSOC. | 2 TUDOR CITY TENANTS | 360 LEXINGTON AVENUE N Y, NEW YORK 10017 (40.7504906605329, -73.97680280734616) | CB316200Y | 7/5/05 | FEDERAL-FST-300 | 2 | 12.6 | 2000 | 2035 | DUAL FUEL | 5 to 10 years old | ICI- DEG-145 P | #6 | 131400 | 91980 | 19710 | 13797 | Yes | 2013 | Educational Structures | 4 | 336543 | 1 | 14 | 334 | 334 | 1955 |  | YES
1007217501 | 470 24 STREET Manhattan, NY 10011 (40.7483445048849, -74.0037643664131) | Con Edison | KATHY STANIS | LONDON TERRACE TOWERS | 470 24TH STREET NEW YORK, NY 10017 (40.658608651914484, -73.99347174831713) | CA186096Z | 7/7/05 | FEDERAL FST-300 | 1 | 12.62 | 1996 | 2031 | DUAL FUEL | 11 to 15 years old | NEW HEVE DEG-145 (P) | #6 | 131400 | 91980 | 19710 | 13797 | Yes | 2021 | Walk-Up Apartments | 3 | 68810 | 2 | 19 | 702 | 731 | 1932 | YES
1018940067 | 395 RIVERSIDE DRIVE Manhattan, NY 10025 (40.805930220700475, -73.96745372126759) | Con Edison | MATINCOTE CORPORATION. | THE MATINCOTE CORP | 42 RIVER STREET SLEEPY HOLLOW, NY 10591 (41.08123068030983, -73.8682405149952) | CA267782N | 7/5/05 | ROCKMILLS MP - 300 | 1 | 12.62 | 1982 | 2017 |  | 26 to 30 years old | IND COMB DE-145-P | #6 | 131400 | 91980 | 19710 | 13797 | Yes | 2014 | Condominiums | 9 | 151912 | 1 | 15 | 115 | 115 | 1929 |  | YES
1008110068 | 469 7 AVENUE Manhattan, NY 10018 (40.75207881758604, -73.98984683979717) | Con Edison | MED 469 LLC | 469 OPERATING LLC | 380 MADISON AVE NEW YORK, NY 10117 (40.755596213835844, -73.97727528530339) | CA017489M | 7/5/05 | FEDERAL FST 150 | 2 | 5.88 | 1989 | 2024 |  | 21 to 26 years old | GORDON PIATT F12-GO-30 | #6 | 131400 | 91980 | 19710 | 13797 | Yes | 2021 | Elevator Apartments | 3 | 228518 | 1 | 16 | 0 | 1 | 1921
1010160001 | 700 8 AVENUE Manhattan, NY 10036 (40.75885071246665, -73.98861476861703) | Con Edison | MILFORD PLAZA | MILFORD PLAZA ASSOC | 270 45 STREET MANHATTAN, NY 10036 (40.758929567103635, -73.98791597156554) | CA204399M | 7/7/05 | EXIST FEDERAL FST-350 | 3 | 14.7 | 1999 | 2034 | DUAL FUEL | 11 to 15 years old | NEW S.T.JOHNSON FD68-CAHM (SIZE 300) | #6 | 131400 | 91980 | 19710 | 13797 | Yes | 2016 | Condominiums | 3 | 470492 | 1 | 27 | 0 | 5 | 1961
1011830053 | 344 72 STREET Manhattan, NY 10023 (40.78037055806837, -73.98587754859449) | Con Edison | NELSON MANAGEMENT | CHATSWORTH REALTY 340 | 118 35 QUEENS BOULEVARD FOREST HILLS, NY 11375 (40.720707263029794, -73.84628429608335) | CA104980H | 7/5/05 | ROCKMILL MP 300 | 2 | 12.6 | 1980 | 2015 |  | 26 to 30 years old | IRON FIREMAN AG 06-15RK | #6 | 131400 | 91980 | 19710 | 13797 | Yes | 2013 | Walk-Up Apartments | 6 | 199502 | 2 | 13 | 147 | 149 | 1904
1005190070 | 180 VARICK STREET Manhattan, NY 10014 (40.727336663493396, -74.00547978021346) | Con Edison | OLMSTEAD PROPERTIES,INC. | 180 VARICK LLC | 575 EIGHTH AVENUE MANHATTAN, NY 10018 (40.754911681978285, -73.99150159233108) | CA145382Z | 7/7/05 | ROCKMILLS MP400 | 1 | 16.47 | 1982 | 2017 |  | 26 to 30 years old | ICI DEG 175P | #6 | 131400 | 91980 | 19710 | 13797 | Yes | 2019 | Elevator Apartments | 3 | 329116 | 1 | 17 | 1 | 108 | 1929
1013910040 | 850 PARK AVENUE Manhattan, NY 10021 (40.774175159845925, -73.96171604672065) | Con Edison | PARK AVENUE & 77TH STREET CORP | PARK AVE 77TH ST CORP | 415 MADISON AVE MANHATTAN, NY 10017 (40.756779530947306, -73.976317020908) | CA302086K | 7/5/05 | FEDERAL FST 175 | 2 | 7 | 1986 | 2021 |  | 21 to 26 years old | HEVE DEG 84 P (I.C.I.) | #6 | 131400 | 91980 | 19710 | 13797 | Yes | 2021 | Elevator Apartments | 4 | 149056 | 1 | 12 | 51 | 52 | 1924 |  | YES
1005780067 | 121 VARICK STREET Manhattan, NY 10013 (40.72500318361721, -74.00592084880961) | Con Edison | RELIABLE MGMT/121 VARICK ST. CORP. | 121 VARICK ST CORP | 121 VARICK STREET NEW YORK, NY 10013 (40.72500318361721, -74.00592084880961) | CA199691X | 7/5/05 | ROCKMILLS MP 150 | 2 | 12.54 | 1991 | 2026 |  | 16 to 20 years old | HEVE DEG 63 P | #6 | 131400 | 91980 | 19710 | 13797 | Yes | 2018 | Elevator Apartments | 3 | 120592 | 1 | 12 | 0 | 10 | 1928
1013630031 | 434 52 STREET Manhattan, NY 10022 (40.754795634398555, -73.96448815786285) | Con Edison | SOUTHGATE OWNERS CORP. | SOUTHGATE OWNERS CORP | 414 52 STREET N Y, NEW YORK 10022 (40.75497124645733, -73.96489865105026) | CB198002N | 7/4/05 | (NEW) EASTMOND ESP-350 | 2 | 14.7 | 2002 | 2037 | DUAL FUEL | 5 to 10 years old | S.T. JOHNSON FD68 CAHM 300 | #6 | 131400 | 91980 | 19710 | 13797 | Yes | 2013 | Elevator Apartments | 5 | 86182 | 1 | 13 | 71 | 71 | 1930 |  | YES
1011950029 | 211 CENTRAL PARK Manhattan, NY 10024 (40.78362556816552, -73.96653900057436) | Con Edison | THE BERESFORD | AKAM ASSOCIATES | 8 38th STREET NEW YORK, NY 10018 (40.751314393861094, -73.98349762627032) | CB245002K | 7/4/05 | FEDERAL/EASTMOND (EXSTG) FST-350 | 2 | 11.72 | 2002 | 2037 | DUAL FUEL | 5 to 10 years old | HEVE (NEW) I.C. DEG 145-P | #6 | 131400 | 91980 | 19710 | 13797 | Yes | 2015 | Walk-Up Apartments | 6 | 600613 | 2 | 20 | 193 | 193 | 1929 |  | YES
1013097502 | 135 54 STREET Manhattan, NY 10022 (40.75909181503735, -73.97072209758217) | Con Edison | THE LEX 54 CONDOMINIUM | LEX 54 CONDOMINIUM C/ | 450 SEVENTH AVE NEW YORK, NY 10123 (40.75125144131903, -73.99042240589591) | CA185992M | 7/5/05 | FEDERAL FST 175 (NEW) | 2 | 7 | 1992 | 2027 |  | 16 to 20 years old | I.C.I.DEG-84S (EXG) | #6 | 131400 | 91980 | 19710 | 13797 | Yes | 2019 | Warehouses | 4 | 127933 | 1 | 16 | 145 | 147 | 1951 | YES
1005630001 | 47 11 STREET Manhattan, NY 10003 (40.73320959914397, -73.99303552229456) | Con Edison | THOMAS F. CAMPENNI CO. | 41 EAST 11TH STREET |  | CA333467X | 7/6/05 | BIGELOW #19 | 2 | 12.6 | 1967 | 2010 |  | 41 - 45 years old | PETRO #WD 8 12 AH | #4 | 131400 | 91980 | 19053 | 13337 | Yes | 2013 | Elevator Apartments | 2 | 191223 | 1 | 11 | 0 | 14 | 1906
1006260012 | 61 JANE STREET Manhattan, NY 10014 (40.73815970233848, -74.00577661930913) | Con Edison | WPG RESIDENTIAL | 61 JANE ST TENANTS CO | 116 JOHN STREET N Y 10038 (40.7076073432371, -74.00568390073312) | CB103200H | 7/7/05 | BEST 5D-350 | 1 | 14.74 | 2000 | 2035 | DUAL FUEL | 5 to 10 years old | HEVE/ICI DEG-145 P | #6 | 131400 | 91980 | 19710 | 13797 | Yes | 2016 | Elevator Apartments | 3 | 262297 | 1 | 19 | 261 | 261 | 1963 |  | YES
1011850025 | 333 END AVENUE Manhattan, NY 10023 (40.774536138232236, -73.97994335610099) | Con Edison | 333 WESTEND AVE.TENANTS CORP. | 333 WEST END TENANTS | 5 86 STREET MANHATTAN, NY 10028 (40.78148186083539, -73.96023726443946) | CA211571K | 7/6/05 | ROCKMILLS MP-200 | 1 | 7.1 | 1971 | 2010 |  | 36 - 40 year old | SUPERIOR AB-AA6-75 | #6 | 131327 | 91929 | 19699 | 13789 | Yes | 2015 | Elevator Apartments | 6 | 100772 | 1 | 16 | 50 | 50 | 1925 |  | YES
1019940057 | 500 RIVERSIDE DR Manhattan, NY 10069 (40.77825400032191, -73.98854199991331) | Con Edison | RIVERSIDE SOUTH BUILDING "E" | INTERNATIONAL HOUSE | 725 5 AVE @ 57TH ST(15TH FLOOR N Y 10022 (40.758630224005685, -73.96809182217982) | CB385200R | #N/A | CLEAVER BROOKS CB400-400-15 | 2 | 16.8 | 2000 | 2035 | DUAL FUEL | 5 to 10 years old | CLEAVER BROOKS (INTEGRAL) | #4 | 131052 | 91736 | 19002 | 13302 | Yes | 2014 | Elevator Apartments | 9 | 258120 | 1 | 13 | 0 | 1 | 1926
1008180066 | 26 17 STREET Manhattan, NY 10011 (40.738243235421095, -73.99309061209738) | Con Edison | EDMAL REALTY COMPANY WINTER MGMT. | MALLIN, EDWARD J. LWT | 730 FIFTH AVENUE MANHATTAN, NY 10019 (40.76267283109115, -73.97418065004678) | CA183781N | 7/7/05 | FEDERAL FST-150 | 1 | 6.3 | 1981 | 2016 | DUAL FUEL | 26 to 30 years old | HEVE DEG 63-S | #4 | 131038 | 91726 | 19000 | 13300 | Yes | 2018 | Elevator Apartments | 3 | 106770 | 1 | 12 | 0 | 14 | 1907
1008010024 | 119 25 STREET Manhattan, NY 10001 (40.74444192998536, -73.99243041946221) | Con Edison | LIFE REALTY PARTNER C/O THE FIET CO. | W25 LLC | 816 56TH ST MANHATTAN, NY 11220 (40.637496294382814, -74.00681235937292) | CA121980M | 7/6/05 | ROCKMILLS MP 150 | 1 | 6.4 | 1980 | 2015 | DUAL FUEL | 26 to 30 years old | HEV-E MMG-63P | #4 | 131038 | 91726 | 19000 | 13300 | Yes | 2021 | Elevator Apartments | 3 | 113062 | 1 | 11 | 0 | 13 | 1906
1013660025 | 50 SUTTON PLACE Manhattan, NY 10022 (40.75851339777992, -73.95988658636264) | Con Edison | 50 SUTTON PL SOUTH OWNERS, INC | SO SUTTON PLACE SOUTH | 50 SUTTON PLACE MANHATTAN, NY 10022 (40.75851339777992, -73.95988658636264) | CA048176N | 7/6/05 | FITZGIBBON DM 425 | 2 | 15.7 | 1976 | 2011 |  | 31 to 35 years old | SUPERIOR AB200 | #6 | 131000 | 91700 | 19650 | 13755 | Yes | 2016 | Elevator Apartments | 5 | 319696 | 1 | 19 | 194 | 195 | 1955 |  | YES
1015440044 | 314 82 STREET Manhattan, NY 10028 (40.77510643963016, -73.95328121424595) | Con Edison | EBERHART BROTHER INC. | EBERHART L.P. #2 | 312 82 STREET MAHATTAN, NY 10028 (40.77511842021297, -73.95330906950133) | CA395586M | 7/6/05 | FEDERAL FST 150 | 2 | 6.28 | 1986 | 2021 |  | 21 to 26 years old | IND. COMB. DEG 63 P | #6 | 130816 | 91571 | 19622 | 13736 |  |  | Walk-Up Apartments | 5 | 11629 | 1 | 7 | 18 | 19 | 1915
1020860029 | 601 137 STREET Manhattan, NY 10031 (40.821482200630804, -73.95427212889062) | Con Edison | CROWELL ASSOCIATES%MERLON MGMT | EXTELL 601 WEST 137TH | 49 1 2 1 AVENUE MANHATTAN, NY 10003 (40.73194394755518, -73.98887214913032) | CA271986R | 7/5/05 | FEDERAL FST-150 | 1 | 6.2 | 1986 | 2021 |  | 21 to 26 years old | I.C.I. MMG-63-P | #4 | 130816 | 91571 | 18968 | 13278 | Yes | 2016 | Loft Buildings | 7 | 57415 | 1 | 6 | 37 | 44 | 1907
1011717503 | 240 RIVERSIDE BLVD Manhattan, NY 10069 (40.780213104624764, -73.98752485735741) | Con Edison | HUDSON WATERFRONT CO., LLC |  | 175 RIVERSIDE BLVD NEW YORK, NY 10069 (40.77805038202792, -73.98860150574662) | CB606305N | #N/A | CLEAVERBROOKS CB400-400-015 (NEW) | 2 | 13.3 | 2005 | 2040 | DUAL FUEL | 5 to 10 years old | CLEAVERBROOKS (INTEGRAL) (NEW) | #6 | 130500 | 91350 | 19575 | 13702 | Yes | 2021 | Walk-Up Apartments | 6 | 322451 | 1 | 31 | 169 | 353 | 2004 | YES
1015090001 | 925 PARK AVENUE Manhattan, NY 10028 (40.77647742424091, -73.95974653147647) | Con Edison | 925 PK AVE.CORP/J.FENLON | 925 PARK AVE CORP | 770 LEXINGTON AVENUE MANHATTAN, NY 10021 (40.76920532766377, -73.959183941086) | CA419069H | 7/7/05 | FEDERAL FST 175 | 2 | 5.85 | 1969 | 2010 |  | 41 - 45 years old | TODD AO8 | #6 | 130232 | 91162 | 19535 | 13674 | Yes | 2019 | Elevator Apartments | 4 | 102881 | 1 | 14 | 31 | 32 | 1908 |  | YES
1016030039 | 50 98 STREET Manhattan, NY 10029 (40.78839104836725, -73.95293977649497) | Con Edison | MT.SINAI MEDICAL CENTER | MSMC RESIDENTIAL REAL | 902 BROADWAY MANHATTAN, NY 10010 (40.73945233629462, -73.9896759686116) | CA268784L | 7/6/05 | CLEAVER BROOKS #800-125 | 2 | 5.2 | 1984 | 2019 |  | 26 to 30 years old | CLEAVERBROOKS CB800-125 | #4 | 130000 | 91000 | 18850 | 13195 | Yes | 2013 | Educational Structures | 8 | 240000 | 1 | 15 | 0 | 1 | 1984
1008040001 | 333 7 AVENUE Manhattan, NY 10001 (40.747492275236596, -73.99319231774615) | Con Edison | 333 7 AVENUE REALTY CO. | 333 SEVENTH LLC | 116 27TH STREET MANHATTAN, NY 10016 (40.74232873503186, -73.98371315871968) | CA119079R | 7/5/05 | FEDERAL FST 500 | 1 | 2.1 | 1979 | 2014 |  | 31 to 35 years old | S T JOHNSON 150 GPH | #6 | 130000 | 91000 | 19500 | 13650 | Yes | 2014 | Walk-Up Apartments | 3 | 410334 | 1 | 21 | 0 | 47 | 1920
1012000031 | 262 CENTRAL PARK Manhattan, NY 10024 (40.78549980624429, -73.96924548158498) | Con Edison | KREISEL COMPANY INC | 262 CENTRAL PK W INC | 262 CENTRA NEW YORK, NY 10017 (40.69683450437296, -73.92304386333498) | CA348088H | 7/5/05 | ROCKMILLS MP 250 | 2 | 10.08 | 1988 | 2023 |  | 21 to 26 years old | S.T.JOHNSON FD 68 CAHM-300 | #6 | 130000 | 91000 | 19500 | 13650 | Yes | 2020 | Elevator Apartments | 6 | 238548 | 1 | 15 | 83 | 91 | 1927 |  | YES
1012490001 | 150 RIVERSIDE DRIVE Manhattan, NY 10024 (40.79078563772708, -73.97974745340815) | Con Edison | KATERI RESIDENCE | KATERI RESIDENCE | 150 RIVERSIDE DRIVE NEW YORK, NY 10024 (40.79078563772708, -73.97974745340815) | CB567003M | #N/A | (EXISTING) YORK SHIPLEY WBL-400 | 1 | 13.3 | 2003 | 2038 | DUAL FUEL | 5 to 10 years old | (NEW) WEBSTER HDRV5C-50 | #4 | 129867 | 90907 | 18831 | 13182 | Yes | 2019 | Elevator Apartments | 6 | 236300 | 1 | 16 | 0 | 2 | 1940
1006970031 | 259 10 AVENUE Manhattan, NY 10001 (40.74929091929516, -74.0030309007467) | Con Edison | TEN - TWENTY - SIX INVESTORS LP | TEN-TWENTY-SIX INVEST | 21 66 STREET NEW YORK, NY 10021 (40.772701732624725, -73.9793559374085) | CB080905K | 7/7/05 | ROCKMILLS MP-200 (NEW) | 2 | 6.6 | 2005 | 2040 | DUAL FUEL | 5 to 10 years old | ICI MMG-84P (NEW) | #4 | 129210 | 90447 | 18735 | 13115 | Yes | 2017 | Elevator Apartments | 3 | 214780 | 1 | 10 | 0 | 1 | 1928
1011130001 | 45 60 STREET Manhattan, NY 10023 (40.76934274212739, -73.9831381434118) | Con Edison | GLENWOOD MANAGEMENT CORP. | COLUMBUS 60TH REALTY | 1200 UNION TURNPIKE NEW HYDE PK, NY 11040 (40.752969146395, -73.70041803110757) | CA199780H | 7/7/05 | CLEAVER BROOKS CB400-150 | 3 | 18.8 | 1980 | 2015 |  | 26 to 30 years old | CLEAVER BROOK (INTEGRAL) | #6 | 129024 | 90317 | 19354 | 13548 | Yes | 2013 | Elevator Apartments | 6 | 408644 | 2 | 35 | 322 | 325 | 1981
1012360061 | 590 END AVENUE Manhattan, NY 10024 (40.78362556816552, -73.96653900057436) | Con Edison | 590 WEST END OWNERS CORP. | 590 WEST END OWNERS C | 50 17 STREET MANHATTAN, NY 10011 (40.738563940959885, -73.99384605181096) | CA008584X | 7/6/05 | ROCKMILLS MP150 | 1 | 6.3 | 1984 | 2019 |  | 26 to 30 years old | IRON FIREMAN AG06-6.3RK | #6 | 129000 | 90300 | 19350 | 13545 | Yes | 2016 | Elevator Apartments | 6 | 97685 | 1 | 13 | 82 | 88 | 1916 |  | YES
1018870050 | 771 END AVENUE Manhattan, NY 10025 (40.79685012763133, -73.96372581059762) | Con Edison | 771 WEST END AVENUE | 771 WEST END AVE INC | 109 15 14 AVENUE COLLEGE POINT, NY 11356 (40.7849280967543, -73.84181070040347) | CA145473Y | 7/6/05 | FEDERAL FST-300 | 1 | 11.7 | 1973 | 2010 |  | 36 - 40 year old | IRON FIREMAN AO-6-15-100 | #6 | 128772 | 90140 | 19316 | 13521 | Yes | 2017 | Walk-Up Apartments | 9 | 116520 | 1 | 12 | 65 | 65 | 1915 |  | YES
1013660025 | 50 SUTTON PLACE Manhattan, NY 10022 (40.75851339777992, -73.95988658636264) | Con Edison | INSIGNIA % COMPLIANCE DEPT. | SO SUTTON PLACE SOUTH | 770 LEXINGTON AVE MANHATTAN, NY 10021 (40.76920532766377, -73.959183941086) | CA378092H | 7/6/05 | ROCKMILLS MP-300 | 1 | 12.6 | 1992 | 2027 |  | 16 to 20 years old | S.T. JOHNSON FD 68 CA 300 HM | #6 | 128520 | 89964 | 19278 | 13495 | Yes | 2016 | Hotels | 5 | 319696 | 1 | 19 | 194 | 195 | 1955 |  | YES
1018897501 | 825 END AVENUE Manhattan, NY 10025 (40.79685012763133, -73.96372581059762) | Con Edison | GOODSTEIN MANAGEMENT |  | 211 46 STREET NY, NY 10017 (40.75322376589619, -73.97228807391832) | CA046271M | 7/6/05 | ROCKMILLS MP 250 | 1 | 8.4 | 1971 | 2010 |  | 36 - 40 year old | SUPERIOR AB-AA6-175 | #6 | 128200 | 89740 | 19230 | 13461 | Yes | 2019 | Condominiums | 9 | 166832 | 1 | 15 | 106 | 107 | 1928 | YES
1005730043 | 24 5 AVENUE Manhattan, NY 10011 (40.733040170225706, -73.99576437874998) | Con Edison | 24 FIFTH OWNERS INC % NY URBAN PROP. | SAMUELS, MAURICE | 675 THIRD AVENUE MANHATTAN, NY 10017 (40.75129610835038, -73.97404990585339) | CB034106L | 7/4/05 | BEST 5D - 300 (NEW) | 1 | 10 | 2006 | 2041 | DUAL FUEL | Fewer than 5 years old | HEVE IC DEG - 145P (NEW) | #6 | 128188 | 89731 | 19228 | 13460 | Yes | 2013 | Loft Buildings | 3 | 269119 | 1 | 21 | 421 | 426 | 1926 |  | YES
1015140039 | 185 85 STREET Manhattan, NY 10028 (40.77834452902694, -73.95491598141061) | Con Edison | CHARLES H.GREENTHAL MANAGEMENT | 2006 MARTIN BERGER FA | 185 85TH STREET MANHATTAN, NY 10028 (40.77834452902694, -73.95491598141061) | CA113280L | 7/6/05 | ROCKMILLS MP-200 | 3 | 8.2 | 1980 | 2015 |  | 26 to 30 years old | ICI #DEG84P | #6 | 128115 | 89680 | 19217 | 13452 | Yes | 2014 | Walk-Up Apartments | 5 | 651162 | 1 | 35 | 430 | 460 | 1967
1007620033 | 575 8 AVENUE Manhattan, NY 10018 (40.754911681978285, -73.99150159233108) | Con Edison | PENNBUS REALTIES LLC % OLMSTEAD PROP. | PENNBUS REALTIES LLC | 575 8 AVENUE NEW YORK, NY 10018 (40.754911681978285, -73.99150159233108) | CB549103J | 7/6/05 | FEDERAL FST-200 (NEW) | 2 | 6.6 | 2003 | 2038 | DUAL FUEL | 5 to 10 years old | ICI DEG-84P | #4 | 128115 | 89680 | 18577 | 13004 | Yes | 2022 | Walk-Up Apartments | 3 | 224400 | 1 | 23 | 0 | 28 | 1925
1007870040 | 500 7 AVENUE Manhattan, NY 10018 (40.75314001758056, -73.98905543641138) | Con Edison | NEWMARK & CO. REAL ESTATE INC. | 500 SEVENTH AVENUE | 512 SEVENTH AVE MANHATTAN, NY 10018 (40.75329290232554, -73.98893852454756) | CA101782N | 7/5/05 | CLEAVER BROOKS CB-400-600 | 1 | 20 | 1982 | 2017 |  | 26 to 30 years old | CLEAVER BROOKS INTEGRAL | #6 | 128000 | 89600 | 19200 | 13440 | Yes | 2017 | Elevator Apartments | 3 | 606078 | 1 | 17 | 0 | 17 | 1921
1008120001 | 155 36 STREET Manhattan, NY 10018 (40.75191979705845, -73.98875958908116) | Con Edison | 485 7 AVE.ASSOC./COLLIERS | GEDULA 26, LLC | 485 7 AVENUE MANHATTAN, NY 10018 (40.75248351249917, -73.9895590567478) | CA160181H | 7/4/05 | FEDERAL FST-200 | 2 | 8.4 | 1981 | 2016 |  | 26 to 30 years old | ICI #DEG 84P | #6 | 127896 | 89527 | 19184 | 13429 | Yes | 2022 | Elevator Apartments | 3 | 235450 | 1 | 15 | 0 | 70 | 1906
1008600001 | 295 5 AVENUE Manhattan, NY 10016 (40.74633094048664, -73.98604582836536) | Con Edison | MANHATTAN PROPERTIES CO. | MANHATTAN PROPERTIESC | 295 5 AVENUE NEW YORK, NY 10016 (40.74633094048664, -73.98604582836536) | CB084406Z | 7/7/05 | FEDERAL FST-300 (NEW) | 2 | 10 | 2006 | 2041 | DUAL FUEL | Fewer than 5 years old | ICI DEG-145P (NEW) | #6 | 127800 | 89460 | 19170 | 13419 | Yes | 2020 | Elevator Apartments | 3 | 576540 | 1 | 16 | 0 | 1 | 1920
1010257501 | 200 54 STREET Manhattan, NY 10019 (40.763596973544075, -73.98149597525185) | Con Edison | 1740 BROADWAY 2ND FLOOR | 200 W 54 CORP | 1740 BROADWAY MANHATTAN, NY 10019 (40.76509834187077, -73.98206124052132) | CA284773X | 7/6/05 | ROCKMILLS MP-250 | 1 | 9.8 | 1973 | 2010 |  | 36 - 40 year old | HEV-E-OIL DE-105-S ( I.C.I. ) | #6 | 127750 | 89425 | 19162 | 13414 | Yes | 2015 | Elevator Apartments | 3 | 141350 | 1 | 13 | 129 | 146 | 1916 | YES
1021670024 | 220 WADSWORTH AVENUE Manhattan, NY 10033 (40.85194852893977, -73.9334233756789) | Con Edison | 220 REALTY CORP. | NELRO REALTY LLC C/O | 428 83 STREET MANHATTAN, NY 10028 (40.77461564351198, -73.95015706290027) | CA067876H | 7/4/05 | ROCKMILLS #MP-150 | 1 | 6.3 | 1976 | 2011 |  | 31 to 35 years old | HEV-E-OIL #DE-63-S | #6 | 127750 | 89425 | 19162 | 13414 | Yes | 2017 | Walk-Up Apartments | 10 | 56652 | 1 | 6 | 52 | 54 | 1909
1015110069 | 975 PARK AVENUE Manhattan, NY 10028 (40.778015264911005, -73.95862237893988) | Con Edison | 975 PARK AVECO/GREENTHAL | 975 PARK AVENUE CORP | 4 PARK AVENUE MANHATTAN, NY 10016 (40.74650915812013, -73.98194367109245) | CA122979J | 7/7/05 | ROCKMILLS MP-4 231 | 1 | 7.1 | 1979 | 2014 |  | 31 to 35 years old | HEVEOIL DEG-105 | #6 | 127750 | 89425 | 19162 | 13414 | Yes | 2021 | Elevator Apartments | 4 | 142075 | 1 | 15 | 63 | 66 | 1929 |  | YES
1007580082 | 370 35 STREET Manhattan, NY 10001 (40.75392324050372, -73.99556158356658) | Con Edison | 9TH AVE.ASSOC./MURRYHILL | 440 NINTH AVENUE, L.P | 440 NINTH AVENUE MANHATTAN, NY 10001 (40.75384148876344, -73.99598920925729) | CA126271M | 7/5/05 | FITZGIBBON (UNKNOWN) | 1 | 7 | 1971 | 2010 |  | 36 - 40 year old | RAY AR 131, SIZE 6 | #6 | 127750 | 89425 | 19162 | 13414 | Yes | 2018 | Office Buildings | 3 | 342596 | 1 | 18 | 0 | 1 | 1927
1008340022 | 34 33 STREET Manhattan, NY 10001 (40.74817624320236, -73.98608112286489) | Con Edison | ARCADE BUILDING%ADAMS&CO. | LIPPNER, RICHARD | 411 FIFTH AVENUE MANHATTAN, NY 10016 (40.75048701759414, -73.9831019245774) | CA066369Z | 7/7/05 | HRT | 1 | 7 | 1969 | 2010 |  | 41 - 45 years old | TODD #BPMAH-SIZE 50 | #6 | 127750 | 89425 | 19162 | 13414 | Yes | 2014 | Elevator Apartments | 3 | 180277 | 1 | 12 | 0 | 50 | 1908
1012330029 | 201 85 STREET Manhattan, NY 10024 (40.78704181184086, -73.97553779968129) | Con Edison | ARGO CORPORATION | CLEO REALTY ASSOCIATE | 50 17TH STREET MANHATTAN, NY 10011 (40.738563940959885, -73.99384605181096) | CA114477J | 7/4/05 | ROCKMILLS MP-175 | 1 | 3.6 | 1977 | 2012 |  | 31 to 35 years old | HEVEOIL DE-84 | #6 | 127750 | 89425 | 19162 | 13414 | Yes | 2013 | Elevator Apartments | 6 | 102692 | 1 | 17 | 76 | 87 | 1929
1005770030 | 13 13 STREET Manhattan, NY 10011 (40.735534187220736, -73.99456912718684) | Con Edison | COOPER SUARE REALTY | 13 W 13 APT CORP | 6 43RD STREET MANHATTAN, NY 10017 (40.75381517729913, -73.97967506743592) | CA023478H | 7/7/05 | FEDERAL #FMA-1822 | 1 | 8.82 | 1978 | 2013 |  | 31 to 35 years old | HEV-E-OIL ME 63 | #6 | 127750 | 89425 | 19162 | 13414 | Yes | 2017 | Loft Buildings | 3 | 100315 | 1 | 6 | 83 | 86 | 1962 |  | YES
1014490038 | 310 75 STREET Manhattan, NY 10021 (40.770622050987285, -73.95668930665637) | Con Edison | JONSIR REALTY, LLC . | JONSIR REALTY LLC | 417 CEDARHURST NY 11516 (40.62720218556173, -73.72827052356325) | CA235270N | 7/6/05 | KEWANEE TYPE C | 1 | 6.3 | 1970 | 2010 |  | 36 - 40 year old | HEV-E-OIL # DE-63 | #6 | 127750 | 89425 | 19162 | 13414 | Yes | 2019 | Elevator Apartments | 5 | 76368 | 1 | 6 | 66 | 66 | 1936
1008570076 | 245 5 AVENUE Manhattan, NY 10016 (40.744517967384105, -73.9873685772937) | Con Edison | JONES LANG LASALLE AMERICAS | W2007 245 FIFTH REALT | 17663 ARLINGTON VA 22216 (38.891566000170826, -77.08360599991693) | CA186270P | 7/7/05 | INTERNATIONAL KOW 120 | 1 | 6.3 | 1970 | 2010 |  | 36 - 40 year old | IRON FIREMAN A0 6.3 | #6 | 127400 | 89180 | 19110 | 13377 | Yes | 2017 | Elevator Apartments | 3 | 258639 | 1 | 24 | 0 | 26 | 1927
1015550023 | 1781 1 AVENUE Manhattan, NY 10128 (40.781001014048286, -73.94635562646022) | Con Edison | MICHAEEL MCCCABE/INSIGNIA | 340 EAST 93RD STREET | 675 3 AVENUE MANHATTAN, NY 10017 (40.75129610835038, -73.97404990585339) | CA056879J | 7/7/05 | FEDERAL PLW 331 | 2 | 1 | 1979 | 2014 |  | 31 to 35 years old | IND COMB DEG145P | #6 | 127312 | 89118 | 19097 | 13368 | Yes | 2015 | Educational Structures | 4 | 301851 | 1 | 30 | 367 | 371 | 1980 |  | YES
1007640042 | 200 15 STREET Manhattan, NY 10011 (40.73921973832063, -73.99920866782412) | Con Edison | MELON PROPERTIES200W. 15TH LLC. | 200 WEST 15TH, L.L.C. | 1995 BROADWAY MANHATTAN, NY 10023 (40.77543421068691, -73.98229253475102) | CA094179X | 7/5/05 | FEDERAL FST #150 | 1 | 6.3 | 1979 | 2014 | DUAL FUEL | 31 to 35 years old | INDUSTRIAL COMBUSTION MEG 63P | #6 | 126533 | 88573 | 18980 | 13286 | Yes | 2014 | Walk-Up Apartments | 3 | 109669 | 1 | 20 | 110 | 113 | 1931
1007667502 | 266 17 STREET Manhattan, NY 10011 (40.741250933171585, -74.00021471970462) | Con Edison | GRAND CHELSEA CONDOMNI. | THE GRAND CHELSEA CON | 200 MADISON AVE MANHATTAN, NY 10016 (40.74877830573848, -73.9822475686496) | CA049688L | 7/5/05 | FEDERAL FST 150 | 1 | 6.3 | 1988 | 2023 |  | 21 to 26 years old | S.T.JOHNSON FD68CAHM-150 | #6 | 126000 | 88200 | 18900 | 13230 | Yes | 2016 | Walk-Up Apartments | 3 | 136095 | 1 | 20 | 157 | 159 | 1989 | YES
1012370029 | 201 89 STREET Manhattan, NY 10024 (40.7896484168338, -73.97362727009956) | Con Edison | LAWERENCE PROPERTIES | 201 W 89 ST OWNRS INC | 150 30th STREET MANHATTAN, NY 10001 (40.747873861245175, -73.99111945938847) | CA130172Z | 7/5/05 | ROCKMILLS MP-300 | 1 | 11.8 | 1972 | 2010 |  | 36 - 40 year old | IRON-FIREMAN A06-15 | #6 | 126000 | 88200 | 18900 | 13230 | Yes | 2017 | Asylums & Homes | 6 | 161425 | 2 | 14 | 115 | 121 | 1925 |  | YES
1015900030 | 10 GRACIE SQUARE Manhattan, NY 10028 (40.773284831036904, -73.94492570443362) | Con Edison | J.B. PETERS/ROSE ASSOC. | GRACIE SQ RIVER CORP | 675 THIRD AVE MANHATTAN, NY 10017 (40.75129610835038, -73.97404990585339) | CA051682N | 7/5/05 | ROCKMILLS BOILER MP-350-SL | 1 | 11.9 | 1982 | 2017 |  | 26 to 30 years old | INDUSTRIAL COMBUSTION DEG-145-P | #6 | 125560 | 87892 | 18834 | 13184 | Yes | 2020 | Elevator Apartments | 5 | 230940 | 1 | 16 | 42 | 42 | 1930 |  | YES
1008390029 | 15 37 STREET Manhattan, NY 10018 (40.7506418816315, -73.98381417310134) | Con Edison | HOLD ALL APPR.WORK,CK.BOUNCED | 1537 REALTY LLC | 551 5 AVENUE MANHATTAN, NY 10176 (40.75525900020273, -73.97960599971708) | CA179571N | 7/7/05 | OIL CITY #466 | 2 | 7 | 1971 | 2010 |  | 36 - 40 year old | RAY AR141-6 | #4 | 125517 | 87862 | 18200 | 12740 | Yes | 2019 | Office Buildings | 3 | 129465 | 1 | 16 | 0 | 28 | 1920
1015390001 | 1663 3 AVENUE Manhattan, NY 10128 (40.783716966576776, -73.95041156881234) | Con Edison | CARNEGIE PARK ASSOC. | CARNEGIE PARK ASSOCIA | 423 55th STREET MANHATTAN, NY 10019 (40.76693311691327, -73.98733281463804) | CA185286P | 7/5/05 | CLEAVER-BROOKS CB-600-300 | 2 | 12.56 | 1986 | 2021 |  | 21 to 26 years old | CLEAVER-BROOKS CB-600-300 | #4 | 125000 | 87500 | 18125 | 12688 | Yes | 2019 | Elevator Apartments | 4 | 486484 | 1 | 30 | 275 | 287 | 1986
1015660017 | 445 86 STREET Manhattan, NY 10028 (40.776470217780556, -73.94832049775388) | Con Edison | 445/86 OWNERS CORP. | 445/86 OWNERS CORP C/ | 770 LEXINGTON AVENUE MANHATTAN, NY 10021 (40.76920532766377, -73.959183941086) | CA398588J | 7/5/05 | ROCKMILLS MP300 | 1 | 12.6 | 1988 | 2023 |  | 21 to 26 years old | ST.JOHNSON FD68 CAHM 300 | #6 | 125000 | 87500 | 18750 | 13125 | Yes | 2016 | Elevator Apartments | 5 | 153347 | 1 | 16 | 153 | 153 | 1961 |  | YES
1007870040 | 500 7 AVENUE Manhattan, NY 10018 (40.75314001758056, -73.98905543641138) | Con Edison | 500/512 7 AVE L P%NEWMARK R.E. | 500 SEVENTH AVENUE | 512 SEVENTH AVENUE N Y, NEW YORK 10018 (40.75329290232554, -73.98893852454756) | CB003402M | 7/6/05 | PACIFIC 8680 | 1 | 33.04 | 2002 | 2037 | DUAL FUEL | 5 to 10 years old | ICI DEG-252 P | #6 | 125000 | 87500 | 18750 | 13125 | Yes | 2017 | Loft Buildings | 3 | 606078 | 1 | 17 | 0 | 17 | 1921
1000560004 | 90 WEST STREET Manhattan, NY 10006 (40.7100534991568, -74.0146321549247) | Con Edison | BROADWAY ASSOCIATES | B.C.R.E. - 90 WEST ST | 90 WEST STREET MANHATTAN, NY 10006 (40.7100534991568, -74.0146321549247) | CA080889N | 7/6/05 | ROCKMILLS MP300 | 1 | 11.9 | 1989 | 2024 |  | 21 to 26 years old | ICI DEG 145 P | #6 | 125000 | 87500 | 18750 | 13125 | Yes | 2016 | Office Buildings | 1 | 357000 | 1 | 24 | 410 | 413 | 1908
1019940038 | 527 RIVERSIDE DRIVE Manhattan, NY 10027 (40.81498300787965, -73.9611257442843) | Con Edison | INTERNATIONAL HOUSE INC. | INTERNATIONAL HOUSE | 500 RIVERSIDE DRIVE MANHATTAN, NY 10027 (40.81394317998155, -73.9619318840077) | CA005086J | 7/6/05 | BURNHAM H1786 (BSM-250) | 2 | 11.92 | 1986 | 2021 |  | 21 to 26 years old | HEVE-OIL DEG 145P | #6 | 125000 | 87500 | 18750 | 13125 | Yes | 2014 | Elevator Apartments | 9 | 110111 | 1 | 12 | 159 | 159 | 1961
1008930025 | 303 LEXINGTON AVENUE Manhattan, NY 10016 (40.74849052268911, -73.97817363985683) | Con Edison | MANHATTAN EAST SUITE HOTEL | 303 LEXINGTON AVENUE | 500 37 STREET MANHATTAN, NY 10016 (40.745242969987146, -73.97823298586354) | CA059767Z | 7/7/05 | POWER MASTER 3H | 2 | 9.8 | 1967 | 2010 |  | 41 - 45 years old | ORR & SEMBOWER MODEL 3H | #6 | 125000 | 87500 | 18750 | 13125 | Yes | 2013 | Office Buildings | 3 | 179142 | 1 | 15 | 0 | 3 | 1925
1008460033 | 200 PARK AVENUE Manhattan, NY 10003 (40.73658353765103, -73.98909294281773) | Con Edison | MURRY HILL PROPERTIES | EVERETT REALTY LLC | 200 PARK AVENUE MANHATTAN, NY 10003 (40.73658353765103, -73.98909294281773) | CA282489J | 7/6/05 | ROCKMILLS MP 400 | 1 | 16.48 | 1989 | 2024 |  | 21 to 26 years old | ICI DEG 175 P | #6 | 125000 | 87500 | 18750 | 13125 | Yes | 2016 | Elevator Apartments | 2 | 237139 | 1 | 16 | 0 | 66 | 1925
1000167515 | 225 RECTOR PLACE Manhattan, NY 10280 (40.7091721635681, -74.01607107017156) | Con Edison | RELATED MANAGEMENT |  | 203 86TH STREET MANHATTAN, NY 10028 (40.77880218231076, -73.95385373962736) | CA442886N | 7/6/05 | FEDERAL PLW-265 | 2 | 11.2 | 1986 | 2021 |  | 21 to 26 years old | ST. JOHNSON FD 68CAHM-300 | #6 | 125000 | 87500 | 18750 | 13125 | Yes | 2016 | Elevator Apartments | 1 | 251289 | 1 | 23 | 304 | 306 | 1985 | YES
1005550001 | 70 10 STREET Manhattan, NY 10003 (40.73144722688413, -73.99084917727356) | Con Edison | STEWART TENANT CORP | STEWART TENANTS CORP | 70 10TH STREET MANHATTAN, NY 10003 (40.73144722688413, -73.99084917727356) | CA293490K | 7/6/05 | FEDERAL # FST-400 | 2 | 13.39 | 1990 | 2025 |  | 16 to 20 years old | ICI DEG-175 P | #6 | 125000 | 87500 | 18750 | 13125 | Yes | 2015 | Elevator Apartments | 2 | 651391 | 1 | 21 | 360 | 372 | 1960 |  | YES
1021770018 | 385 FORT WASHINGTON AVENUE Manhattan, NY 10033 (40.84809943065437, -73.93941286039404) | Con Edison | SCANDINAVIAN HOMES CO | 507 509 WST 133RD ETA | 244 54TH ST MANHATTAN, NY 10019 (40.76433809589014, -73.9833074894785) | CA235081Y | 7/6/05 | ROCKMILLS MP-200 | 1 | 8.5 | 1981 | 2016 |  | 26 to 30 years old | HEV-E-OIL DEG 84 P | #6 | 124830 | 87381 | 18724 | 13107 | Yes | 2017 | Educational Structures | 10 | 56850 | 1 | 6 | 64 | 67 | 1950
1012360010 | 255 88 STREET Manhattan, NY 10024 (40.789710745736144, -73.97570897419733) | Con Edison | WEINREB MANAGEMENT | 255 WEST 88 ST CO LL | 276 RIVERSIDE DRIVE MANHATTAN, NY 10024 (40.79656371211875, -73.97427470026878) | CA005284K | 7/6/05 | ROCKMILLS MP 200 | 1 | 8.55 | 1984 | 2019 |  | 26 to 30 years old | INDUST COMB #DEG-84 P | #6 | 124830 | 87381 | 18724 | 13107 | Yes | 2016 | Walk-Up Apartments | 6 | 164530 | 1 | 14 | 74 | 79 | 1924
1019900001 | 440 RIVERSIDE DRIVE Manhattan, NY 10027 (40.80905086814215, -73.96561011110754) | Con Edison | TUC MGMT/COLUMBUS PROP | T.U.C. MANAGEMENT COM | 200 57 ST MANHATTAN, NY 10019 (40.76552265308292, -73.98010731260749) | CA533485X | 7/5/05 | FEDERAL FST-300 | 1 | 11.4 | 1985 | 2020 |  | 21 to 26 years old | IND. COMB. DEG-145 (P) | #6 | 124684 | 87279 | 18703 | 13092 | Yes | 2020 | Educational Structures | 9 | 148982 | 1 | 13 | 106 | 106 | 1910 |  | YES
1014090021 | 145 74 STREET Manhattan, NY 10021 (40.7716524111486, -73.96099521855133) | Con Edison | EUGENE M. GRANT & CO. | JOHN BAUMAN, TRUSTEE | 277 PARK AVENUE MANHATTAN, NY 10172 (40.73881900019677, -73.98709100044925) | CA268684Y | 7/6/05 | FEDERAL FST-100 | 1 | 6.3 | 1984 | 2019 |  | 26 to 30 years old | I.C.I.DEG 42P | #6 | 124100 | 86870 | 18615 | 13030 | Yes | 2019 | Elevator Apartments | 4 | 71189 | 1 | 11 | 34 | 35 | 1923
1007870040 | 500 7 AVENUE Manhattan, NY 10018 (40.75314001758056, -73.98905543641138) | Con Edison | NEWMARK &CO. REAL ESTATE INC. | 500 SEVENTH AVENUE | 512 7 AVENUE MANHATTAN, NY 10018 (40.75329290232554, -73.98893852454756) | CA327092H | 7/6/05 | PACIFIC 8680 | 1 | 23.12 | 1992 | 2027 |  | 16 to 20 years old | ICI DEG-252 (P) | #6 | 123900 | 86730 | 18585 | 13010 | Yes | 2017 | Elevator Apartments | 3 | 606078 | 1 | 17 | 0 | 17 | 1921
1008260037 | 1107 BROADWAY Manhattan, NY 10010 (40.742586926618344, -73.9892649831713) | Con Edison | 200 5 AVE. ASSOC./HELMSLEY-SPEAR INC. | 1107 BROADWAY LLC | 200 FIFTH AVENUE MANHATTAN, NY 10010 (40.74284785982963, -73.98866917214109) | CA110978J | 7/5/05 | ROCKMILLS MP4-399 | 1 | 16.4 | 1978 | 2013 |  | 31 to 35 years old | HEV-E-OIL DE-175-P | #6 | 123600 | 86520 | 18540 | 12978 | Yes | 2016 | Elevator Apartments | 3 | 305597 | 1 | 16 | 0 | 43 | 1915
1008180051 | 114 5 AVENUE Manhattan, NY 10011 (40.73771664477812, -73.99235594825893) | Con Edison | 114 5 AVE ASSOCIATES | 114 FIFTH AVENUE ASSO | 445 PARK AVENUE MANHATTAN, NY 10022 (40.76156537367167, -73.97059102179936) | CA062986X | 7/6/05 | ROCKMILLS MP-250 | 2 | 14.2 | 1986 | 2021 |  | 21 to 26 years old | IND. COMB DEG-145-P | #6 | 123188 | 86232 | 18478 | 12935 | Yes | 2018 | Elevator Apartments | 3 | 288954 | 1 | 18 | 0 | 18 | 1910
1013830069 | 875 5 AVENUE Manhattan, NY 10021 (40.77036203444169, -73.96855089414333) | Con Edison | 875 TENANTS CORP%BROWN, HARRIS, STEVENS RESID. | 875 TENANTS CORP | 770 LEXINGTON AVENUE MAHATTAN, NY 10021 (40.76920532766377, -73.959183941086) | CB042803R | 7/4/05 | ROCKMILLS MP-300 (NEW) | 1 | 14.5 | 2003 | 2038 | DUAL FUEL | 5 to 10 years old | HEVE (I,C,) DEG-145P (NEW) | #6 | 123188 | 86232 | 18478 | 12935 | Yes | 2013 | Walk-Up Apartments | 4 | 224000 | 1 | 19 | 121 | 126 | 1940 |  | YES
1015660001 | 401 86 STREET Manhattan, NY 10028 (40.776868745927246, -73.94926557878743) | Con Edison | FAIRMOUNT TENANTS%GOODSTEIN MGMT | FAIRMONT TENANTS CORP | 211 46 STREET N Y, NEW YORK 10017 (40.75322376589619, -73.97228807391832) | CB192201M | 7/6/05 | FEDERAL FST-300 | 2 | 12.6 | 2001 | 2036 | DUAL FUEL | 5 to 10 years old | S.T. JOHNSON- FD-68-CA300HP | #6 | 123188 | 86232 | 18478 | 12935 | Yes | 2016 | Walk-Up Apartments | 5 | 184745 | 1 | 19 | 229 | 232 | 1963 |  | YES
1015770027 | 30 END AVENUE Manhattan, NY 10028 (40.776344978837756, -73.95296667956859) | Con Edison | MANN. PACIFIC MANAGEMENT CO. | R & A ASSETS LLC | 98 CUTTER MILL RD MANHATTAN, NY 11021 (40.7836584067361, -73.73280677517435) | CA106085K | 7/7/05 | FEDERAL FST-300 | 1 | 12.6 | 1985 | 2020 |  | 21 to 26 years old | HEV-E-OIL DEG-145-P | #6 | 123188 | 86232 | 18478 | 12935 | Yes | 2017 | Elevator Apartments | 5 | 109723 | 1 | 6 | 102 | 103 | 1950
1013660001 | 405 54 STREET Manhattan, NY 10022 (40.75635571578726, -73.96419767721464) | Con Edison | STAHL ASSOCIATES | 405 EAST 54TH STREET | 4 PARK AVENUE MANHATTAN, NY 10016 (40.74650915812013, -73.98194367109245) | CB195801Z | 7/6/05 | (NEW)FEDERAL/EASTMOND FST-300 | 1 | 12.6 | 2001 | 2036 | DUAL FUEL | 5 to 10 years old | (NEW) HEVE (I.C.) DEG-145P | #6 | 123188 | 86232 | 18478 | 12935 | Yes | 2016 | Elevator Apartments | 5 | 436842 | 2 | 17 | 400 | 411 | 1930
1011707501 | 200 79 STREET Manhattan, NY 10024 (40.78315447522133, -73.97839025785137) | Con Edison | 200 WEST 79TH OWNERS INC. | 200 WEST 79TH ST COND | 675 3 AVENUE MANHATTAN, NY 10017 (40.75129610835038, -73.97404990585339) | CA332890Z | 7/6/05 | FEDERAL FST300 | 1 | 12.62 | 1990 | 2025 |  | 16 to 20 years old | HEVE DEG 145P | #6 | 123188 | 86231 | 18478 | 12935 | Yes | 2020 | Elevator Apartments | 6 | 265173 | 1 | 18 | 272 | 281 | 1975 | YES
1010260049 | 230 55 STREET Manhattan, NY 10019 (40.76483650376538, -73.98251225743059) | Con Edison | GOODSTEIN MGMT | 230 WEST 55TH STREET | 211 46 STREET MANN, NY 10017 (40.75322376589619, -73.97228807391832) | CA027396M | 7/6/05 | FEDERAL FST 300 | 2 | 12.3 | 1996 | 2031 | DUAL FUEL | 11 to 15 years old | S.T. JOHNSON,FD68 CAHM SIZE 300 | #6 | 123188 | 86231 | 18478 | 12935 | Yes | 2016 | Condominiums | 3 | 210213 | 3 | 31 | 232 | 237 | 1979
1005970012 | 315 HUDSON STREET Manhattan, NY 10013 (40.72636283816059, -74.00749200433894) | Con Edison | JACK RESNICK & SONS | 315 HUDSON LLC C/O J | 110 59 STREET MANHATTAN, NY 10022 (40.7626509907271, -73.96925994781667) | CA022994J | 7/7/05 | FEDERAL FST-300 | 1 | 12.63 | 1994 | 2029 |  | 16 to 20 years old | HEVE DEG-145 (P) | #6 | 123188 | 86231 | 18478 | 12935 | Yes | 2017 | Elevator Apartments | 3 | 374584 | 1 | 10 | 0 | 7 | 1907
1019620070 | 434 120 STREET Manhattan, NY 10027 (40.80885368758067, -73.95819463977412) | Con Edison | TRUSTEES OF COLUMBIA UNIV. | TRUSTEES OF COLUMBIA | 400 119 STREET MANHATTAN, NY 10027 (40.808041658732606, -73.9580165248943) | CA260393H | 7/7/05 | ROCKMILLS MP 300 | 1 | 11.38 | 1993 | 2028 |  | 16 to 20 years old | HEVE DEG-145 (P) | #6 | 123188 | 86231 | 18478 | 12935 | Yes | 2022 | Elevator Apartments | 9 | 87979 | 1 | 10 | 120 | 124 | 1913
1011417502 | 2025 BROADWAY Manhattan, NY 10023 (40.776938119157045, -73.98225493196622) | Con Edison | NEVADA OWNERS INC. | THE NEVADA OWNERS INC | 2025 BROADWAY MANHATTAN, NY 10023 (40.776938119157045, -73.98225493196622) | CA023574H | 7/7/05 | FEDERAL FLW 331 | 2 | 11.4 | 1974 | 2010 | DUAL FUEL | 36 - 40 year old | S T JOHNSON #FD-68CAHM-300 | #4 | 123187 | 86231 | 17862 | 12503 | Yes | 2021 | Condominiums | 6 | 216606 | 1 | 29 | 269 | 270 | 1977 | YES
1006167501 | 2 HORATIO STREET Manhattan, NY 10014 (40.7387508651118, -74.00275211091764) | Con Edison | 2 HORATO OWNERS CORP. | AVIRAM, KAREN | 211 46 STREET MANHATTAN, NY 10017 (40.75322376589619, -73.97228807391832) | CA447288X | 7/5/05 | FEDERAL FST-350 | 1 | 13.72 | 1988 | 2023 |  | 21 to 26 years old | GORDON-PIATT #F16-0-75 | #6 | 123187 | 86231 | 18478 | 12935 | Yes | 2016 | Hotels | 3 | 10000 | 1 | 17 | 241 | 242 | 1962 | YES
1008110021 | 1333 BROADWAY Manhattan, NY 10018 (40.75110754979437, -73.98771544658774) | Con Edison | HELMSLEY SPEAR INC. | LMH 1333 LLC | 1333 BROADWAY MANHATTAN, NY 10018 (40.75110754979437, -73.98771544658774) | CA004378R | 7/6/05 | ERIE CITY 127 | 3 | 1.3 | 1978 | 2013 |  | 31 to 35 years old | INDUSTRIAL COMBUSTION MODEL DE 84 S | #6 | 123000 | 86100 | 18450 | 12915 | Yes | 2021 | Elevator Apartments | 3 | 291828 | 1 | 12 | 0 | 94 | 1915
1009960014 | 127 43 STREET Manhattan, NY 10036 (40.75596275774701, -73.98457686399813) | Con Edison | WOODSTOCK HOTEL | GLAVES HOUSE, L.P. | 160 71 STREET MANHATTAN, NY 10023 (40.777380807673715, -73.9809016233056) | CA130179L | 7/7/05 | ROCKMILLS MP250 | 1 | 8.9 | 1979 | 2014 |  | 31 to 35 years old | INDUSTRIAL COMBUSTION | #6 | 123000 | 86100 | 18450 | 12915 | Yes | 2016 | Walk-Up Apartments | 3 | 172065 | 1 | 13 | 0 | 3 | 1902
1018910001 | 320 RIVERSIDE DRIVE Manhattan, NY 10025 (40.80116381394521, -73.97086215175864) | Con Edison | 320 RIVERSIDE DRIVE APTS | 320 RIVERSIDE APTS CO | 300 55 STREET NEW YORK, NY 10019 (40.76543669712509, -73.98393298423655) | CA274172L | 7/6/05 | ROCKMILLS MP 300 | 1 | 11.8 | 1972 | 2010 |  | 36 - 40 year old | SUPERIOR AB-AA6-175 | #6 | 122640 | 85848 | 18396 | 12877 | Yes | 2021 | Walk-Up Apartments | 9 | 165372 | 1 | 15 | 123 | 123 | 1929 |  | YES
1007890075 | 264 40 STREET Manhattan, NY 10018 (40.755492841643466, -73.98974604067352) | Con Edison | RENAISSANCE MIDTOWN WEST LLC | RENAISSANCE MIDTOWN W | 632 BROADWAY MANHATTAN, NY 10012 (40.72623230246393, -73.99606115501962) | CA349183K | 7/6/05 | ROCKMILLS MP 200 | 1 | 8.6 | 1983 | 2018 |  | 26 to 30 years old | IND COMBUSTION #DEG-84-P | #6 | 122640 | 85848 | 18396 | 12877 | Yes | 2019 | Walk-Up Apartments | 3 | 116100 | 1 | 20 | 0 | 61 | 1927
1007660039 | 201 16 STREET Manhattan, NY 10011 (40.73993492800716, -73.99878971173156) | Con Edison | WEST 16TH STREET OWNERS CO. | 201 WEST 16 OWNERS CO | 250 PARK AVENUE MANHATTAN, NY 10003 (40.738333453173844, -73.9878407889095) | CA025871N | 7/5/05 | AMERICAN RADIATOR (UNKNOWN) | 1 | 4.2 | 1971 | 2010 |  | 36 - 40 year old | PETRO WD-5-AH | #6 | 122640 | 85848 | 18396 | 12877 | Yes | 2016 | Walk-Up Apartments | 3 | 101221 | 1 | 19 | 114 | 115 | 1930 |  | YES
1008650040 | 30 PARK AVENUE Manhattan, NY 10016 (40.748184753199155, -73.98069174153892) | Con Edison | WM 30 PARK LLC % MANN RLTY ASSOC. | WM 30 PARK LLC | 1776 BROADWAY NEW YORK, NY 10019 (40.76645897683454, -73.98182488729583) | CB085206L | 7/5/05 | FEDERAL-FST-200 | 2 | 6.6 | 2006 | 2041 | DUAL FUEL | Fewer than 5 years old | ICI-DEG-84P | #6 | 122000 | 85400 | 18300 | 12810 | Yes | 2015 | Elevator Apartments | 3 | 236315 | 1 | 20 | 241 | 247 | 1955
1014980037 | 1050 PARK AVENUE Manhattan, NY 10028 (40.780731217439495, -73.95691366708422) | Con Edison | KREISEL CO. INC. | 1050 TENANTS CP | 1050 PARK AVE MANHATTAN, NY 10017 (40.75245652744684, -73.97297648087982) | CA206680N | 7/6/05 | ROCKMILLS MP-250 | 1 | 10.8 | 1980 | 2015 |  | 26 to 30 years old | IND. COMB. DEG-105 P | #6 | 121618 | 85133 | 18243 | 12770 | Yes | 2018 | Elevator Apartments | 4 | 150782 | 1 | 14 | 60 | 64 | 1923 |  | YES
1022150326 | 99 MARBLE HILL AVENUE Manhattan, NY 10463 (40.8764216534104, -73.90945987110996) | Con Edison | NUSSBAUM REALTY CO. | NUSSBAUM RELTY COMPAN | 74 09 37 AVENUE JACKSON HEIGHTS, NY 11372 (40.75163073936716, -73.88361254528269) | CA181281H | 7/6/05 | ROCKMILLS MP-100 | 1 | 5.9 | 1981 | 2016 | DUAL FUEL | 26 to 30 years old | I.C.I. DEG-42-P | #6 | 121605 | 85123 | 18241 | 12769 | Yes | 2015 | Elevator Apartments | 10 | 54285 | 1 | 6 | 55 | 55 | 1960
1015190001 | 1125 PARK AVENUE Manhattan, NY 10128 (40.782835630988075, -73.9550880433647) | Con Edison | 1125 PK. AVE. OWNRS % GUMLEY-HAFT | 1125 PARK AVENUE CORP | 415 MADISON AVENUE NEW YORK, NY 10017 (40.756779530947306, -73.976317020908) | CB173706R | 7/5/05 | BEST 5C - 200 (NEW) | 2 | 6.6 | 2006 | 2041 | DUAL FUEL | Fewer than 5 years old | ICI DEG - 84P (NEW) | #6 | 121546 | 85082 | 18232 | 12762 | Yes | 2019 | Elevator Apartments | 4 | 211870 | 1 | 14 | 65 | 71 | 1926 |  | YES
1015860001 | 1700 YORK AVENUE Manhattan, NY 10128 (40.77816814965598, -73.9454922773121) | Con Edison | 1700 YORK AVENUE ASSOCIATES | 1700 YORK ASSOCIATES | 7 PENN PLAZA NEW YORK, NY 10001 (40.74956954963903, -73.99160848411982) | CB076308J | 7/7/05 | BEST 5D - 200 (NEW) | 2 | 6.6 | 2008 | 2043 | DUAL FUEL | Fewer than 5 years old | ICI DEG - 84P (NEW) | #6 | 121546 | 85082 | 18232 | 12762 | Yes | 2016 | Walk-Up Apartments | 5 | 135098 | 1 | 10 | 162 | 162 | 1951
1013120070 | 465 PARK AVENUE Manhattan, NY 10022 (40.76178250228213, -73.97048443650635) | Con Edison | THE RITZ TOWER, INC. | COHEN BROTHERS REALTY | 465 PARK AVENUE NEW YORK, NY 10022 (40.76178250228213, -73.97048443650635) | CB049008Z | 7/7/05 | EASTMOND ESP - 200 (NEW) | 2 | 6.6 | 2008 | 2043 | DUAL FUEL | Fewer than 5 years old | ICI DEG - 84P (NEW) | #6 | 121546 | 85082 | 18232 | 12762 |  |  | Hotels | 4 | 4080 | 1 | 3 | 0 | 0 | 1910
1013090050 | 136 55 STREET Manhattan, NY 10154 (40.75767700019344, -73.9731709997418) | Con Edison | 136 E. 55TH ST. INC. % PUDIN MGT. | 136 E 55TH ST INC | 345 PARK AVENUE NEW YORK, NY 10154 (40.758068302301126, -73.97318240259426) | CB115206R | 7/5/05 | FEDERAL FST - 200 (NEW) | 2 | 6.9 | 2006 | 2041 | DUAL FUEL | Fewer than 5 years old | ICI DEG - 84P (NEW) | #6 | 121545 | 85082 | 18232 | 12762 | Yes | 2019 | Walk-Up Apartments | 4 | 204269 | 1 | 15 | 192 | 200 | 1957
1008630044 | 4 PARK AVENUE Manhattan, NY 10016 (40.74650915812013, -73.98194367109245) | Con Edison | 4 PK. AVE. ASSOC. % BROADWELL MGMT. | 4 PARK AVENUE ASSOCIA | 220 LAFAYETE AVE NEW YORK, NY 10021 (40.63969076324069, -74.09423490448985) | CB108708X | 7/4/05 | FEDERAL FST - 200 (NEW) | 2 | 6.6 | 2008 | 2043 | DUAL FUEL | Fewer than 5 years old | ICI DEG - 84P (NEW) | #6 | 121545 | 85082 | 18232 | 12762 | Yes | 2013 | Elevator Apartments | 2 | 341950 | 1 | 21 | 364 | 370 | 1913
1015890041 | 55 END AVENUE Manhattan, NY 10028 (40.776344978837756, -73.95296667956859) | Con Edison | 55 RESIDENTS CORP % COOPER SQ. RLTY. INC. | 55 RESIDENTS CORP | 6 43 STREET NEW YORK, NY 10017 (40.75381517729913, -73.97967506743592) | CB061607L | 7/6/05 | FEDERAL FST - 200 (EXSTG) | 2 | 6.6 | 2007 | 2042 | DUAL FUEL | Fewer than 5 years old | ICI DEG - 84- P(NEW) | #6 | 121545 | 85082 | 18232 | 12762 | Yes | 2019 | Elevator Apartments | 5 | 210000 | 1 | 15 | 183 | 185 | 1951 |  | YES
1007050046 | 516 34 STREET Manhattan, NY 10001 (40.75494965139249, -74.00010635907887) | Con Edison | BAUMAN 34TH ST. LLC % GEORGE COMFORT & SON | 514 WEST 34TH STREET | 200 MADISON AVENUE NEW YORK, NY 10016 (40.74877830573848, -73.9822475686496) | CB079305Z | 7/6/05 | RO0CKMILLS MP-200 (NEW) | 2 | 6.6 | 2005 | 2040 | DUAL FUEL | 5 to 10 years old | INDUSTRIAL COMBUSTION DEG-84P (NEW) | #6 | 121545 | 85082 | 18232 | 12762 | Yes | 2015 | Elevator Apartments | 3 | 265562 | 4 | 12 | 0 | 6 | 1910
1015900036 | 85 END AVENUE Manhattan, NY 10028 (40.776344978837756, -73.95296667956859) | Con Edison | EAST END RESIDENCE LP % RUDIN MGT. | GRANITE TRS HOLDINGS, | 1776 BROADWAY NEW YORK, NY 10019 (40.76645897683454, -73.98182488729583) | CB499303L | 7/6/05 | FEDERAL FST 200 (NEW) | 2 | 6.69 | 2003 | 2038 | DUAL FUEL | 5 to 10 years old | IC DEG 84P (NEW) | #6 | 121545 | 85082 | 18232 | 12762 | Yes | 2020 | Factory & Industrial Buildings | 5 | 169386 | 1 | 15 | 174 | 175 | 1951
1011620046 | 228 71 STREET Manhattan, NY 10023 (40.77832826617949, -73.98321394030258) | Con Edison | EQR - 228 WEST 71st LLC | EQR-228 WEST 71ST, LL | 801 BROAD ST AUGUST, GA 30901 (33.4754034751312, -81.96551123630508) | CB084308X | #N/A | ROCKMILLS MP - 200SS (NEW) | 2 | 6.6 | 2008 | 2043 | DUAL FUEL | Fewer than 5 years old | ICI DEG - 84P (NEW) | #6 | 121545 | 85082 | 18232 | 12762 | Yes | 2022 | Warehouses | 6 | 106920 | 1 | 14 | 169 | 170 | 1917
1021490030 | 2501 AMSTERDAM AVENUE Manhattan, NY 10033 (40.85043766793058, -73.9292775011238) | Con Edison | YESHIVA UNIVERSITY | YESHIVA UNIVERSITY | 500 185 STREET NEW YORK, NY 10033 (40.85050855080668, -73.92923531656784) | CB000507R | 7/6/05 | FEDERAL FST-200 (EXSTG) | 2 | 6.6 | 2007 | 2042 | DUAL FUEL | Fewer than 5 years old | ICI DEG - 84P (NEW) | #6 | 121545 | 85082 | 18232 | 12762 | Yes | 2019 | Loft Buildings | 10 | 119550 | 2 | 7 | 0 | 2 | 1956
1021490076 | 2525 AMSTERDAM AVENUE Manhattan, NY 10033 (40.850842362843764, -73.92896273841353) | Con Edison | YESHIVA UNIVERSITY | YESHIVA UNIVERSITY | 500 185 STREET NEW YORK, NY 10033 (40.85050855080668, -73.92923531656784) | CB032907L | #N/A | ROCKMILLS MP-200 (EXSTG) | 2 | 6.6 | 2007 | 2042 | DUAL FUEL | Fewer than 5 years old | ICI DEG -84 (NEW) | #6 | 121545 | 85082 | 18232 | 12762 | Yes | 2019 | Elevator Apartments | 10 | 72187 | 1 | 8 | 0 | 1 | 1963
1021340206 | 156 20 RIVERSIDE DRIVE Manhattan, NY 10032 (40.83693034905639, -73.94917852197119) | Con Edison | 158TH ST & RIVERSIDE DR HOUSIN | 158TH STREET RIVERSID | 156 20 RIVERSIDE DRIVE MANHATTAN, NY 10032 (40.83693034905639, -73.94917852197119) | CA214698L | 7/6/05 | FEDERAL FLR 4857 | 2 | 16.94 | 1998 | 2033 | DUAL FUEL | 11 to 15 years old | INDUSTRIAL COMBUSTION DEG-175P | #6 | 121000 | 84700 | 18150 | 12705 | Yes | 2014 | Elevator Apartments | 7 | 646044 | 1 | 16 | 434 | 434 | 1963 |  | YES
1013680001 | 400 57 STREET Manhattan, NY 10022 (40.75824982451126, -73.96287123726016) | Con Edison | 400 RLTY. CO. % DAVID FRANKLE RLTY. | FRANKEL & BENENSON ET | 160 65 STREET NEW YORK, NY 10021 (40.64021838650345, -74.02510492794114) | CB134008X | 7/4/05 | FEDERAL FST - 400 (EXSTG) | 1 | 13.3 | 2008 | 2043 | DUAL FUEL | Fewer than 5 years old | ICI DEG - 175P (NEW) | #6 | 120888 | 84622 | 18133 | 12693 | Yes | 2018 | Elevator Apartments | 5 | 290482 | 1 | 19 | 267 | 278 | 1931 |  | YES
1009440010 | 330 39 STREET Manhattan, NY 10016 (40.747474353228306, -73.97263760519891) | Con Edison | JENNIFER TOWERS | JENNIFER TOWERS APART | 18 50th ST NEW YORK, NY 10022 (40.758077295521446, -73.97611419240974) | CB096605P | #N/A | FEDERAL FST-400 (NEW) | 1 | 13.3 | 2005 | 2040 | DUAL FUEL | 5 to 10 years old | ICI DEG-175P (NEW) | #6 | 120888 | 84622 | 18133 | 12693 | Yes | 2014 | Elevator Apartments | 4 | 438635 | 1 | 38 | 510 | 511 | 1980
1009440010 | 330 39 STREET Manhattan, NY 10016 (40.747474353228306, -73.97263760519891) | Con Edison | PAN AM EQUITIES INC. | JENNIFER TOWERS APART | 18 50th ST NEW YORK, NY 10022 (40.758077295521446, -73.97611419240974) | CB175902K | 7/4/05 | FEDERAL-FST 400 (NEW) | 1 | 13.39 | 2002 | 2037 | DUAL FUEL | 5 to 10 years old | IC DEG-175 (NEW) | #6 | 120888 | 84622 | 18133 | 12693 | Yes | 2014 | Walk-Up Apartments | 4 | 438635 | 1 | 38 | 510 | 511 | 1980
1008250012 | 53 23 STREET Manhattan, NY 10010 (40.74063893398753, -73.98734451687551) | Con Edison | TWENTY THREE R.T. ASSOC % ADAMS CO. | MK 49 WEST 23RD LLC | 411 FIFTH AVENUE NEW YORK, NY 10016 (40.75048701759414, -73.9831019245774) | CB094908J | 7/7/05 | FEDERAL FST - 400 (NEW) | 1 | 13.3 | 2008 | 2043 | DUAL FUEL | Fewer than 5 years old | ICI DEG - 175P (NEW) | #6 | 120888 | 84622 | 18133 | 12693 | Yes | 2015 | Office Buildings | 3 | 274116 | 3 | 12 | 0 | 36 | 1916
1021800406 | 660 FORT WASHINGTON AVENUE Manhattan, NY 10040 (40.85647211874715, -73.93607637566532) | Con Edison | FAIRLINE MGMT. | BRIDGESTONE ASSOCIATE | 377 5TH AVENUE NEW YORK, NY 10016 (40.749308905735745, -73.98393829406467) | CA179372K | 7/6/05 | ROCKMILLS MP 250 | 1 | 10.3 | 1972 | 2010 |  | 36 - 40 year old | SUPERIOR AB-AA6-250 | #6 | 120723 | 84506 | 18108 | 12676 | Yes | 2020 | Elevator Apartments | 7 | 68108 | 1 | 6 | 60 | 60 | 1920
1022430289 | 100 PARK TERRACE Manhattan, NY 10034 (40.87114207613867, -73.91556568209653) | Con Edison | 100 PARK WEST OWNERS CORP. | 100 PARK TERRACE WEST | 2736 INDEPENDENCE AVENUE RIVERDALE, NY 10563 (43.208140999607394, -75.42913300018779) | CA489687Z | 7/7/05 | FEDERAL #FST-150 | 1 | 4.62 | 1987 | 2022 |  | 21 to 26 years old | INDUSTRIAL COMBUSTION #MMG-63-P | #4 | 120450 | 84315 | 17465 | 12226 | Yes | 2013 | Walk-Up Apartments | 7 | 62110 | 1 | 6 | 69 | 69 | 1951 |  | YES
1007870025 | 225 37 STREET Manhattan, NY 10018 (40.75325479342511, -73.98995078139005) | Con Edison | HELMSLEY SPEAR INC. | JLJ, LLC | 200 PARK AVE MANHATTAN, NY 10003 (40.73658353765103, -73.98909294281773) | CA086251L | 7/4/05 | KEWANEE 420 | 2 | 6 | 1951 | 2010 |  | Over 50 years | ST JOHNSON 30 AVH-5 12 | #4 | 120085 | 84060 | 17412 | 12189 | Yes | 2017 | Walk-Up Apartments | 3 | 163103 | 1 | 16 | 0 | 19 | 1923
1013990074 | 605 PARK AVENUE Manhattan, NY 10021 (40.76920532766377, -73.959183941086) | Con Edison | 605 APARTMENT CORP. | GARY ALAN CHANOWITZ | 605 PARK AVE NEW YORK, NY 10022 (40.7640706684631, -73.96874944351154) | CA147684N | 7/7/05 | FITZGIBBONS DM242 | 2 | 7.5 | 1984 | 2019 |  | 26 to 30 years old | S T JOHNSON FD6PCAHM-150 | #6 | 120000 | 84000 | 18000 | 12600 | Yes | 2019 | Elevator Apartments | 4 | 181000 | 1 | 20 | 105 | 107 | 1955 |  | YES
1013460014 | 333 53 STREET Manhattan, NY 10022 (40.75643643267597, -73.96635901001105) | Con Edison | EQUITY MGMT GROUP | 333 EAST 53RD TENANTS | 1740 BROADWAY NEW YORK, NY 10019 (40.76509834187077, -73.98206124052132) | CA045686J | 7/5/05 | FEDERAL FST 250 | 1 | 10.4 | 1986 | 2021 |  | 21 to 26 years old | ICI DEG 105 P | #6 | 120000 | 84000 | 18000 | 12600 | Yes | 2016 | Elevator Apartments | 5 | 118694 | 1 | 13 | 163 | 163 | 1930 |  | YES
1010477502 | 959 8 AVENUE Manhattan, NY 10019 (40.766396024292476, -73.98311091779772) | Con Edison | GRUBB& ELLIS MGMT. SERVICE INC. |  | 959 8 AVENUE MANHATTAN, NY 10019 (40.766396024292476, -73.98311091779772) | CA310688H | 7/5/05 | FEDERAL FST 200 | 2 | 8.19 | 1988 | 2023 |  | 21 to 26 years old | ICI DEG 84 P | #6 | 120000 | 84000 | 18000 | 12600 | Yes | 2017 | Elevator Apartments | 6 | 703796 | 1 | 6 | 0 | 2 | 1928 | YES
1008360001 | 1328 BROADWAY Manhattan, NY 10001 (40.74990473732729, -73.98793590329036) | Con Edison | 1328 BROADWAY, LLCC/O RFR REALTY,LLC | 2 HERALD HOLDING LLC | 1328 BROADWAY MANHATTAN, NY 10001 (40.74990473732729, -73.98793590329036) | CA015794J | 7/7/05 | ROCKMILLS MP-500 | 1 | 19.18 | 1994 | 2029 |  | 16 to 20 years old | INDUSTRIAL COMB. 210- (P) | #6 | 119875 | 83912 | 17981 | 12587 | Yes | 2016 | Walk-Up Apartments | 3 | 298312 | 2 | 11 | 0 | 404 | 1909
1013977503 | 166 63 STREET Manhattan, NY 10021 (40.76920532766377, -73.959183941086) | Con Edison | MORTON ANDREWS LTD | OWNER / AGENT | 21 40TH ST NEW YORK, NY 10016 (40.75150282544373, -73.98007072371655) | CA174693Z | 7/6/05 | FEDERAL FST-200 | 2 | 8.19 | 1993 | 2028 |  | 16 to 20 years old | ICI DEG-84 (P) | #6 | 119574 | 83702 | 17936 | 12555 | Yes | 2017 | Elevator Apartments | 4 | 175074 | 1 | 20 | 157 | 160 | 1959 | YES
1008580078 | 261 5 AVENUE Manhattan, NY 10016 (40.74508614602012, -73.9869335553186) | Con Edison | 261 FIFTH AVENUE | 261 FIFTH AVENUE TIC |  | CB257601J | 7/6/05 | FEDERAL FST-400 | 1 | 16.8 | 2001 | 2036 | DUAL FUEL | 5 to 10 years old | INDUSTRIAL COMB. DEG-175 P | #6 | 119232 | 83462 | 17885 | 12519 | Yes | 2018 | Walk-Up Apartments | 3 | 377441 | 1 | 25 | 0 | 78 | 1928
1014600001 | 401 65 STREET Manhattan, NY 10021 (40.76920532766377, -73.959183941086) | Con Edison | MIDBORO MGMT. | 401 65 OWNERS CORP | 148 37TH ST NY, NY 10018 (40.75251096987246, -73.98836465376176) | CA082977M | 7/4/05 | ROCKMILLS MP125 | 2 | 5.25 | 1977 | 2012 |  | 31 to 35 years old | HEV-E-OIL DE54 | #6 | 118933 | 83253 | 17840 | 12488 | Yes | 2020 | Condominiums | 5 | 139000 | 1 | 16 | 147 | 148 | 1962 |  | YES
1011290050 | 40 77 STREET Manhattan, NY 10024 (40.78015661084341, -73.97530089860786) | Con Edison | 4077 OWNERS CORP | 4077 OWNERS CORP | 40 77 STREET N Y 10024 (40.78015661084341, -73.97530089860786) | CB065001M | 7/6/05 | ROCKMILLS MP-300 | 1 | 12.6 | 2001 | 2036 | DUAL FUEL | 5 to 10 years old | INDUSTRIAL COMB. LN DEG 145 P | #6 | 118752 | 83126 | 17813 | 12469 | Yes | 2019 | Elevator Apartments | 6 | 162676 | 1 | 16 | 100 | 102 | 1928 |  | YES
1015010033 | 1100 PARK AVENUE Manhattan, NY 10128 (40.782305030990756, -73.955771528107) | Con Edison | 1100 PARK AVENUE OWNERS | 1100 PARK AVE COOP CO | 18 64 STREET MANHATTAN, NY 10065 (40.76697082506496, -73.96984042701948) | CA260469P | 7/4/05 | TITUSVILLE #260 | 1 | 11.7 | 1969 | 2010 |  | 41 - 45 years old | PETRO W7AH | #6 | 118625 | 83038 | 17794 | 12456 | Yes | 2021 | Elevator Apartments | 4 | 244935 | 1 | 18 | 67 | 70 | 1930 |  | YES
1013330001 | 305 40 STREET Manhattan, NY 10016 (40.748480276809815, -73.97293140968672) | Con Edison | PARKER 40TH ASSOCIATES | 305 E 4OTH OWNERS COR | 210 86 STREET MANHATTAN, NY 10028 (40.77868178038621, -73.95371633210578) | CA057676Y | 7/5/05 |  | 1 | 0 | 1976 | 2011 |  | 31 to 35 years old | INDUSTRIAL COMBUSTION DE-105(P) | #6 | 118297 | 82808 | 17745 | 12421 | Yes | 2013 | Walk-Up Apartments | 4 | 369736 | 1 | 21 | 305 | 306 | 1963 |  | YES
1011827501 | 235 END AVENUE Manhattan, NY 10023 (40.774536138232236, -73.97994335610099) | Con Edison | 235 WEST END AVE. CORP. | 235 WEST END AVENUE C | 6 43 STREET MANHATTAN, NY 10017 (40.75381517729913, -73.97967506743592) | CA091691L | 7/4/05 | FEDERAL FST 250 | 2 | 10.36 | 1991 | 2026 |  | 16 to 20 years old | HEVE DEG 105 P | #6 | 118260 | 82782 | 17739 | 12417 | Yes | 2022 | Elevator Apartments | 6 | 113128 | 1 | 16 | 148 | 148 | 1930 | YES
1011830037 | 310 72 STREET Manhattan, NY 10023 (40.77998233196708, -73.98494874933199) | Con Edison | A J CLARKE R.E. CORP. | 310/72 OWNERS CORP | 1410 NELSON AVE BRONX, NY 10452 (40.84249077903572, -73.92194867924239) | CA188469L | 7/6/05 | ROCKMILLS MP-175 | 2 | 6 | 1969 | 2010 |  | 41 - 45 years old | ORR & SEMBOWER #3 HC-7 | #6 | 118260 | 82782 | 17739 | 12417 | Yes | 2013 | Walk-Up Apartments | 6 | 143554 | 1 | 15 | 120 | 123 | 1925 |  | YES
1014530037 | 330 79 STREET Manhattan, NY 10021 (40.76920532766377, -73.959183941086) | Con Edison | CHARLESWOOD TENANTS CORP. | CHARLESWOOD TENANTS C | 505 CHESTNUT STREET CEDARHURST, NY 11516 (40.62281026909443, -73.72490656996541) | CA563586M | 7/6/05 | FEDERAL FST 175 | 1 | 6.4 | 1986 | 2021 |  | 21 to 26 years old | HEVEOIL DEG 84 P | #6 | 117530 | 82271 | 17630 | 12341 | Yes | 2013 | Elevator Apartments | 5 | 82608 | 1 | 10 | 70 | 70 | 1941 |  | YES
1015247501 | 1235 PARK AVENUE Manhattan, NY 10128 (40.786235068258804, -73.95265088066532) | Con Edison | 1235 PARK CONDOMINIUM |  | 820 2 nd AVENUE NEW YORK, NY 10017 (40.75090969894791, -73.97140174497622) | CA064177P | 7/4/05 | ROCKMILLS MP-200 | 1 | 6.69 | 1977 | 2012 |  | 31 to 35 years old | HEVEOIL DE-105 | #6 | 116800 | 81760 | 17520 | 12264 | Yes | 2014 | Office Buildings | 4 | 94679 | 1 | 15 | 59 | 62 | 1928 | YES
1012170006 | 161 86 STREET Manhattan, NY 10024 (40.78743436849913, -73.9743497778501) | Con Edison | 151-161 OWNERS CO, C/O GERARD J. PICASO | 151 161 OWNRS CORP | 1133 BROADWAY MANHATTAN, NY 10010 (40.743831409426136, -73.98905094736057) | CA054177X | 7/7/05 | ROCKMILLS MP-200 | 1 | 8.5 | 1977 | 2012 |  | 31 to 35 years old | ICI DE 84 | #6 | 116800 | 81760 | 17520 | 12264 | Yes | 2017 | Elevator Apartments | 6 | 83329 | 1 | 12 | 33 | 33 | 1914 |  | YES
1015000015 | 19 88 STREET Manhattan, NY 10128 (40.78257078423779, -73.95876241539771) | Con Edison | 19 E. 88TH ST.INC/INSIGNIA RESIDENTIAL | 19 E 88 STREET INC | 675 3 AVENUE MANHATTAN, NY 10017 (40.75129610835038, -73.97404990585339) | CA322169Y | 7/5/05 | FITZGIBBONS RV 180 | 1 | 6.6 | 1969 | 2010 |  | 41 - 45 years old | TODD ROH-C | #6 | 116800 | 81760 | 17520 | 12264 | Yes | 2020 | Elevator Apartments | 4 | 160357 | 1 | 16 | 98 | 105 | 1937 |  | YES
1007850029 | 213 35 STREET Manhattan, NY 10001 (40.751859996278554, -73.99048663428819) | Con Edison | DAVID JUSTIN | 213 WEST 35TH ST. ASS | 1235 BROADWAY MANHATTAN, NY 10001 (40.74694649193549, -73.98845979260703) | CA088574P | 7/5/05 | ROCKMILLS MP 200 | 1 | 9.8 | 1974 | 2010 |  | 36 - 40 year old | IRON FIREMAN A06-9.8 | #6 | 116800 | 81760 | 17520 | 12264 | Yes | 2015 | Elevator Apartments | 3 | 163681 | 1 | 13 | 0 | 28 | 1921
1014470023 | 355 72 STREET Manhattan, NY 10021 (40.768279095612954, -73.95704879632467) | Con Edison | EASTWOOD TOWER, C/O WALTER & SAMUELS, INC. | EASTWOOD TOWERS COMPA | 352 PARK AVENUE MANHATTAN, NY 10010 (40.74183059982568, -73.98533708196332) | CA110977H | 7/5/05 | ROCKMILLS MP 250 | 1 | 11.4 | 1977 | 2012 |  | 31 to 35 years old | ICI DE 145P | #6 | 116800 | 81760 | 17520 | 12264 | Yes | 2017 | Elevator Apartments | 5 | 165527 | 2 | 19 | 144 | 145 | 1962
1014010020 | 131 66 STREET Manhattan, NY 10021 (40.76920532766377, -73.959183941086) | Con Edison | GUMLEY HAFT | 131 E 66 ST CORP | 131 66TH ST NEW YORK, NY 10021 (40.77395731706738, -73.98238014882051) | CA068276Z | 7/6/05 | ROCKMILLS MP200 | 1 | 8.1 | 1976 | 2011 |  | 31 to 35 years old | INDS COMB. DE 84S | #6 | 116800 | 81760 | 17520 | 12264 | Yes | 2021 | Elevator Apartments | 4 | 134467 | 2 | 11 | 44 | 44 | 1907 |  | YES
1011840010 | 263 END AVENUE Manhattan, NY 10023 (40.774536138232236, -73.97994335610099) | Con Edison | 263 WEST END AVE OWNERS | RIVERSIDE TOWERS CORP | 770 LEXINGTON AVENUE MANHATTAN, NY 10021 (40.76920532766377, -73.959183941086) | CA109380R | 7/5/05 | FEDERAL FST-250 | 1 | 10.5 | 1980 | 2015 |  | 26 to 30 years old | I.C.I.DEG-105(P) | #6 | 116674 | 81672 | 17501 | 12251 | Yes | 2014 | Office Buildings | 6 | 172671 | 1 | 22 | 119 | 125 | 1929 |  | YES
1018890036 | 285 RIVERSIDE DRIVE Manhattan, NY 10025 (40.799032420735784, -73.97264280937668) | Con Edison | 285 RIVERSIDE DRIVE OWNERS | UDO, AUGUSTINE F | 285 RIVERSITE DRIVE MANHATTAN, NY 10025 (40.799032420735784, -73.97264280937668) | CA132179K | 7/5/05 | ROCKMILLS MP-250 | 1 | 10.4 | 1979 | 2014 |  | 31 to 35 years old | INDUSTRIAL COMBUSTION DEG-105 (P) | #6 | 116547 | 81583 | 17482 | 12237 | Yes | 2019 | Loft Buildings | 9 | 159770 | 1 | 15 | 86 | 86 | 1940 |  | YES
1007860076 | 252 37 STREET Manhattan, NY 10018 (40.7535230733881, -73.99075109696163) | Con Edison | NEWMARK & CO REAL ESTATE INC. | SHEVA 7 LLC | 125 PARK AVENUE MANHATTAN, NY 10017 (40.75150189626578, -73.97791375384898) | CA173680P | 7/4/05 | ROCKMILLS MP 250 | 1 | 10.3 | 1980 | 2015 |  | 26 to 30 years old | INDUSTRIAL COMBUSTION-DEG 105 (P) | #6 | 116547 | 81583 | 17482 | 12237 | Yes | 2016 | Elevator Apartments | 3 | 139629 | 1 | 17 | 0 | 0 | 1924
1008410001 | 1040 6 AVENUE Manhattan, NY 10018 (40.753095051479136, -73.98536821609127) | Con Edison | WINOKER REALTY | 1040 AVENUE OF THE AM | 462 SEVENTH AVE MANHATTAN, NY 10018 (40.751862980298995, -73.98999972454214) | CA097478J | 7/4/05 | ROCKMILLS MP-250 | 1 | 10.4 | 1978 | 2013 |  | 31 to 35 years old | INDUSTRIAL COMBUSTION DE-105(P) | #6 | 116547 | 81583 | 17482 | 12237 | Yes | 2021 | Walk-Up Apartments | 3 | 211900 | 1 | 23 | 0 | 22 | 1925
1006090007 | 154 14 STREET Manhattan, NY 10011 (40.73799362816744, -73.9984258959818) | Con Edison | G.V.A. WILLIAMS | ABNER PROPERTIES COMP | 380 MADISON AVE MANHATTAN, NY 10017 (40.755596213835844, -73.97727528530339) | CA130282J | 7/4/05 | FEDERAL FST-250 SP. | 1 | 9.5 | 1982 | 2017 |  | 26 to 30 years old | I.C.I DEG 105 P | #6 | 116208 | 81346 | 17431 | 12202 | Yes | 2019 | Elevator Apartments | 3 | 140044 | 1 | 12 | 0 | 13 | 1912
1014250001 | 200 71 STREET Manhattan, NY 10021 (40.769019833058245, -73.96110942680211) | Con Edison | FRAYDUN REALTY CO. | BERDAR EQUITIES & FAM | 150 58TH ST MANHATTAN, NY 10155 (40.761456027272516, -73.96836646308732) | CA298795Y | 7/6/05 | FEDERAL FST-400 | 1 | 15.46 | 1995 | 2030 | DUAL FUEL | 11 to 15 years old | I.C. DEG-175(P) | #6 | 115920 | 81144 | 17388 | 12172 | Yes | 2015 | Walk-Up Apartments | 4 | 265980 | 1 | 20 | 190 | 201 | 1961
1012470057 | 137 RIVERSIDE DRIVE Manhattan, NY 10024 (40.78967947163102, -73.9805478500142) | Con Edison | 137 RIVERSIDE OWNERS INC. | 137 RIVERSIDE OWNERS | 152 57th ST NEW YORK, NY 10019 (40.7652269056544, -73.97932477205438) | CA489486M | 7/6/05 | FEDERAL FST-200 | 1 | 7.77 | 1986 | 2021 |  | 21 to 26 years old | IND. COMB. DEG-84-P | #6 | 115500 | 80850 | 17325 | 12128 | Yes | 2017 | Elevator Apartments | 6 | 98373 | 1 | 13 | 62 | 62 | 1906 |  | YES
1011620001 | 230 END AVENUE Manhattan, NY 10023 (40.774536138232236, -73.97994335610099) | Con Edison | DARWOOD MANAGEMENT INC | 230 APARTMENTS CORP | 230 END AVENUE MANHATTAN, NY 10023 (40.774536138232236, -73.97994335610099) | CA147382H | 7/4/05 | HEGGIE SIMPLEX #323 | 1 | 7.3 | 1982 | 2017 |  | 26 to 30 years old | HEV-E-OIL BURNER MODEL # DEG - 84-P B | #6 | 115350 | 80745 | 17302 | 12112 | Yes | 2022 | Elevator Apartments | 6 | 92239 | 1 | 17 | 114 | 115 | 1927 |  | YES
1009930022 | 119 40 STREET Manhattan, NY 10018 (40.75400646091401, -73.98604621974293) | Con Edison | CHARNEY-FPG 114 41ST STREET, LLC | CHARNEY-FPG 114 41ST | 1441 BROADWAY NEW YORK, NY 10018-1805 (40.75494765485945, -73.98669021947433) | CB044501P | 7/6/05 | FEDERAL-FST 350 | 1 | 14.7 | 2001 | 2036 | DUAL FUEL | 5 to 10 years old | ICI DEG-145 P | #4 | 115304 | 80712 | 16719 | 11703 | Yes | 2013 | Elevator Apartments | 3 | 304345 | 1 | 22 | 0 | 79 | 1915
1014337501 | 205 78 STREET Manhattan, NY 10021 (40.76920532766377, -73.959183941086) | Con Edison | SAMUEL LEWIS | 205 E 78 OWNERS CORP | 211 46 STREET MANHATTAN, NY 10017 (40.75322376589619, -73.97228807391832) | CA040482P | 7/7/05 | ROCKMILLS MP 350 | 1 | 14.1 | 1982 | 2017 |  | 26 to 30 years old | ICI DE 145P | #6 | 115000 | 80500 | 17250 | 12075 | Yes | 2013 | Walk-Up Apartments | 4 | 11653 | 1 | 20 | 218 | 222 | 1931 | YES
1011460061 | 164 75 STREET Manhattan, NY 10023 (40.78010726957399, -73.97922073910182) | Con Edison | 75TH PROPERTIES, LLC | 166 WEST 75TH STREET, | 419 PARK AVENUE SQ MANHATTAN, NY 10016 (40.745242969987146, -73.97823298586354) | CA005184N | 7/7/05 | FEDERAL FST-125SP | 2 | 10.5 | 1984 | 2019 |  | 26 to 30 years old | INDUST COMBU DEG-54(P) | #6 | 114976 | 80483 | 17246 | 12072 | Yes | 2016 | Walk-Up Apartments | 6 | 81339 | 1 | 15 | 180 | 181 | 1922
1013860069 | 907 5 AVENUE Manhattan, NY 10021 (40.77217866494084, -73.96723788398054) | Con Edison | 907 FIFTH AVE C/O BROWN HARRIS STEVENS | 907 CORPORATION - B.H | 907 5TH AVE MANHATTAN, NY 10075 (40.77549792591396, -73.96478332100958) | CA225284P | 7/6/05 | FEDERAL FST 125SP | 2 | 5.3 | 1984 | 2019 |  | 26 to 30 years old | I.C.I DEG-54P | #6 | 114976 | 80483 | 17246 | 12072 | Yes | 2016 | Walk-Up Apartments | 4 | 147257 | 1 | 12 | 44 | 48 | 1915 |  | YES
1011500048 | 140 79 STREET Manhattan, NY 10024 (40.78275869587954, -73.97747245895114) | Con Edison | NALEA REALTY CORP | 149 WEST 79TH STREET |  | CA113474J | 7/6/05 | ROCKMILLS MP 150 | 1 | 6.3 | 1974 | 2010 |  | 36 - 40 year old | IRON FIREMAN AO6-6.3 | #6 | 114976 | 80483 | 17246 | 12072 | Yes | 2020 | Elevator Apartments | 6 | 75240 | 1 | 12 | 70 | 74 | 1914
1001240004 | 9 PARK PLACE Manhattan, NY 10007 (40.71285938388826, -74.00838186682103) | Con Edison | 11 PK PLACE ASS/WM ESTATE | 11 PARK PLACE | 380 MADISON AVE MANHATTAN, NY 10017 (40.755596213835844, -73.97727528530339) | CA308184L | 7/7/05 | ROCKMILLS MP 400 | 1 | 16.5 | 1984 | 2019 |  | 26 to 30 years old | HEVE DEG-175 | #6 | 114975 | 80482 | 17246 | 12072 | Yes | 2014 | Elevator Apartments | 1 | 205000 | 1 | 18 | 0 | 60 | 1927
1004310025 | 172 4 STREET Manhattan, NY 10009 (40.72453595534084, -73.9855249080454) | Con Edison | 172 EAST 4TH ST. TENANTS CORP. | 172 E 4TH TENANTS COR | 172 4TH STREET MANHATTAN, NY 10003 (40.73472073112911, -73.98996491109193) | CA191171X | 7/4/05 | ROCKMILLS MP 175 | 1 | 6.3 | 1971 | 2010 |  | 36 - 40 year old | IRON FIREMAN A06-9.8 | #6 | 114975 | 80482 | 17246 | 12072 | Yes | 2021 | Elevator Apartments | 2 | 121406 | 1 | 12 | 102 | 104 | 1929 |  | YES
1005560001 | 85 4 AVENUE Manhattan, NY 10003 (40.7317110463489, -73.99023084778766) | Con Edison | 20 EAST 31ST REALTY INC. | 85 FOURTH PARTNERS,L. | 670 WHITE PLAINS RD SCARDALE, NY 10583 (40.97010145714921, -73.80676286107229) | CA313992X | 7/6/05 | FEDERAL FST-150 | 2 | 5.95 | 1992 | 2027 |  | 16 to 20 years old | HEVE DEG 63 P | #6 | 114975 | 80482 | 17246 | 12072 | Yes | 2016 | Elevator Apartments | 2 | 156465 | 1 | 7 | 159 | 164 | 1959
1013610001 | 3 MITCHELL PLACE Manhattan, NY 10017 (40.75333556891833, -73.9664531687224) | Con Edison | 3 MITCHELL PL. CORP/MANHATTAN EAST SUITE HOTELS | BEEKMAN TOWER HOTEL A | 500 37 STREET N Y 10018 (40.756489073631485, -73.9978230684775) | CB112300L | 7/4/05 | FEDERAL FST 250 | 2 | 10.5 | 2000 | 2035 | DUAL FUEL | 5 to 10 years old | S.T. JOHNSON FD68 (SIZE 200) | #6 | 114975 | 80482 | 17246 | 12072 | Yes | 2021 | Walk-Up Apartments | 5 | 151000 | 1 | 26 | 0 | 1 | 1927
1011660001 | 300 END AVENUE Manhattan, NY 10023 (40.774536138232236, -73.97994335610099) | Con Edison | 300 WEST END AVENUE ASSOC. | 300 WEST END AVE ASSO | 352 PARK AVE MANHATTAN, NY 10010 (40.74183059982568, -73.98533708196332) | CA315591Y | 7/5/05 | ROCKMILLS MP-250 | 1 | 10.5 | 1991 | 2026 |  | 16 to 20 years old | S.T. JOHNSON FD 68 CA 300 HM | #6 | 114975 | 80482 | 17246 | 12072 | Yes | 2016 | Condominiums | 6 | 125030 | 1 | 13 | 32 | 35 | 1917 |  | YES
1013330001 | 305 40 STREET Manhattan, NY 10016 (40.748480276809815, -73.97293140968672) | Con Edison | 305 EAST 40TH OWNERS % D.E. PROPERTY MGT. | 305 E 4OTH OWNERS COR | 675 THIRD AVENUE NEW YORK, NY 10017 (40.75129610835038, -73.97404990585339) | CB116408H | 7/4/05 | FEDERAL/EASTMOND FST - 250 (EXSTG) | 2 | 8.3 | 2008 | 2043 | DUAL FUEL | Fewer than 5 years old | S.T. JOHNSON FD68 - CAHM SIZE 250 (NEW) | #6 | 114975 | 80482 | 17246 | 12072 | Yes | 2013 | Elevator Apartments | 4 | 369736 | 1 | 21 | 305 | 306 | 1963 |  | YES
1008830001 | 387 PARK AVENUE Manhattan, NY 10016 (40.74267599342775, -73.98443096303201) | Con Edison | 387 P.A.S ENTERPRISES. | 387 PARK SOUTH L.L.C. | 387 PARK AVENUE MANHATTAN, NY 10016 (40.74267599342775, -73.98443096303201) | CA249584N | 7/7/05 | FEDERAL PLW 265 | 1 | 10.3 | 1984 | 2019 |  | 26 to 30 years old | HEVEOIL DEG 105 P | #6 | 114975 | 80482 | 17246 | 12072 | Yes | 2013 | Condominiums | 2 | 183913 | 1 | 12 | 0 | 14 | 1910
1013780033 | 580 PARK AVENUE Manhattan, NY 10021 (40.76920532766377, -73.959183941086) | Con Edison | 580 PARK AVE,INC. | 580 PARK AVE | 580 PARK AVENUE MANHATTAN, NY 10021 (40.76920532766377, -73.959183941086) | CA087177R | 7/7/05 | KEWANEE NKNOWN-PRT. FIREBOX TYPE | 1 | 4.2 | 1977 | 2012 |  | 31 to 35 years old | I.C.I. DE63S | #6 | 114975 | 80482 | 17246 | 12072 | Yes | 2018 | Walk-Up Apartments | 4 | 183919 | 1 | 14 | 53 | 53 | 1923 |  | YES
1018947501 | 600 111 STREET Manhattan, NY 10025 (40.804859421291, -73.96638135192234) | Con Edison | BROADWAY 111 OWENERS CORP. C/O ORSID REALTY CORP. | BROADWAY 111 STREET C | 600 111th STREET NEW YORK, NY 10025 (40.804859421291, -73.96638135192234) | CA350686K | 7/6/05 | ROCKMILLS MP 300 | 2 | 11.9 | 1986 | 2021 |  | 21 to 26 years old | I.C.I. DEG 145 P | #6 | 114975 | 80482 | 17246 | 12072 | Yes | 2014 | Elevator Apartments | 9 | 174081 | 1 | 15 | 147 | 148 | 1926 | YES
1012050029 | 315 CENTRAL PARK Manhattan, NY 10025 (40.78884679402462, -73.96679561230205) | Con Edison | BROOKFORD APT.MANAGEMENT CO. | BROOKFORD, LLC | 315 CENTRAL PARK MANHATTAN, NY 10025 (40.78884679402462, -73.96679561230205) | CA136466L | 7/6/05 | ROCKMILLS MP 200 | 1 | 6.3 | 1966 | 2010 |  | 41 - 45 years old | RAY AEOR141 SIZE 200 | #6 | 114975 | 80482 | 17246 | 12072 | Yes | 2015 | Walk-Up Apartments | 6 | 109769 | 2 | 12 | 51 | 51 | 1911
1012367502 | 215 88 STREET Manhattan, NY 10024 (40.7891804588705, -73.97445156601788) | Con Edison | BROWN SIMON & FURTSCH INC |  |  | CA281095M | 7/6/05 | ROCKMILLS MP-300 | 1 | 11.93 | 1995 | 2030 | DUAL FUEL | 11 to 15 years old | HEVE DEG 145 (P) | #6 | 114975 | 80482 | 17246 | 12072 | Yes | 2016 | Elevator Apartments | 6 | 147241 | 1 | 12 | 92 | 95 | 1915 | YES
1008590026 | 29 29 STREET Manhattan, NY 10016 (40.74462748489511, -73.98516706051645) | Con Edison | CARROLL,DONALD M. | MANNE, ROBERT J | 30 30 STREET MANHATTAN, NY 10016 (40.74516932195915, -73.98469971814558) | CA353372L | 7/6/05 | ROCKMILLS MP-250 | 1 | 10.5 | 1972 | 2010 |  | 36 - 40 year old | IRON FIREMAN AO6-15-80 | #6 | 114975 | 80482 | 17246 | 12072 | Yes | 2019 | Elevator Apartments | 2 | 142851 | 3 | 12 | 6 | 10 | 1902
1019900064 | 448 RIVERSIDE DRIVE Manhattan, NY 10027 (40.80939261051333, -73.96535830093933) | Con Edison | COLUMBIA UNIVERSITY | TRUSTEES OF COLUMBIA | 400 119TH STREET MANHATTAN, NY 10027 (40.808041658732606, -73.9580165248943) | CA254394Z | 7/5/05 | FEDERAL FST 300 | 1 | 11.4 | 1994 | 2029 |  | 16 to 20 years old | HEVE DEG 145 (P) | #6 | 114975 | 80482 | 17246 | 12072 | Yes | 2020 | Elevator Apartments | 9 | 60576 | 1 | 12 | 26 | 26 | 1910
1008280035 | 220 5 AVENUE Manhattan, NY 10001 (40.74373257064336, -73.9880340051811) | Con Edison | DINO & SONS REALTY | DINO SON REALTY COR | 177 BEAZH147TH ST NEPONIST, NY 11694 (40.5695505239579, -73.86229763722643) | CA236283R | 7/6/05 | ROCKMILLS MP 250 | 1 | 10.36 | 1983 | 2018 |  | 26 to 30 years old | ICI DEG 105 P | #6 | 114975 | 80482 | 17246 | 12072 | Yes | 2018 | Elevator Apartments | 3 | 134706 | 1 | 20 | 0 | 36 | 1912
1015290001 | 201 83 STREET Manhattan, NY 10028 (40.77685975270769, -73.95531801604884) | Con Edison | HOFFMAN MGMT | SAXON TOWERS OWNERS C | 300 55 STREET NEW YORK, NY 10019 (40.76543669712509, -73.98393298423655) | CA322470N | 7/6/05 | FEDERAL (2) | 2 | 5.32 | 1970 | 2010 |  | 36 - 40 year old | ENTERPRIZE H3P TYPE A-LPC | #6 | 114975 | 80482 | 17246 | 12072 | Yes | 2019 | Elevator Apartments | 5 | 96699 | 1 | 18 | 115 | 120 | 1964 |  | YES
1008650042 | 36 36 STREET Manhattan, NY 10016 (40.748903062900816, -73.98172017622849) | Con Edison | MARBARU ASSOC % CHARLES H. GREENTHAL | DRMBRE-36TH LLC | 4 PARK AVENUE MANHATTAN, NY 10016 (40.74650915812013, -73.98194367109245) | CB703005Z | 7/4/05 | BEST 5C - 125 (NEW) | 2 | 4.1 | 2005 | 2040 | DUAL FUEL | 5 to 10 years old | ICI DEG - 54P (NEW) | #6 | 114975 | 80482 | 17246 | 12072 | Yes | 2015 | Walk-Up Apartments | 3 | 128072 | 1 | 13 | 109 | 113 | 1949
1021790170 | 116 PINEHURST AVENUE Manhattan, NY 10018 (40.756840774582145, -73.99669149981281) | Con Edison | MIDBORO MANAGEMENT INC. | HUDSON VIEW GARDENS I | 148 37TH STREET MANHATTAN, NY 10018 (40.75251096987246, -73.98836465376176) | CA117281L | 7/7/05 | CLEAVER BROOKS CB 400-300 | 1 | 12.6 | 1981 | 2016 |  | 26 to 30 years old | CLEAVER BROOKS CB 400-300 | #6 | 114975 | 80482 | 17246 | 12072 | Yes | 2019 | Educational Structures | 7 | 540000 | 14 | 6 | 353 | 353 | 1925 |  | YES
1014130071 | 895 PARK AVENUE Manhattan, NY 10021 (40.77360343863116, -73.96179703944546) | Con Edison | PARK 79 CORP % GUMLEY HAFT LLC | PARK SEVENTY-NINTH CO | 895 PARK AVE NEW YORK, NY 10075 (40.77543373225578, -73.96046322998954) | CB539003R | 7/6/05 | ROCKMILLS MP-200 (EXSTG) | 1 | 6.6 | 2003 | 2038 | DUAL FUEL | 5 to 10 years old | ICI DEG-84P (NEW) | #6 | 114975 | 80482 | 17246 | 12072 | Yes | 2013 | Elevator Apartments | 4 | 216186 | 1 | 21 | 37 | 44 | 1930 |  | YES
1018337504 | 400 CENTRAL PARK Manhattan, NY 10025 (40.79410707423254, -73.9629675733178) | Con Edison | THE 400 CPW CONDO % COOPER SQUARE | 400 CENTRAL PARK W CO | 6 43 STREET NEW YORK, NY 10017 (40.75381517729913, -73.97967506743592) | CB415803J | 7/4/05 | PACIFIC 75L2 (EXISTING) | 2 | 15.49 | 2003 | 2038 | DUAL FUEL | 5 to 10 years old | HEVE DEG-145P (NEW) | #6 | 114975 | 80482 | 17246 | 12072 | Yes | 2013 | Elevator Apartments | 8 | 324023 | 1 | 19 | 414 | 414 | 1960 | YES
1008060076 | 371 7 AVENUE Manhattan, NY 10001 (40.74890421082256, -73.99214910419215) | Con Edison | THE DENIHAN COMPANY | 371 SEVENTH AVENUE CO | 551 FIFTH AVE MANHATTAN, NY 10176 (40.75525900020273, -73.97960599971708) | CA050582L | 7/5/05 | ROCKMILLS MP250 | 1 | 8.4 | 1982 | 2017 |  | 26 to 30 years old | ICI DEG-105 | #6 | 114975 | 80482 | 17246 | 12072 | Yes | 2016 | Elevator Apartments | 3 | 473391 | 1 | 28 | 529 | 538 | 1929
1015187501 | 120 90 STREET Manhattan, NY 10128 (40.78234962687773, -73.95450117089311) | Con Edison | TRAFALGER HOUSE CONDO % GREENTHAL & CO |  | 4 PARK AVENUE MANAHTTAN, NY 10016 (40.74650915812013, -73.98194367109245) | CB499003R | 7/5/05 | BEST 5C-125 (NEW) | 2 | 4.18 | 2003 | 2038 | DUAL FUEL | 5 to 10 years old | INDUSTRIAL COMBUSTION DEG-54(P) (NEW) | #6 | 114975 | 80482 | 17246 | 12072 | Yes | 2018 | Walk-Up Apartments | 4 | 81461 | 1 | 15 | 104 | 106 | 1962 | YES
1015130015 | 125 84 STREET Manhattan, NY 10028 (40.778468438866184, -73.95716832431619) | Con Edison | 125 EAST 84TH STREET CORP. | 125 E 84TH ST CORP | 6 43rd th ST MANHATTAN, NY 10017 (40.75245652744684, -73.97297648087982) | CA122978H | 7/6/05 | ROCKMILLS MP 150 | 1 | 6.72 | 1978 | 2013 |  | 31 to 35 years old | HEVEOIL DE-63P (I.C.I.) | #4 | 114464 | 80125 | 16597 | 11618 | Yes | 2013 | Elevator Apartments | 4 | 81180 | 1 | 9 | 44 | 47 | 1928 |  | YES
1018780025 | 207 106 STREET Manhattan, NY 10025 (40.80072201996046, -73.96629673716951) | Con Edison | RIMA 106 L P | 207-211 FO LLC | 574 CEDARHURST NY 11516-0574 (40.63035943500745, -73.72995581741695) | CA356986J | 7/6/05 | FEDERAL FST-150 | 1 | 6.3 | 1986 | 2021 |  | 21 to 26 years old | IND. COMB. DEG-63(P) | #6 | 114464 | 80125 | 17170 | 12019 | Yes | 2018 | Elevator Apartments | 8 | 108052 | 1 | 16 | 76 | 76 | 1926
1015820046 | 510 86 STREET Manhattan, NY 10028 (40.77572003357507, -73.94669277358547) | Con Edison | GUMLEY HAFT | 510 EAST 86TH ST OWNE | 510 86 STREET MANHATTAN, NY 10028 (40.77572003357507, -73.94669277358547) | CA048879J | 7/6/05 | NATIONAL RADIATOR CA7820 | 1 | 14.75 | 1979 | 2014 |  | 31 to 35 years old | I C I DE 105-S | #4 | 113880 | 79716 | 16513 | 11559 | Yes | 2022 | Elevator Apartments | 5 | 123333 | 1 | 21 | 94 | 94 | 1958 |  | YES
1008660064 | 220 MADISON AVENUE Manhattan, NY 10016 (40.749497763361944, -73.98171696865228) | Con Edison | MURRY HOUSE OWNERS CORP. | MURRAY HOUSE OWNERS C | 50 17TH ST MANHATTAN, NY 10011 (40.738563940959885, -73.99384605181096) | CA284983Y | 7/5/05 | FEDERAL FST 400 | 1 | 16 | 1983 | 2018 |  | 26 to 30 years old | I.C.I DEG 175 (P) | #6 | 113472 | 79430 | 17021 | 11915 | Yes | 2016 | Office Buildings | 3 | 211910 | 1 | 15 | 198 | 200 | 1941 |  | YES
1021730015 | 1 SICKLES STREET Manhattan, NY 10040 (40.86030323059197, -73.92701120960999) | Con Edison | 1 SICKLES STREET CO. | ONE SICKLES ST COMPAN | 1841 BROADWAY STE 1000 10FL N Y 10023 (40.774536138232236, -73.97994335610099) | CB340400J | 7/5/05 | FEDERAL FST-250 | 1 | 10.5 | 2000 | 2035 | DUAL FUEL | 5 to 10 years old | IND.COMB. DEG-105 P | #6 | 113442 | 79409 | 17016 | 11911 | Yes | 2013 | Office Buildings | 10 | 131260 | 2 | 6 | 134 | 145 | 1929
1014097502 | 130 75 STREET Manhattan, NY 10021 (40.77233765674639, -73.96079336861025) | Con Edison | 130 EAST 75TH ST.CONDO.%GREENTHAL & CO. | 130 E 75 STREET OWNER | 4 PARK AVE MANHATTAN, NY 10016 (40.74650915812013, -73.98194367109245) | CA366490P | 7/7/05 | FEDERAL FST-250 | 1 | 10.4 | 1990 | 2025 |  | 16 to 20 years old | ICI DEG-105P | #6 | 113442 | 79409 | 17016 | 11911 | Yes | 2019 | Elevator Apartments | 4 | 128588 | 1 | 11 | 58 | 60 | 1929 | YES
1012390023 | 215 91 STREET Manhattan, NY 10024 (40.79106012012908, -73.97308125786984) | Con Edison | 215 W. 91 ST. CORP. % DOUGLAS ELLIMAN PROP. | 215 W 91 ST CORP | 675 THIRD AVENUE MANHATTAN, NY 10017 (40.75129610835038, -73.97404990585339) | CB566703K | 7/6/05 | (EXISTING) ROCKMILLS MP 250 | 1 | 8.36 | 2003 | 2038 | DUAL FUEL | 5 to 10 years old | (NEW) INDUSTRIAL COMBUSTION DEG 105 | #6 | 113442 | 79409 | 17016 | 11911 | Yes | 2019 | Walk-Up Apartments | 6 | 150033 | 1 | 13 | 94 | 96 | 1917 |  | YES
1011170036 | 50 CENTRAL PARK Manhattan, NY 10023 (40.77178548888748, -73.97925351561796) | Con Edison | 50 C. P. W. TENANTS CORP. % AKAM ASS. | AKAM ASSOCIATES | 8 38TH ST NEW YORK, NY 10018 (40.751314393861094, -73.98349762627032) | CB000803K | 7/5/05 | (EXISTING) ROCKMILLS-MP 250 | 1 | 8.37 | 2003 | 2038 | DUAL FUEL | 5 to 10 years old | (NEW) IC-DEG 105P | #6 | 113442 | 79409 | 17016 | 11911 | Yes | 2017 | Elevator Apartments | 6 | 122273 | 1 | 12 | 40 | 43 | 1907 |  | YES
1018887502 | 817 END AVENUE Manhattan, NY 10025 (40.79685012763133, -73.96372581059762) | Con Edison | 817 WEST END CO/GOLDWASSE |  | 148 37TH STREET NEW YORK, NY 10018 (40.75269934978621, -73.98872268726052) | CA248888H | 7/4/05 | YORK SHIPLEY WRL-250 | 1 | 10.4 | 1988 | 2023 |  | 21 to 26 years old | ICI DEG 105 P | #6 | 113442 | 79409 | 17016 | 11911 |  |  | Walk-Up Apartments | 9 | 145222 | 2 | 8 | 33 | 33 | 1940
1018817501 | 504 110 STREET Manhattan, NY 10025 (40.803035811234146, -73.96406219460104) | Con Edison | AMHERST CORTLANDT CONDOMINIM | AMHERST CORTLANDT CON | 504 510 WEST110TH STREET MANHATTAN, NY 10025 (40.79685012763133, -73.96372581059762) | CA405287Z | 7/6/05 | FEDERAL FST 250 SP | 1 | 10.4 | 1987 | 2022 |  | 21 to 26 years old | ICI DEG 105 P | #6 | 113442 | 79409 | 17016 | 11911 | Yes | 2021 | Elevator Apartments | 8 | 94023 | 2 | 12 | 148 | 148 | 1911 | YES
1012360037 | 210 89 STREET Manhattan, NY 10024 (40.789711583135045, -73.97392341110213) | Con Edison | CAFIM STONEHENGE LLC | CADIM STONEHENGE LLC | 888 SEVETH AVE MANHATTAN, NY 10106 (40.76477099998169, -73.98039099994463) | CA271892X | 7/5/05 | FEDERAL FST-250 | 1 | 10.4 | 1992 | 2027 |  | 16 to 20 years old | IND. COMB. DEG-105 (P) | #6 | 113442 | 79409 | 17016 | 11911 | Yes | 2016 | Walk-Up Apartments | 6 | 133284 | 1 | 12 | 150 | 152 | 1963
1013980060 | 136 64 STREET Manhattan, NY 10021 (40.76920532766377, -73.959183941086) | Con Edison | DOUGLAS ELLIMAN AAF136 E.64 ST.CORP | 136 E 64 ST CORP | 136 64TH ST N Y 10065 (40.76552979118108, -73.96639486161955) | CB341000X | 7/5/05 | ROCKMILLS MP-250 | 1 | 10.5 | 2000 | 2035 | DUAL FUEL | 5 to 10 years old | INDUSTRIAL COMB. DEG-105 P | #6 | 113442 | 79409 | 17016 | 11911 | Yes | 2018 | Walk-Up Apartments | 4 | 138990 | 1 | 11 | 61 | 77 | 1928 |  | YES
1022190001 | 101 POST AVENUE Manhattan, NY 10034 (40.86428722718176, -73.92077890794695) | Con Edison | ENF. 6/30/92 | POST AVENUE ASSOCIATE | 1274 49TH STREET BROOKLYN, NY 11219 (40.635345584477456, -73.99272455499542) | CA456287Z | 7/7/05 | ROCKMILLS MP 250 | 1 | 10.4 | 1987 | 2022 |  | 21 to 26 years old | INDUSTRIAL COMBUSTION DEG 105 P | #6 | 113442 | 79409 | 17016 | 11911 | Yes | 2019 | Walk-Up Apartments | 10 | 94100 | 1 | 6 | 121 | 121 | 1927
1012400024 | 215 92 STREET Manhattan, NY 10025 (40.79168960661126, -73.97261977602297) | Con Edison | INSIGNIA RESIDENTIAL GROUP | 215 EQUITIES CORP | 5701 ARLINGTON AVENUE N Y 10471 (40.90647653354831, -73.90679875550259) | CB311100K | 7/5/05 | EXISTING-ROCKMILLS-MP 250 | 1 | 10.5 | 2000 | 2035 | DUAL FUEL | 5 to 10 years old | (NEW) INDUST. COMB.-DEG 105 P | #6 | 113442 | 79409 | 17016 | 11911 | Yes | 2020 | Elevator Apartments | 6 | 223179 | 1 | 15 | 146 | 155 | 1922 |  | YES
1012530021 | 711 END AVENUE Manhattan, NY 10025 (40.79685012763133, -73.96372581059762) | Con Edison | KALED MANAGEMENT CORP. | STEVEN N. MILLER FAMI | 7001 BRUSH HOLLOW ROAD WESTBURY, NY 11590 (40.77841790737546, -73.55890314606256) | CA183399M | 7/7/05 | EXISTING FEDERAL FST-250 | 1 | 10.4 | 1999 | 2034 | DUAL FUEL | 11 to 15 years old | NEW I.C. DEG-105 P | #6 | 113442 | 79409 | 17016 | 11911 | Yes | 2013 | Walk-Up Apartments | 6 | 192000 | 1 | 6 | 145 | 145 | 1951
1014970021 | 35 85 STREET Manhattan, NY 10028 (40.78018747801442, -73.95925150840809) | Con Edison | MAXWELL KATES INC. AGENT. | WESTMINSTER HOUSE OW | 9 38TH STREET MANHATTAN, NY 10028 (40.776344978837756, -73.95296667956859) | CA158696Y | 7/7/05 | FEDERAL FST 250 | 2 | 10.4 | 1996 | 2031 | DUAL FUEL | 11 to 15 years old | I.C. DEG-105P | #6 | 113442 | 79409 | 17016 | 11911 | Yes | 2017 | Warehouses | 4 | 242861 | 1 | 16 | 154 | 169 | 1959 |  | YES
1018780042 | 220 107 STREET Manhattan, NY 10025 (40.801379676685144, -73.96594739931858) | Con Edison | MILBROOK PROPERTIES | NYC 107, LLC | 42 BAYVIEW AVENUE MANHASSET, NY 11030 (40.799023427515465, -73.70257640397784) | CA068993L | 7/6/05 | FEDERAL FST 250 | 1 | 10.5 | 1993 | 2028 |  | 16 to 20 years old | I.C.I. DEG-105 P | #6 | 113442 | 79409 | 17016 | 11911 | Yes | 2018 | Walk-Up Apartments | 8 | 50820 | 1 | 6 | 61 | 61 | 1925
1022190001 | 101 POST AVENUE Manhattan, NY 10034 (40.86428722718176, -73.92077890794695) | Con Edison | MP MANAGEMENT | POST AVENUE ASSOCIATE | 1274 49 STREET BROOKLYN, NY 11219 (40.635345584477456, -73.99272455499542) | CB080606Z | 7/4/05 | FEDERAL FST - 250 (NEW) | 1 | 8.3 | 2006 | 2041 | DUAL FUEL | Fewer than 5 years old | I. C. DEG - 105 (P) (EXSTG) | #6 | 113442 | 79409 | 17016 | 11911 | Yes | 2019 | Office Buildings | 10 | 94100 | 1 | 6 | 121 | 121 | 1927
1012940033 | 480 PARK AVENUE Manhattan, NY 10022 (40.762528939566494, -73.97022363311783) | Con Edison | DOUGLAS,ELLIMAN,GIBBONS & IVES | LOEB JR, JOHN L | 909 3 AVENUE MANHATTAN, NY 10022 (40.75866185484051, -73.96870377888831) | CA093678X | 7/5/05 | ROCKMILLS MP-250 | 2 | 10.8 | 1978 | 2013 |  | 31 to 35 years old | ICI DEG-105P | #6 | 112712 | 78898 | 16907 | 11835 | Yes | 2014 | Condominiums | 4 | 375239 | 1 | 19 | 134 | 142 | 1929 |  | YES
1011477501 | 161 75 STREET Manhattan, NY 10023 (40.780108866491254, -73.97907632952133) | Con Edison | HELLER REALTY |  | 148 37TH ST MANHATTAN, NY 10018 (40.75251096987246, -73.98836465376176) | CA045576Z | 7/7/05 | ROCKMILLS MP300 | 1 | 10.8 | 1976 | 2011 |  | 31 to 35 years old | HEVEOIL DE 105 | #6 | 112712 | 78898 | 16907 | 11835 | Yes | 2017 | Elevator Apartments | 6 | 187911 | 1 | 15 | 132 | 135 | 1925 | YES
1007780048 | 214 29 STREET Manhattan, NY 10001 (40.748030568826145, -73.99341002083841) | Con Edison | WALSAM TWENTY-NINE CO. | WALSAM TWENTY-NINE CO | 419 PARK AVENUE MANHATTAN, NY 10016 (40.743735340676835, -73.98364802421948) | CA061469N | 7/6/05 | FITZGIBBON 35 | 2 | 10.8 | 1969 | 2010 |  | 41 - 45 years old | TODD RAH-D | #6 | 112712 | 78898 | 16907 | 11835 | Yes | 2018 | Elevator Apartments | 3 | 125042 | 1 | 16 | 0 | 54 | 1925
1008010001 | 275 7 AVENUE Manhattan, NY 10001 (40.745639671856225, -73.99452331434952) | Con Edison | C.B RICHARD ELLIS | 275 SEVENTH AVENUE BU | 275 SEVENTH AVE NEWYORK, NY 10001 (40.745639671856225, -73.99452331434952) | CA276081P | 7/4/05 | ROCKMILLS MP-600 | 2 | 25.2 | 1981 | 2016 |  | 26 to 30 years old | HEV-E-OIL DEG-252 (P) | #6 | 112320 | 78624 | 16848 | 11794 | Yes | 2021 | Elevator Apartments | 3 | 548680 | 1 | 27 | 0 | 50 | 1928
1008840048 | 402 3 AVENUE Manhattan, NY 10016 (40.74239311933047, -73.98053885679388) | Con Edison | A.K.A 154 E 29TH STREET | DUNKIN' BRANDS ACQUIS | 103 55 STREET MANHATTAN, NY 10019 (40.76312503200586, -73.97825056178426) | CA106877Z | 7/5/05 | ROCKMILLS MP 200 | 1 | 8.5 | 1977 | 2012 |  | 31 to 35 years old | HEV-E OIL DE-84S | #6 | 111325 | 77928 | 16699 | 11689 | Yes | 2014 | Office Buildings | 2 | 137628 | 1 | 17 | 145 | 150 | 1974
1008270044 | 212 5 AVENUE Manhattan, NY 10010 (40.74330143458002, -73.98830899912707) | Con Edison | FM RING ASSOCIATES INC. | FRANK RING | 20 47 STREET MANHATTAN, NY 10036 (40.7569253914677, -73.97925477654863) | CA243572Z | 7/7/05 | ROCKMILLS MP300 | 1 | 10.7 | 1972 | 2010 |  | 36 - 40 year old | KEWANEE KF 10-1562-04 | #6 | 111325 | 77928 | 16699 | 11689 | Yes | 2017 | Walk-Up Apartments | 3 | 165401 | 1 | 21 | 0 | 1 | 1913
1014380001 | 301 63 STREET Manhattan, NY 10021 (40.76920532766377, -73.959183941086) | Con Edison | ORSID REALTY CORP. | PELZER, JOAN | 1740 BROADWAY MANHATTAN, NY 10019 (40.76509834187077, -73.98206124052132) | CA023498P | 7/5/05 | FEDERAL FST-175 | 2 | 7.11 | 1998 | 2033 | DUAL FUEL | 11 to 15 years old | INDUSTRIAL COMB. MMG-84 P | #4 | 111252 | 77876 | 16132 | 11292 | Yes | 2018 | Elevator Apartments | 5 | 146061 | 1 | 16 | 166 | 171 | 1959 |  | YES
1007670054 | 216 18 STREET Manhattan, NY 10011 (40.741235831114686, -73.99835357366396) | Con Edison | WILLIAMS REAL ESTATE | 216 WEST 18 OWNER LLC | 380 MADISON AVE MANHATTAN, NY 10017 (40.755596213835844, -73.97727528530339) | CA245071J | 7/7/05 | FEDERAL FST 300 | 1 | 8 | 1971 | 2010 |  | 36 - 40 year old | TODD AO-11 | #6 | 111143 | 77800 | 16671 | 11670 | Yes | 2017 | Walk-Up Apartments | 3 | 167210 | 1 | 12 | 0 | 77 | 1912
1011960029 | 225 CENTRAL PARK Manhattan, NY 10024 (40.78309010964309, -73.97099741328788) | Con Edison | ALDEN OWNERS INC. | ALDEN OWNERS INC (THE | 225 CENTRAL PARK NEW YORK, NY 10024 (40.78289858353014, -73.97109597548626) | CA118577P | 7/5/05 | PACIFIC 229 | 1 | 14.53 | 1977 | 2012 |  | 31 to 35 years old | HEV-E-OIL DE 105 S | #6 | 111000 | 77700 | 16650 | 11655 | Yes | 2016 | Walk-Up Apartments | 6 | 245676 | 1 | 16 | 338 | 345 | 1926 |  | YES
1021790005 | 1380 RIVERSIDE DRIVE Manhattan, NY 10033 (40.851444042449614, -73.94218871138271) | Con Edison | COMITY REALTY CORP. /VINCENT G. | COMITY REALTY CORP | 15 40 STREET MANHATTAN, NY 10016 (40.751568792268756, -73.98022341069209) | CA143565M | 7/5/05 | FEDERAL FMA 1518 | 2 | 5.32 | 1965 | 2010 |  | 41 - 45 years old | PETRO WD6AH | #6 | 110960 | 77672 | 16644 | 11651 | Yes | 2019 | Hotels | 7 | 142600 | 1 | 19 | 138 | 138 | 1967
1014090033 | 175 74 STREET Manhattan, NY 10021 (40.77134971676803, -73.96025893492296) | Con Edison | DOUGLAS,ELLIMAN,GIBBONS & IVES | 175 E 74 STREET CORP | 909 3 AVENUE MANHATTAN, NY 10022 (40.75866185484051, -73.96870377888831) | CA014473Y | 7/6/05 | FEDERAL # FLW 1518 | 2 | 10.6 | 1973 | 2010 |  | 36 - 40 year old | PETRO WD6AH | #6 | 110960 | 77672 | 16644 | 11651 | Yes | 2019 | Walk-Up Apartments | 4 | 107600 | 1 | 21 | 96 | 99 | 1963 |  | YES
1005450015 | 726 BROADWAY Manhattan, NY 10003 (40.729361943125866, -73.99342614147378) | Con Edison | THE GUARDIAN LIFE INSURANCE CO. | NEW YORK UNIVERSITY | 10 ASTORIA MANHATTAN, NY 10003 (40.729992944114834, -73.99259500832595) | CA093176X | 7/5/05 | FEDERAL FST-400 | 1 | 16.8 | 1976 | 2011 |  | 31 to 35 years old | ST JOHNSON FD 68 CA SIZE 400 | #6 | 110880 | 77616 | 16632 | 11642 | Yes | 2015 | Elevator Apartments | 2 | 326464 | 1 | 10 | 0 | 8 | 1917
1008610022 | 135 MADISON AVENUE Manhattan, NY 10016 (40.74601738710851, -73.98421708389372) | Con Edison | TRAVEL INC | TRANEL I LLC | 380 MADISON AVENUE MANHATTAN, NY 10017 (40.755596213835844, -73.97727528530339) | CA272271H | 7/6/05 | FEDERAL FST-300 | 1 | 11.7 | 1971 | 2010 |  | 36 - 40 year old | IRON FIREMAN A06-15 | #6 | 110376 | 77263 | 16556 | 11589 | Yes | 2021 | Elevator Apartments | 2 | 146013 | 1 | 12 | 0 | 2 | 1912
1007880049 | 530 7 AVENUE Manhattan, NY 10018 (40.75394041418667, -73.98846188387205) | Con Edison | L & J RALTY LLC | 475 ADLER REALTY LG, | 530 SEVENTH AVENUE MANHATTAN, NY 10018 (40.75394041418667, -73.98846188387205) | CA093689L | 7/5/05 | HEGGIE SIMPLEX #328 | 2 | 12.94 | 1989 | 2024 |  | 21 to 26 years old | HEVE DEG 84 S | #4 | 110250 | 77175 | 15986 | 11190 | Yes | 2018 | Walk-Up Apartments | 3 | 408130 | 1 | 30 | 0 | 99 | 1929
1004720004 | 247 CENTRE STREET Manhattan, NY 10013 (40.72010274215816, -73.99830547420983) | Con Edison | A. TRENKMANN EST INC. | A TRENKMANN EST INC | 187 LAFAYETTE STREET MANHATTAN, NY 10013 (40.7208228454064, -73.99835232351472) | CA222084R | 7/7/05 | FEDERAL EASTMOND #FST-250 SP | 1 | 9.98 | 1984 | 2019 |  | 26 to 30 years old | IND COMB MM105-P | #4 | 110240 | 77168 | 15985 | 11189 |  |  | Elevator Apartments | 1 | 30718 | 1 | 7 | 0 | 19 | 1900
1021800200 | 729 186 STREET Manhattan, NY 10033 (40.85347090881039, -73.93519033094519) | Con Edison | 729 W 186TH CORP. | 729 WEST 186TH STREET | 199 LEE AVE BROOKLYN, NY 11211 (40.70196753163612, -73.95570905231308) | CA146082L | 7/4/05 | federal-fst-125 | 1 | 5.62 | 1982 | 2017 | DUAL FUEL | 26 to 30 years old |  | #6 | 110150 | 77105 | 16522 | 11566 | Yes | 2020 | Office Buildings | 7 | 79328 | 1 | 6 | 73 | 73 | 1940
1008320066 | 38 31 STREET Manhattan, NY 10001 (40.747318198215666, -73.98784979675499) | Con Edison | 1234 BROADWAY LLC | 1234 BROADWAY LLC | 38 31 STREET NEW YORK, NY 10001 (40.747318198215666, -73.98784979675499) | CA494085H | 7/5/05 | ROCKMILLS MP250SS | 1 | 9.98 | 1985 | 2020 |  | 21 to 26 years old | ICI MMG 105 P | #4 | 110000 | 77000 | 15950 | 11165 | Yes | 2022 | Elevator Apartments | 3 | 133394 | 1 | 12 | 254 | 265 | 1969
1001500031 | 299 BROADWAY Manhattan, NY 10007 (40.71502674997885, -74.00564792785195) | Con Edison | OLDMSTEAD PROPERTIES | FOOD SCOPE NY LLC | 299 BROADWAY MANHATTAN, NY 10007 (40.71502674997885, -74.00564792785195) | CA224486Z | 7/4/05 | ROCKMILLS MP350 | 1 | 14.7 | 1986 | 2021 |  | 21 to 26 years old | ICI DEG 145P | #4 | 110000 | 77000 | 15950 | 11165 | Yes | 2020 | Elevator Apartments | 1 | 253033 | 1 | 18 | 0 | 97 | 1910
1015060065 | 4 95 STREET Manhattan, NY 10128 (40.78713766431376, -73.95616442792792) | Con Edison | BROWN HARRIS STEVENS INC. | 4 TENANTS CORP | 770 LEXINGTON AVENUE MANHATTAN, NY 10021 (40.76920532766377, -73.959183941086) | CA027474Z | 7/6/05 | ROCKMILLS MP-150 | 1 | 6.3 | 1974 | 2010 |  | 36 - 40 year old | IRON FIREMAN A06-6.3 | #6 | 110000 | 77000 | 16500 | 11550 | Yes | 2016 | Elevator Apartments | 4 | 65656 | 1 | 9 | 37 | 37 | 1923 |  | YES
1020020069 | 593 RIVERSIDE DRIVE Manhattan, NY 10031 (40.82189729581065, -73.95669653143203) | Con Edison | 593 RIVERSIDE ASSOCATION | 593 RIVERSIDE ASSOCS, | 369 62ND STREET MANHATTAN, NY 10021 (40.76920532766377, -73.959183941086) | CA132682H | 7/4/05 | ROCKMILLS #MP-150 | 1 | 6.3 | 1982 | 2017 |  | 26 to 30 years old | I.C.I. DEG-63-P | #4 | 109500 | 76650 | 15878 | 11114 | Yes | 2022 | Walk-Up Apartments | 7 | 61812 | 1 | 6 | 36 | 36 | 1905
1005067501 | 160 VARICK STREET Manhattan, NY 10013 (40.7266819634786, -74.00562094819111) | Con Edison | PARISH OF TRINITY CHURCH. |  | 74 TRINITY PLACE MANHATTAN, NY 10006 (40.70824586187791, -74.01263566001961) | CA295772H | 7/6/05 | PACIFIC 227 | 3 | 12.4 | 1972 | 2010 |  | 36 - 40 year old | ST JOHNSON FO68 SIZE 200 | #4 | 109500 | 76650 | 15878 | 11114 | Yes | 2016 | Walk-Up Apartments | 3 | 311477 | 1 | 12 | 0 | 45 | 1927 | YES
1008190039 | 122 5 AVENUE Manhattan, NY 10011 (40.73822026511448, -73.99198722622691) | Con Edison | 122 FIFTH ASSOCIATES | 122 FIFTH ASSOC | 120 5 AVENUE MANHATTAN, NY 10011 (40.73804408589418, -73.99216263713416) | CA091878L | 7/5/05 | ROCKMILLS MP-4-231 | 1 | 10 | 1978 | 2013 |  | 31 to 35 years old | ICI DE105 (S) | #6 | 109500 | 76650 | 16425 | 11498 | Yes | 2019 | Walk-Up Apartments | 3 | 181154 | 1 | 10 | 0 | 4 | 1900
1008660035 | 40 PARK AVENUE Manhattan, NY 10016 (40.74858045489202, -73.98039496526923) | Con Edison | 40 PARK AVENUE LLC % RUDIN MGT. | 40 PARK AVENUE, | 345 PARKE AVENUE NEW YORK, NY 10154 (40.7580227920517, -73.97317283130653) | CB145606N | 7/5/05 | FEDERAL FST - 200 (NEW) | 2 | 6.6 | 2006 | 2041 | DUAL FUEL | Fewer than 5 years old | ICI DEG - 84P (NEW) | #6 | 109500 | 76650 | 16425 | 11498 | Yes | 2016 | Walk-Up Apartments | 3 | 153398 | 1 | 19 | 153 | 160 | 1950
1022020009 | 416 206 STREET Manhattan, NY 10034 (40.86334968892609, -73.9184157090868) | Con Edison | 420 WEST 206TH ST. OWNERS CORP. | 420 WEST 206 STREET O | 733 YONKERS AVE YONKERS, NY 10704 (40.92365098316586, -73.86577167165724) | CA250782M | 7/5/05 | ROCKMILLS # MP-150 | 1 | 5.6 | 1982 | 2017 |  | 26 to 30 years old | I.C.I. DEG 63P | #6 | 109500 | 76650 | 16425 | 11498 | Yes | 2022 | Elevator Apartments | 10 | 77967 | 1 | 6 | 74 | 74 | 1946 |  | YES
1011180036 | 55 CENTRAL PARK Manhattan, NY 10023 (40.77208320579108, -73.97903406921088) | Con Edison | 55 CORP/WM MAY MGMTCO. | FIFTY FIVE CORP | 4 PARK AVENUE MANHATTAN, NY 10016 (40.74650915812013, -73.98194367109245) | CA014980Z | 7/6/05 | ROCKMILLS MP-250 | 1 | 10.4 | 1980 | 2015 |  | 26 to 30 years old | ICI DEG-105(P) | #6 | 109500 | 76650 | 16425 | 11498 | Yes | 2018 | Elevator Apartments | 6 | 231733 | 1 | 19 | 109 | 111 | 1930 |  | YES
1008610057 | 149 MADISON AVENUE Manhattan, NY 10016 (40.74634798637049, -73.9839190750185) | Con Edison | ABRAMSON BROS. INC. | 149 MADISON AVENUE | 501 5 AVENUE MANHATTAN, NY 10017 (40.753265922664696, -73.98103348391004) | CA017678L | 7/7/05 | PACIFIC 60L1 | 1 | 8.4 | 1978 | 2013 |  | 31 to 35 years old | YORK SHIPLEY C55-175 | #6 | 109500 | 76650 | 16425 | 11498 | Yes | 2021 | Elevator Apartments | 2 | 114103 | 1 | 12 | 0 | 31 | 1917
1008630060 | 183 MADISON AVENUE Manhattan, NY 10016 (40.7477404593968, -73.98294744115108) | Con Edison | BELMONT MADISON ASSOC. | ROCK NEW YORK (183 MA | 183 MADISON AVE MANHATTAN, NY 10016 (40.7477404593968, -73.98294744115108) | CA377487H | 7/6/05 | FEDERAL FST 300 | 1 | 11.92 | 1987 | 2022 |  | 21 to 26 years old | ICI DEG 145 P | #6 | 109500 | 76650 | 16425 | 11498 | Yes | 2013 | Hotels | 2 | 233484 | 1 | 17 | 0 | 30 | 1925
1005630031 | 817 BROADWAY Manhattan, NY 10003 (40.73318406175042, -73.99113287029905) | Con Edison | INDUSTRIAL BUILDINGS COMPANY | LAWRENCE LEVINE | 631 JERICHO NY 11753 (40.790111439191605, -73.54005401657957) | CA192169L | 7/5/05 | HEINE BOILER COMBUSTION ENGINEERING M952 | 1 | 8.4 | 1969 | 2010 |  | 41 - 45 years old | YORK SHIPLEY C55-175 | #6 | 109500 | 76650 | 16425 | 11498 | Yes | 2013 | Miscellaneous | 2 | 114000 | 1 | 14 | 0 | 15 | 1900
1008340057 | 18 33 STREET Manhattan, NY 10001 (40.747980400849244, -73.98561194658011) | Con Edison | PETER B. LEVY/33RD EQUITIES CO. LLC. | 33RD EQUITIES COMPANY | 551 FIFTH MANHATTAN, NY 10176 (40.75525900020273, -73.97960599971708) | CA066769H | 7/7/05 | RAISLER (2) HRT | 2 | 16.8 | 1969 | 2010 |  | 41 - 45 years old | ACE DPGH-65 | #6 | 109500 | 76650 | 16425 | 11498 | Yes | 2014 | Elevator Apartments | 3 | 153265 | 2 | 11 | 0 | 24 | 1912
1006360070 | 303 10 STREET Manhattan, NY 10014 (40.73321790652511, -74.00982667857532) | Con Edison | TENTH REALTY ASSOCIATES MGMT COMFORT | 150 CHARLES STREET HO | 200 MADISON AVENUE MANHATTAN, NY 10016 (40.74877830573848, -73.9822475686496) | CA374769M | 7/5/05 | FEDERAL FST 300 | 1 | 10.5 | 1969 | 2010 |  | 41 - 45 years old | TODD A0-11 | #6 | 109500 | 76650 | 16425 | 11498 | Yes | 2016 | Elevator Apartments | 3 | 214500 | 2 | 4 | 0 | 2 | 1938
1019950063 | 560 RIVERSIDE DRIVE Manhattan, NY 10027 (40.816256921689764, -73.96045173443474) | Con Edison | TRUSTEES OF COLUMBIA UNIVERSIT | TRUSTEES OF COLUMBIA | 34 MAIN ST SMITHTOWN, NY 11787 (40.8553463959025, -73.1929169680053) | CA045992H | 7/5/05 | FEDERAL FLR 3643 | 1 | 11.92 | 1992 | 2027 |  | 16 to 20 years old | IND. COMB. DEG-145(S) | #6 | 109500 | 76650 | 16425 | 11498 | Yes | 2015 | Elevator Apartments | 9 | 339104 | 1 | 26 | 182 | 182 | 1964
1019950063 | 560 RIVERSIDE DRIVE Manhattan, NY 10027 (40.816256921689764, -73.96045173443474) | Con Edison | TRUSTEES OF COLUMBIA UNIVERSITY | TRUSTEES OF COLUMBIA | 347 LENOX AVENUE NEW YORK, NY 10027 (40.80940160373359, -73.94438611121603) | CA344895X | 7/6/05 | FEDERAL FST-350 | 1 | 13.86 | 1995 | 2030 | DUAL FUEL | 11 to 15 years old | HEVE (ICI) DEG-145 S | #6 | 109500 | 76650 | 16425 | 11498 | Yes | 2015 | Elevator Apartments | 9 | 339104 | 1 | 26 | 182 | 182 | 1964
1019950063 | 560 RIVERSIDE DRIVE Manhattan, NY 10027 (40.816256921689764, -73.96045173443474) | Con Edison | TRUSTEES OF COLUMBIA UNIVERSITY | TRUSTEES OF COLUMBIA | 400 119 STREET MANHATTAN, NY 10027 (40.808041658732606, -73.9580165248943) | CB507605J | 7/4/05 | ROCKMILLS MP-350-SS (NEW) | 1 | 11.7 | 2005 | 2040 | DUAL FUEL | 5 to 10 years old | ICI DEG-145-0 (NEW) | #6 | 109500 | 76650 | 16425 | 11498 | Yes | 2015 | Elevator Apartments | 9 | 339104 | 1 | 26 | 182 | 182 | 1964
1019950063 | 560 RIVERSIDE DRIVE Manhattan, NY 10027 (40.816256921689764, -73.96045173443474) | Con Edison | TRUSTEES OF COLUMBIA UNIVERSITY | TRUSTEES OF COLUMBIA | 400 119 STREET MANHATTAN, NY 10027 (40.808041658732606, -73.9580165248943) | CA344995N | 7/6/05 | FEDERAL (EASTMOND)FST-350 | 1 | 13.86 | 1995 | 2030 | DUAL FUEL | 11 to 15 years old | HEVE (ICI)DEG-145 S | #6 | 109500 | 76650 | 16425 | 11498 | Yes | 2015 | Elevator Apartments | 9 | 339104 | 1 | 26 | 182 | 182 | 1964
1021800450 | 100 OVERLOOK TERRACE Manhattan, NY 10040 (40.856337220442754, -73.93515007397514) | Con Edison | OVERLOOK TERRACE | OVERLOOK TOWERS CORP | 641 LEXINGTON AVE MANHATTAN, NY 10022 (40.75912465400864, -73.97040202325856) | CA207193K | 7/6/05 | ROCKMILLS MP 250-SS | 1 | 10.4 | 1993 | 2028 |  | 16 to 20 years old | ICI DEG-105 P | #6 | 109481 | 76637 | 16422 | 11495 | Yes | 2020 | Elevator Apartments | 7 | 142470 | 1 | 6 | 171 | 172 | 1963 |  | YES
1018790001 | 245 107 STREET Manhattan, NY 10025 (40.801833198542, -73.96687508206672) | Con Edison | 107 WEST APARTMENT CORP | 107 WEST APARTMENT CO | 675 THIRD AVE MANHATTAN, NY 10017 (40.75129610835038, -73.97404990585339) | CA367572N | 7/7/05 | ROCKMILLS MP 350 | 1 | 13.75 | 1972 | 2010 |  | 36 - 40 year old | IRON FIREMAN -A06-15-100 | #6 | 109099 | 76369 | 16365 | 11455 | Yes | 2019 | Walk-Up Apartments | 8 | 197170 | 1 | 15 | 117 | 119 | 1929 |  | YES
1013610007 | 10 MITCHELL PLACE Manhattan, NY 10017 (40.752978625833535, -73.96655249131793) | Con Edison | STEWART HALL INC | STEWART HALL INC | 1740 BROADWAY NEW YORK, NY 10019 (40.76509834187077, -73.98206124052132) | CA393084N | 7/7/05 | ROCKMILLS MP-125 | 1 | 2.2 | 1984 | 2019 | DUAL FUEL | 26 to 30 years old | IND COMB DEG-54-P | #6 | 108815 | 76170 | 16322 | 11426 | Yes | 2021 | Walk-Up Apartments | 5 | 67000 | 1 | 13 | 99 | 101 | 1931 |  | YES
1015660010 | 425 86 STREET Manhattan, NY 10028 (40.77665136694738, -73.94875008006376) | Con Edison | 425 E 86TH ST APT CORP, C/O AKAM ASSOCIATES | 425 EAST 86 APARTMENT | 675 THIRD AVENUE NEW YORK, NY 10017 (40.75129610835038, -73.97404990585339) | CA030578K | 7/4/05 | ROCKMILLS MP 250 | 1 | 10.4 | 1978 | 2013 |  | 31 to 35 years old | HEVEOIL DE 105 | #6 | 108060 | 75642 | 16209 | 11346 | Yes | 2016 | Elevator Apartments | 5 | 112332 | 1 | 16 | 94 | 94 | 1929 |  | YES
1021647501 | 4260 BROADWAY Manhattan, NY 10033 (40.850482634032005, -73.93556376210864) | Con Edison | 4260 BROADWAY CONDOMINIUM. | THE 4260 BROADWAY CON |  | CA054079M | 7/6/05 | ROCKMILLS MP-250 | 1 | 10.4 | 1979 | 2014 |  | 31 to 35 years old | HEV-E-OIL DEG-105 P | #6 | 108040 | 75628 | 16206 | 11344 | Yes | 2014 | Walk-Up Apartments | 10 | 114097 | 2 | 6 | 114 | 129 | 1969 | YES
1010250054 | 250 54 STREET Manhattan, NY 10019 (40.76438459083905, -73.98341569590507) | Con Edison | ASCOT PROPERTIES | ASCOT PROPERTIES CO | 125 PARK AVENUE MANHATTAN, NY 10017 (40.75150189626578, -73.97791375384898) | CA109180M | 7/6/05 | ROCKMILLS #MP250 | 1 | 10.4 | 1980 | 2015 |  | 26 to 30 years old | ICI #DEG105P | #6 | 108040 | 75628 | 16206 | 11344 | Yes | 2015 | Elevator Apartments | 3 | 134441 | 1 | 12 | 0 | 35 | 1911
1013840037 | 710 PARK AVENUE Manhattan, NY 10021 (40.76964257681823, -73.96502555178847) | Con Edison | KREISEL COMPANY | 710 PARK AVE CORP | 675 THIRD AVE MANHATTAN, NY 10017 (40.75129610835038, -73.97404990585339) | CA393284H | 7/4/05 | ROCKMILLS MODEL MP-250 | 1 | 10.3 | 1984 | 2019 |  | 26 to 30 years old | IND COMB DEG-105-P | #6 | 108040 | 75628 | 16206 | 11344 | Yes | 2014 | Loft Buildings | 4 | 161000 | 1 | 20 | 84 | 87 | 1948 |  | YES
1018940031 | 390 RIVERSIDE DRIVE Manhattan, NY 10025 (40.805687403752586, -73.96757962635172) | Con Edison | LEEBAR MANAGEMENT CORP | 390 RIVERSIDE CORP | 51 42 STREET MANHATTAN, NY 10017 (40.75251835624147, -73.97850145559437) | CA180782L | 7/6/05 | ROCKMILLS MP-250 | 1 | 10.36 | 1982 | 2017 |  | 26 to 30 years old | INDUSTRIAL COMBUSTION MODEL DE-105-P | #6 | 108040 | 75628 | 16206 | 11344 | Yes | 2014 | Elevator Apartments | 9 | 157300 | 1 | 15 | 108 | 108 | 1924 |  | YES
1014980033 | 1040 PARK AVENUE Manhattan, NY 10028 (40.780488400491606, -73.95709353149005) | Con Edison | PARK-86 APARTMENT CORP. | PARK 86 APT CORP | 1040 PARK AVE MANHATTAN, NY 10028 (40.780488400491606, -73.95709353149005) | CA039581M | 7/7/05 | ROCKMILLS MP250 | 1 | 10.4 | 1981 | 2016 |  | 26 to 30 years old | ICI DEG 105P | #6 | 108040 | 75628 | 16206 | 11344 | Yes | 2018 | Elevator Apartments | 4 | 162651 | 1 | 14 | 88 | 92 | 1925 |  | YES
1008670055 | 22 38 STREET Manhattan, NY 10016 (40.75008026376104, -73.98063364840793) | Con Edison | MIGDAL MADISON NV INC. | MANHATTAN HOSPITAL/ET | 22 38TH STREET MANHATTAN, NY 10016 (40.75008026376104, -73.98063364840793) | CA270288P | 7/5/05 | ROCKMILLS MP250 | 1 | 10 | 1988 | 2023 |  | 21 to 26 years old | ST JOHNSON FD 68 CAHM - 300 | #6 | 108000 | 75600 | 16200 | 11340 | Yes | 2017 | Walk-Up Apartments | 3 | 137120 | 1 | 17 | 0 | 2 | 1930
1014980014 | 25 86 STREET Manhattan, NY 10028 (40.78120345759445, -73.95956613481522) | Con Edison | ORSID REALTY CORP. | 25 EAST 86TH ST. COR | 1740 BROADWAY MANHATTAN, NY 10019 (40.76509834187077, -73.98206124052132) | CA203982P | 7/5/05 | ROCKMILLS MP200 | 2 | 10 | 1982 | 2017 |  | 26 to 30 years old | INDUSTRIAL COMBUSTION MODEL DEG-84-P | #6 | 108000 | 75600 | 16200 | 11340 | Yes | 2018 | Educational Structures | 4 | 263334 | 1 | 15 | 110 | 118 | 1926 |  | YES
1018770001 | 924 END AVENUE Manhattan, NY 10025 (40.79685012763133, -73.96372581059762) | Con Edison | 924 WEST END AVE CORP. | WMC/924 WEST END AVE | 18 64TH STREET MANHATTAN, NY 10065 (40.76697082506496, -73.96984042701948) | CA258683N | 7/5/05 | FEDERAL FST 250 | 1 | 9.95 | 1983 | 2018 |  | 26 to 30 years old | INDUSTRIAL COMBUSTION DEG-105(P) | #6 | 107573 | 75301 | 16136 | 11295 | Yes | 2017 | Elevator Apartments | 8 | 160764 | 1 | 13 | 74 | 75 | 1913 |  | YES
1014600022 | 1221 YORK AVENUE Manhattan, NY 10021 (40.76920532766377, -73.959183941086) | Con Edison | C. GREENTHAL/STAHL YORK AVENUE CO. | STAHL YORK AVE CO | 4 PARK AVENUE MANHATTAN, NY 10016 (40.74650915812013, -73.98194367109245) | CA003579Z | 7/5/05 | BURNHAM SPENCER 4F-827-45 | 1 | 7.3 | 1979 | 2014 |  | 31 to 35 years old | INDUSTRIAL COMB INC DE 84P | #6 | 107310 | 75117 | 16096 | 11268 | Yes | 2020 | Walk-Up Apartments | 5 | 68484 | 1 | 6 | 82 | 82 | 1915
1021390214 | 70 HAVEN AVENUE Manhattan, NY 10032 (40.84372872559197, -73.9427493451227) | Con Edison | PLYMOUTH MGMT GROUP | HAVEN EQUITIES INC | 37 19TH STREET MANHATTAN, NY 10011 (40.73959751037308, -73.99251778477115) | CA021073K | 7/5/05 | ROCKMILLS MP 150 | 1 | 5.2 | 1973 | 2010 |  | 36 - 40 year old | IRON FIREMAN A 06-6.3 | #6 | 107310 | 75117 | 16096 | 11268 | Yes | 2019 | Elevator Apartments | 7 | 61356 | 1 | 6 | 54 | 54 | 1925 |  | YES
1015020033 | 1120 PARK AVENUE Manhattan, NY 10128 (40.78294354963157, -73.95530388065174) | Con Edison | 1120 PARK CORP/GUMLEY HAFT INC. | 1120 PARK CORP | 415 MADISON AVENUE N Y 10017 (40.756779530947306, -73.976317020908) | CB330400P | 7/5/05 | EASTMOND/FEDERAL FST-250 | 1 | 10.5 | 2000 | 2035 | DUAL FUEL | 5 to 10 years old | HEVE (ICI) DEG 105 P | #6 | 106763 | 74734 | 16014 | 11210 | Yes | 2022 | Elevator Apartments | 4 | 213729 | 1 | 21 | 70 | 75 | 1929 |  | YES
1012270001 | 400 END AVENUE Manhattan, NY 10024 (40.78362556816552, -73.96653900057436) | Con Edison | THE 400 OWNERS CORP/ROSE ASSOC. | 400 COOPERATIVE CORP | 200 MADISON AVENUE MANHATTAN, NY 10016 (40.74877830573848, -73.9822475686496) | CA130682Z | 7/5/05 | ROCKMILLS MP 250 | 1 | 10.4 | 1982 | 2017 |  | 26 to 30 years old | HEVE DEG-105P | #6 | 106763 | 74734 | 16014 | 11210 | Yes | 2017 | Hotels | 6 | 190359 | 1 | 20 | 91 | 95 | 1931 |  | YES
1015220050 | 1435 LEXINGTON AVENUE Manhattan, NY 10128 (40.78429253267552, -73.95206632134625) | Con Edison | 1435 TENANTS CORPORATION | SEGAL, TIMOTHY D | 331 MADISON AVENUE MANHATTAN, NY 10017 (40.75343948405972, -73.97876859074366) | CA019295N | 7/4/05 | NEW FEDERAL FST-250 | 1 | 10.33 | 1995 | 2030 | DUAL FUEL | 11 to 15 years old | HEVE LNDEG-145 S ( I.C.) | #6 | 106762 | 74734 | 16014 | 11210 | Yes | 2022 | Elevator Apartments | 4 | 116270 | 1 | 11 | 70 | 73 | 1925 |  | YES
1015830050 | 500A 87 STREET Manhattan, NY 10128 (40.781770000585084, -73.95062814906976) | Con Edison | GARSON MGMT%500A E. 87 LLC. | 500A EAST 87TH STREET | 445 HAMILTON AVE WHITE PLAIN, NY 10601 (41.03510445342704, -73.7648724409475) | CA163997Y | 7/4/05 | FEDERAL FLW 3036 | 1 | 10.36 | 1997 | 2032 | DUAL FUEL | 11 to 15 years old | HEVE DEG 105 P | #6 | 106762 | 74734 | 16014 | 11210 | Yes | 2013 | Walk-Up Apartments | 5 | 121500 | 1 | 16 | 103 | 104 | 1963
1008570075 | 4 28 STREET Manhattan, NY 10016 (40.74456272814411, -73.98709384813428) | Con Edison | HOTEL LATHAM | NEW LATHAM HOTEL CORP | 4 28th STREET MANHATTAN, NY 10016 (40.74456272814411, -73.98709384813428) | CA276295K | 7/6/05 | FEDERAL FST-250 (NEW) | 1 | 10.32 | 1995 | 2030 | DUAL FUEL | 11 to 15 years old | HEVE DE 105 S | #6 | 106762 | 74734 | 16014 | 11210 | Yes | 2017 | Elevator Apartments | 3 | 69289 | 1 | 12 | 0 | 3 | 1904
1021350060 | 667 158 STREET Manhattan, NY 10032 (40.83642576176784, -73.94849231452115) | Con Edison | RIVER ARTS APARTMENTS. | RIVER ARTS COOPEARTIV | 159 00 RIVERSIDE DRIVE MANHATTAN, NY 10032 (40.83693034905639, -73.94917852197119) | CA143397M | 7/4/05 | FEDERAL FST 250 | 2 | 10.36 | 1997 | 2032 | DUAL FUEL | 11 to 15 years old | HEVE (I.C.)DEG-105 P | #6 | 106762 | 74734 | 16014 | 11210 | Yes | 2015 | Walk-Up Apartments | 6 | 318505 | 1 | 6 | 244 | 244 | 1941 |  | YES
1012240001 | 175 93 STREET Manhattan, NY 10025 (40.79185416714001, -73.97106552384182) | Con Edison | WESTWIND CORP. | WESTWIND CORP | 747 MIDDLE NECK ROAD GREAT NECK, NY 11023 (40.80616898389028, -73.73523908469808) | CA394090Y | 7/7/05 | FEDERAL FST 250 | 1 | 9.95 | 1990 | 2025 |  | 16 to 20 years old | HEVE DEG 105P | #6 | 106762 | 74734 | 16014 | 11210 | Yes | 2014 | Elevator Apartments | 6 | 238456 | 1 | 16 | 176 | 178 | 1929 |  | YES
1018837501 | 545 111 STREET Manhattan, NY 10025 (40.80417355920207, -73.96460834816517) | Con Edison | 545 W.111 ST. CONDO/BLUE WOODS MGMT | 545 WEST CORP | 545 111th ST NEW YORK, NY 10025 (40.80417355920207, -73.96460834816517) | CA145882P | 7/5/05 | ROCKMILLS MP 300 | 1 | 10.2 | 1982 | 2017 |  | 26 to 30 years old | ICI DEG-145P | #6 | 106580 | 74606 | 15987 | 11191 | Yes | 2013 | Elevator Apartments | 9 | 163354 | 1 | 10 | 133 | 139 | 1930 | YES
1007780043 | 330 7 AVENUE Manhattan, NY 10001 (40.74764515998157, -73.99308439910266) | Con Edison | NEWMARK & CO. | SUPER NOVA 330 | 125 PARK AVE MANHATTAN, NY 10017 (40.75150189626578, -73.97791375384898) | CA291281P | 7/7/05 | FEDERAL FST 300 | 1 | 8 | 1981 | 2016 |  | 26 to 30 years old | I.C.I. DEG 145 P | #6 | 106470 | 74529 | 15970 | 11179 | Yes | 2018 | Office Buildings | 3 | 240534 | 1 | 21 | 0 | 0 | 1929
1021800628 | 730 FORT WASHINGTON AVENUE Manhattan, NY 10040 (40.85842364755075, -73.93462846719814) | Con Edison | APTEK MANAGEMENT | 720-730 FT WASHINGTO | 415 MADISON NY, NY 10017 (40.756779530947306, -73.976317020908) | CA284883R | 7/5/05 | ROCKMILLS MP-150 | 1 | 5.95 | 1983 | 2018 | DUAL FUEL | 26 to 30 years old | ICI DEG 63 P | #6 | 106461 | 74523 | 15969 | 11178 | Yes | 2020 | Elevator Apartments | 7 | 102150 | 1 | 6 | 84 | 84 | 1939 |  | YES
1008830001 | 387 PARK AVENUE Manhattan, NY 10016 (40.74267599342775, -73.98443096303201) | Con Edison | 387 PAS ENTERPRISE/JEFF GARVIN | 387 PARK SOUTH L.L.C. | 387 PARK AVENUE MANHATTAN, NY 10016 (40.74267599342775, -73.98443096303201) | CA476270K | 7/7/05 | FEDERAL FLW 3096 | 1 | 10.1 | 1970 | 2010 |  | 36 - 40 year old | TODD A0-11 | #6 | 105996 | 74197 | 15899 | 11130 | Yes | 2013 | Elevator Apartments | 2 | 183913 | 1 | 12 | 0 | 14 | 1910
1015000015 | 19 88 STREET Manhattan, NY 10128 (40.78257078423779, -73.95876241539771) | Con Edison | 19 E.88 ST.INC%INSIGNIA RESIDENTIAL GROUP | 19 E 88 STREET INC | 675 3 AVENUE N Y 10017 (40.75129610835038, -73.97404990585339) | CB255900N | 7/5/05 | FEDERAL FST 250 | 1 | 10.5 | 2000 | 2035 | DUAL FUEL | 5 to 10 years old | IND.COMB. DEG 105 P | #6 | 105672 | 73970 | 15851 | 11096 | Yes | 2020 | Walk-Up Apartments | 4 | 160357 | 1 | 16 | 98 | 105 | 1937 |  | YES
1015697502 | 401 89 STREET Manhattan, NY 10128 (40.77879359602414, -73.94786297980099) | Con Edison | 401 EAST 89TH STREET CONDO | 401 EAST 89TH STREET | 770 LEXINGTON AVENUE MANHATTAN, NY 10021 (40.76920532766377, -73.959183941086) | CA120988M | 7/7/05 | FEDERAL FST 250 | 1 | 10.4 | 1988 | 2023 |  | 21 to 26 years old | ICI DEG 105 P | #6 | 105672 | 73970 | 15851 | 11096 | Yes | 2019 | Office Buildings | 5 | 229976 | 1 | 18 | 197 | 199 | 1963 | YES
1021720004 | 4580 BROADWAY Manhattan, NY 10040 (40.86017732550789, -73.93099520619978) | Con Edison | MAPLEWOOD REALTY/WOODS MGMT | MAPLEWOOD REALTY COMP | 502 CHESTNUT STREET CEDARHURST, NY 11516 (40.62268031141022, -73.72504266944976) | CA333087Y | 7/6/05 | FEDERAL FST 250 | 1 | 10.4 | 1987 | 2022 |  | 21 to 26 years old | ICI DEG 105 P | #6 | 105672 | 73970 | 15851 | 11096 | Yes | 2022 | Walk-Up Apartments | 10 | 106464 | 1 | 6 | 113 | 116 | 1937
1005200001 | 200 VARICK STREET Manhattan, NY 10014 (40.72832772279219, -74.00535115158232) | Con Edison | NEWMARK & CO.REAL ESTATE INC. | 200 VARICK STREET ASS | 1501 BROADWAY - SUITE #1603 N Y, NEW YORK 10036 (40.75664722311285, -73.98607810294877) | CB392300M | 7/5/05 | EASTMOND ESP 350 | 2 | 14.7 | 2000 | 2035 | DUAL FUEL | 5 to 10 years old | INDUSTRIAL COMB. DEG-145 P | #6 | 105499 | 73849 | 15825 | 11077 | Yes | 2020 | Walk-Up Apartments | 3 | 436629 | 1 | 12 | 0 | 41 | 1926
1011950029 | 211 CENTRAL PARK Manhattan, NY 10024 (40.78362556816552, -73.96653900057436) | Con Edison | BERESFORD APARTMENTS INC. | AKAM ASSOCIATES | 8 WEST38th STREET 7th fl N Y 10018 (40.756840774582145, -73.99669149981281) | CB261401N | 7/6/05 | FEDERAL FST-350 | 1 | 14.7 | 2001 | 2036 | DUAL FUEL | 5 to 10 years old | INDUSTRIAL COMB. DEG 145 P | #6 | 105449 | 73814 | 15817 | 11072 | Yes | 2015 | Loft Buildings | 6 | 600613 | 2 | 20 | 193 | 193 | 1929 |  | YES
1005510001 | 2 5 AVENUE Manhattan, NY 10011 (40.73183507870647, -73.99660974145752) | Con Edison | RUDIN MANAGEMENT | SQUARE ARCH RLTY CORP | 345 PARK AVENUE MANHATTAN, NY 10154 (40.75767700019344, -73.9731709997418) | CA161799Y | 7/7/05 | FEDERAL FST - 350 | 2 | 13.48 | 1999 | 2034 | DUAL FUEL | 11 to 15 years old | INDUSTRIAL COMBUSTION DEG-145P | #6 | 105449 | 73814 | 15817 | 11072 | Yes | 2021 | Walk-Up Apartments | 1 | 469263 | 1 | 20 | 343 | 350 | 1952 |  | YES
1011840031 | 11 RIVERSIDE DRIVE Manhattan, NY 10023 (40.78131577675856, -73.98526029744772) | Con Edison | SCHWAB HOUSE % ELEVEN RIVERSIDE DR.CORP. | ELEVEN RIVERSIDE DRIV | 11 RIVERSIDE DRIVE N Y 10023 (40.78131577675856, -73.98526029744772) | CB201600J | 7/5/05 | BEST 5E-350 | 3 | 14.7 | 2000 | 2035 | DUAL FUEL | 5 to 10 years old | ICI DEG-145 P | #6 | 105448 | 73814 | 15817 | 11072 | Yes | 2014 | Elevator Apartments | 6 | 676308 | 1 | 16 | 658 | 658 | 1950 |  | YES
1008890068 | 120 34 STREET Manhattan, NY 10016 (40.74664592479193, -73.9803812066904) | Con Edison | 120 E 34TH STREET CO | 120 EAST 34TH STREETC | 64 35 YELLOWSTONE BOULEVARD FOREST HILLS, NY 11375 (40.720707263029794, -73.84628429608335) | CA005278Y | 7/4/05 | FEDERAL FST 200 | 3 | 8.96 | 1978 | 2013 |  | 31 to 35 years old | ICI DE-84S | #6 | 105120 | 73584 | 15768 | 11038 | Yes | 2019 | Elevator Apartments | 2 | 310860 | 1 | 21 | 269 | 282 | 1962
1012100001 | 175 79 STREET Manhattan, NY 10024 (40.783005167590034, -73.97790267899062) | Con Edison | 175 WEST 79 STREET REALTY | SEEKEN 79 REALTY LLC | 613 STATION MANHATTAN, NY 10021 (40.76920532766377, -73.959183941086) | CA184672Z | 7/7/05 | KEWANEE 72-12 (2) | 2 | 6.37 | 1972 | 2010 |  | 36 - 40 year old | JOHNSON A53L100 | #4 | 105120 | 73584 | 15242 | 10670 | Yes | 2020 | Office Buildings | 6 | 106521 | 1 | 15 | 75 | 80 | 1927
1007217501 | 410 24 STREET Manhattan, NY 10011 (40.74734015494423, -74.00133956299698) | Con Edison | LONDON TERRACE TOWERS | LONDON TERRACE TOWERS | 405 23 STREET MANHATTAN, NY 10011 (40.746608202207995, -74.00149966607032) | CA245371L | 7/6/05 | ARCO UNKNOWN | 2 | 10.1 | 1971 | 2010 |  | 36 - 40 year old | TODD A0-11 | #6 | 105120 | 73584 | 15768 | 11038 | Yes | 2021 | Elevator Apartments | 3 | 68810 | 2 | 19 | 702 | 731 | 1932 | YES
1015170062 | 108 89 STREET Manhattan, NY 10128 (40.78187266821479, -73.95532386717603) | Con Edison | DALTON SCHOOLS INC. | DALTON SCHOOLS INC | 108 89 STREET MANHATTAN, NY 10128 (40.78187266821479, -73.95532386717603) | CA060476R | 7/7/05 | AMES UNKNOWN | 2 | 5.2 | 1976 | 2011 |  | 31 to 35 years old | ST JOHNSON FD68A 100 | #6 | 105000 | 73500 | 15750 | 11025 | Yes | 2017 | Educational Structures | 4 | 85215 | 1 | 11 | 0 | 2 | 1965
1008300074 | 50 29 STREET Manhattan, NY 10001 (40.74623437902487, -73.98910622267371) | Con Edison | FLOWER TENTANTS CORP. | FLOWER TENANTS CORP | 127 59TH NEW YORK, NY 10022 (40.76241654818314, -73.96854870758665) | CA127180L | 7/6/05 | ROCKMILLS MP-100 | 1 | 3.6 | 1980 | 2015 | DUAL FUEL | 26 to 30 years old | ICI MEG 42P | #4 | 104830 | 73381 | 15200 | 10640 | Yes | 2020 | Elevator Apartments | 3 | 61418 | 2 | 14 | 24 | 27 | 1924 |  | YES
1010350001 | 630 9 AVENUE Manhattan, NY 10036 (40.75999274901747, -73.99144337685128) | Con Edison | NEWMARK & CO REAL ESTATE | GSH ASSOCIATES, LLC | 520 EIGHTH AVENUE MANHATTAN, NY 10018 (40.75376054978079, -73.99232896859803) | CA279983H | 7/6/05 | FEDERAL FST-250 | 2 | 9.55 | 1983 | 2018 |  | 26 to 30 years old | IND.COMB. DEG-105 (P) | #6 | 104500 | 73150 | 15675 | 10972 | Yes | 2015 | Elevator Apartments | 3 | 236280 | 1 | 13 | 0 | 13 | 1929
1018320025 | 7 96 STREET Manhattan, NY 10025 (40.79179619304111, -73.96492264262228) | Con Edison | WILLIAM B. MAY MGMT CO | 7 WEST 96TH STREET CO | 4 PARK AVENUE MANHATTAN, NY 10016 (40.74650915812013, -73.98194367109245) | CA097277N | 7/5/05 | ROCKMILLS MP4-212 | 1 | 8.1 | 1977 | 2012 |  | 31 to 35 years old | HEV-E OIL DE-84 (FIF) | #6 | 104200 | 72940 | 15630 | 10941 | Yes | 2022 | Elevator Apartments | 8 | 100316 | 1 | 18 | 80 | 80 | 1931 |  | YES
1007360001 | 500 10 AVENUE Manhattan, NY 10018 (40.75715027755852, -73.9972083184361) | Con Edison | HOWARD INTERNATIONAL CORP. | PORT OF NY AUTH | 475 10 AVENUE MANHATTAN, NY 10018 (40.75615614809909, -73.99805752322831) | CA281969Y | 7/7/05 | TITUSVILLE 7218 | 2 | 4.5 | 1969 | 2010 |  | 41 - 45 years old | ENTERPRISE G 3 | #4 | 103962 | 72773 | 15074 | 10552 |  |  | Walk-Up Apartments | 3 | 0 | 0 | 0 | 0 | 0 | 0
1012520057 | 697 END AVENUE Manhattan, NY 10025 (40.79685012763133, -73.96372581059762) | Con Edison | WESTMAN REALTY/ARGO CORP. | WESTMAN REALTY CO | 50 17TH STREET MANHATTAN, NY 10011 (40.738563940959885, -73.99384605181096) | CA096276R | 7/4/05 | ROCKMILLS MP 250 | 1 | 10 | 1976 | 2011 |  | 31 to 35 years old | HEVEOIL DE 105 | #6 | 103800 | 72660 | 15570 | 10899 | Yes | 2022 | Elevator Apartments | 6 | 148873 | 1 | 16 | 99 | 99 | 1929
1012170029 | 107 86 STREET Manhattan, NY 10024 (40.786635500780285, -73.97244570967811) | Con Edison | EQUITY MGMT%107 W.86 ST. OWNERS | 107 WEST 86TH STREET | 42 RIVER ST SLEEP HOLLOW, NY 10591 (41.08123068030983, -73.8682405149952) | CA204497X | 7/5/05 | ROCKMILLS MP-250 | 2 | 10.36 | 1997 | 2032 | DUAL FUEL | 11 to 15 years old | HEVE(ICI)LNDEG 105 P | #6 | 103478 | 72434 | 15522 | 10865 | Yes | 2017 | Loft Buildings | 6 | 123217 | 1 | 16 | 123 | 130 | 1929 |  | YES
1013970066 | 116 63 STREET Manhattan, NY 10021 (40.76920532766377, -73.959183941086) | Con Edison | 116 EAST 63RD STREET CORP | 116 EAST 63RD STREET | 250 TUDOR CITY PLACE MANHATTAN, NY 10003 (40.73194394755518, -73.98887214913032) | CA097180R | 7/6/05 | FEDERAL #FST-125 | 1 | 5.3 | 1980 | 2015 | DUAL FUEL | 26 to 30 years old | HEV-E-OIL #DEG-54-P | #6 | 103088 | 72161 | 15463 | 10824 | Yes | 2017 | Walk-Up Apartments | 4 | 87968 | 1 | 9 | 34 | 36 | 1920 |  | YES
1006360022 | 165 CHRISTOPHER STREET Manhattan, NY 10014 (40.732674018874945, -74.00866947056271) | Con Edison | SIMON BERMAN REALTY. | CHARLES KRAUSE, JOYC | 9437 SHORE ROAD BROOKLYN, NY 11209 (40.61705649347334, -74.03865586600874) | CA365384R | 7/7/05 | ROCKMILLS MD 250 | 1 | 10 | 1984 | 2019 |  | 26 to 30 years old | ICI DEG 105 P | #6 | 103000 | 72100 | 15450 | 10815 | Yes | 2016 | Elevator Apartments | 3 | 165436 | 1 | 7 | 214 | 214 | 1964 |  | YES
1012000025 | 5 86 STREET Manhattan, NY 10024 (40.78550542945118, -73.96976073615139) | Con Edison | WEINREB MANAGEMENT. | 5 WEST 86 STREET ASSO | 276 RIVERSIDE DRIVE MANHATTAN, NY 10025 (40.79837591565439, -73.97328132801744) | CA097181Z | 7/7/05 | ROCKMILLS MP-200 | 1 | 8.5 | 1981 | 2016 |  | 26 to 30 years old | 1C1 DEG 84-P | #6 | 102600 | 71820 | 15390 | 10773 | Yes | 2020 | Elevator Apartments | 6 | 116021 | 1 | 20 | 85 | 85 | 1937
1007600032 | 307 36 STREET Manhattan, NY 10018 (40.753586765409324, -73.99271131381171) | Con Edison | 37 ARCADE COMP. % NEWMARK KNIGHT FRANK | 37TH ARCADE CO | 1501 BROADWAY NEW YORK, NY 10036 (40.75664722311285, -73.98607810294877) | CB024607K | 7/6/05 | (EXISTING) ROCKMILLS MP-350 | 1 | 11.7 | 2007 | 2042 | DUAL FUEL | Fewer than 5 years old | ICI DEG-145P (NEW) | #6 | 102560 | 71792 | 15384 | 10769 | Yes | 2020 | Elevator Apartments | 3 | 232458 | 1 | 18 | 0 | 20 | 1926
1007890021 | 231 39 STREET Manhattan, NY 10018 (40.75453616809378, -73.98922102453356) | Con Edison | 231 W. 39TH ST. ASSOC. L.P. % SCHUR MGT. | JORDAN SCHUR PROPERTI | 2432 GRAND BRONX, NY 10458 (40.86253386765235, -73.90340966529654) | CB220703X | 7/5/05 | FEDERAL FST - 250 (NEW) | 2 | 10.5 | 2003 | 2038 | DUAL FUEL | 5 to 10 years old | ICI DEG-105P (NEW) | #6 | 102300 | 71610 | 15345 | 10742 | Yes | 2019 | Elevator Apartments | 3 | 218558 | 1 | 12 | 0 | 64 | 1911
1005230048 | 611 BROADWAY Manhattan, NY 10012 (40.72579081668578, -73.99649799300539) | Con Edison | CABLE BLDG. PARTNERS % M.D. CARLISLE | CABLE BUILDING OWNERS | 352 PARK AVENUE NEW YORK, NY 10010 (40.74183059982568, -73.98533708196332) | CB229903Y | 7/5/05 | FEDERAL-FST-250 (NEW) | 2 | 8.36 | 2003 | 2038 | DUAL FUEL | 5 to 10 years old | ICI DEG-105P | #6 | 102300 | 71610 | 15345 | 10742 | Yes | 2013 | Condominiums | 1 | 204920 | 1 | 9 | 0 | 12 | 1900
1014990014 | 21 87 STREET Manhattan, NY 10128 (40.78190670040955, -73.95913216007779) | Con Edison | 1200 TENANTS CORP.NC | 1200 TENANT CORP | 9 38 STREET MANHATTAN, NY 10016 (40.75058238108704, -73.98167876193074) | CA248181Y | 7/7/05 | FEDERAL BOILER FST-250 | 1 | 9.5 | 1981 | 2016 |  | 26 to 30 years old | INDUSTRIAL COMBUSTION MODEL DEG-105-P | #6 | 102200 | 71540 | 15330 | 10731 | Yes | 2019 | Walk-Up Apartments | 4 | 204195 | 1 | 13 | 72 | 86 | 1927 |  | YES
1013380035 | 330 46 STREET Manhattan, NY 10017 (40.75202826321289, -73.96960647464563) | Con Edison | 330 EAST 46TH ST.ASSOCIATES | 330 E. 46TH ST. ASSOC | 330 46TH STREET MANHATTAN, NY 10017 (40.75202826321289, -73.96960647464563) | CA180971K | 7/6/05 | FEDERAL FLW-3036 | 2 | 5.97 | 1971 | 2010 |  | 36 - 40 year old | PETRO WD 5 AH | #6 | 102200 | 71540 | 15330 | 10731 | Yes | 2018 | Walk-Up Apartments | 4 | 133828 | 1 | 13 | 205 | 206 | 1961
1014480017 | 345 73 STREET Manhattan, NY 10021 (40.769057446124975, -73.95676533858799) | Con Edison | 345E. 73 0WNS%GOODSTEIN MG. | 345 E 73 OWNERS CORP | 211 46 STREET MANHATTAN, NY 10017 (40.75322376589619, -73.97228807391832) | CA058376R | 7/5/05 | GIBRALTAR GBC 257 | 2 | 15.5 | 1976 | 2011 |  | 31 to 35 years old | IRON FIREMAN A06-9.8 | #6 | 102200 | 71540 | 15330 | 10731 | Yes | 2018 | Elevator Apartments | 5 | 154506 | 1 | 13 | 143 | 143 | 1961 |  | YES
1013880068 | 927 5 AVENUE Manhattan, NY 10021 (40.77361758018776, -73.96618567720628) | Con Edison | 927 5 AVE./BROWN,HARRIS & STEVENS | 927 FIFTH AVE CORP | 927 FIFTH AVENUE MANHATTAN, NY 10021 (40.77361758018776, -73.96618567720628) | CA519869Y | 7/6/05 | PACIFIC 52 L2-S | 1 | 4.9 | 1969 | 2010 |  | 41 - 45 years old | RAY AR 144-6 | #6 | 102200 | 71540 | 15330 | 10731 | Yes | 2018 | Office Buildings | 4 | 90881 | 1 | 12 | 12 | 13 | 1917 |  | YES
1012760051 | 50 42 STREET Manhattan, NY 10017 (40.752621047366034, -73.97889260067437) | Con Edison | ABRAMSON BROS., INC. | FIFTY EAST FORTY ETC. | 501 5 AVENUE MANHATTAN, NY 10017 (40.753265922664696, -73.98103348391004) | CA326772R | 7/5/05 | ROCKMILLS #MP-250 | 1 | 9.8 | 1972 | 2010 |  | 36 - 40 year old | IRON FIREMAN A06-15 | #6 | 102200 | 71540 | 15330 | 10731 | Yes | 2016 | Elevator Apartments | 3 | 138883 | 1 | 27 | 0 | 106 | 1917
1008630004 | 347 5 AVENUE Manhattan, NY 10016 (40.74821954900994, -73.9846663506232) | Con Edison | EMPIRE MANAGEMENT CORP. | REGENCY ENTERPRISES | 347 5TH AVENUE MANHATTAN, NY 10016 (40.74821954900994, -73.9846663506232) | CA020772P | 7/6/05 | FEDERAL FST 250 | 1 | 9.8 | 1972 | 2010 |  | 36 - 40 year old | HEVEOIL AM 8 1/2E | #6 | 102200 | 71540 | 15330 | 10731 | Yes | 2013 | Educational Structures | 3 | 107637 | 1 | 16 | 0 | 14 | 1907
1001407505 | 157 CHAMBERS STREET Manhattan, NY 10007 (40.7159890245502, -74.01027044308256) | Con Edison | GREINER-MALTZ/G.GALLO |  | 42 12 28TH STREET LONG ISLAND CIT, NY 11101 (40.74570244980828, -73.93866902925225) | CA079777K | 7/5/05 | TITISVILLE 227-0 | 2 | 10.36 | 1977 | 2012 |  | 31 to 35 years old | HEVEOIL IND.COMB. DE 105S | #6 | 102200 | 71540 | 15330 | 10731 | Yes | 2020 | Elevator Apartments | 1 | 92408 | 1 | 16 | 38 | 40 | 1931 | YES
1012410023 | 2508 BROADWAY Manhattan, NY 10025 (40.79295300381767, -73.97289461954489) | Con Edison | HOUSING & SERVICE INC | NARRAGANSETT HSG ETC. | 2508 BROADWAY MANHATTAN, NY 10025 (40.79295300381767, -73.97289461954489) | CA084585M | 7/4/05 | FEDERAL FST-125 SP | 1 | 5.32 | 1985 | 2020 |  | 21 to 26 years old | ICI-MEG-54-P | #6 | 102200 | 71540 | 15330 | 10731 | Yes | 2021 | Walk-Up Apartments | 6 | 60218 | 1 | 12 | 0 | 4 | 1902
1007790049 | 208 30 STREET Manhattan, NY 10001 (40.748584266278456, -73.99278282822692) | Con Edison | MIRANDA REALTY ASSOC. | FIRST HUDSON CAPITAL, | 208 30 STREET MANHATTAN, NY 10001 (40.748584266278456, -73.99278282822692) | CA271072K | 7/5/05 | KEWANEE C | 1 | 3.6 | 1972 | 2010 |  | 36 - 40 year old | I.C.I. AM6 CM | #4 | 102200 | 71540 | 14819 | 10373 | Yes | 2019 | Elevator Apartments | 3 | 77556 | 1 | 12 | 7 | 46 | 1924
1011450001 | 175 73 STREET Manhattan, NY 10023 (40.77913881907627, -73.98069613200651) | Con Edison | WEST 73RD TENANTS CORP. | WEST 73 TENNANTS CORP | 6 43 STREET NEW YORK, NY 10017 (40.75381517729913, -73.97967506743592) | CA235285X | 7/5/05 | FEDERAL PLW 265 | 1 | 11.2 | 1985 | 2020 |  | 21 to 26 years old | I.C.I DEG-105P | #6 | 102200 | 71540 | 15330 | 10731 | Yes | 2015 | Elevator Apartments | 6 | 120383 | 1 | 15 | 147 | 152 | 1924 |  | YES
1011450001 | 175 73 STREET Manhattan, NY 10023 (40.77913881907627, -73.98069613200651) | Con Edison | WEST 73RD TENANTS CORP. | WEST 73 TENNANTS CORP | 6 43 STREET NEW YORK, NY 10017 (40.75381517729913, -73.97967506743592) | CA235185Z | 7/5/05 | SPENCER 4F1323 4SLB | 1 | 12.3 | 1985 | 2020 |  | 21 to 26 years old | HEVE OIL DEG105 | #6 | 102200 | 71540 | 15330 | 10731 | Yes | 2015 | Elevator Apartments | 6 | 120383 | 1 | 15 | 147 | 152 | 1924 |  | YES
1015070069 | 1148 5 AVENUE Manhattan, NY 10128 (40.787647003844825, -73.95590642641139) | Con Edison | THE 1148 CORP. | THE 1148 CORPORATION | 675 THIRD AVENUE NEW YORK, NY 10017 (40.75129610835038, -73.97404990585339) | CA230371J | 7/7/05 | KEWANEE 320 | 1 | 5.69 | 1971 | 2010 |  | 36 - 40 year old | TODD C-1 | #6 | 101500 | 71050 | 15225 | 10658 | Yes | 2017 | Elevator Apartments | 4 | 166158 | 1 | 13 | 59 | 60 | 1923 |  | YES
1008290068 | 44 28 STREET Manhattan, NY 10001 (40.74551225904109, -73.98933282132471) | Con Edison | CHAMPION COMBUSTION CORP. | 44 W. 28 PENN PLAZA P | 156 WILLIAM STREET BROOKLYN, NY 10038 (40.70999054661479, -74.0060256431043) | CA114566L | 7/6/05 | CLEAVER BROOKS CB 655-250 | 1 | 9.7 | 1966 | 2010 |  | 41 - 45 years old | CLEAVER BROOKS INTEGRAL | #6 | 101470 | 71029 | 15220 | 10654 | Yes | 2019 | Elevator Apartments | 3 | 141830 | 1 | 16 | 0 | 13 | 1911
1008770042 | 39 GRAMERCY PARK Manhattan, NY 10010 (40.7381813688487, -73.98551333129456) | Con Edison | 39 TENANTS CORP. | 39 TENANTS CORP | 675 3 AVENUE MANHATTAN, NY 10017 (40.75129610835038, -73.97404990585339) | CA451069H | 7/6/05 | PACIFIC #52 L2 | 2 | 5.32 | 1969 | 2010 |  | 41 - 45 years old | S.T.JOHNSON 150 1/2 | #6 | 101400 | 70980 | 15210 | 10647 | Yes | 2017 | Elevator Apartments | 2 | 99238 | 1 | 17 | 92 | 95 | 1956 |  | YES
1008900001 | 7 PARK AVENUE Manhattan, NY 10016 (40.74724945828865, -73.98108744323179) | Con Edison | 7 PARK AVENUE CORP./THE LOVETT CORP. | DOUGLIS, ELIZABETH | 450 7 AVENUE NEW YORK, NY 10123 (40.75125144131903, -73.99042240589591) | CA316692H | 7/6/05 | ROCKMILLS MP-150 | 2 | 6.27 | 1992 | 2027 |  | 16 to 20 years old | IND.COMB. DEG-63 (P) | #6 | 101382 | 70968 | 15207 | 10645 | Yes | 2020 | Elevator Apartments | 2 | 200000 | 4 | 22 | 236 | 243 | 1953 |  | YES
1019550026 | 2411 8 AVENUE Manhattan, NY 10027 (40.81275079821977, -73.94932449368092) | Con Edison | GLAYDS HAMPTON HOUSES | TPE GH ACQUISITION LL | 580 WHITE PLAINS RD TARRYTOWN, NY 10459 (41.061411212256566, -73.83511018629385) | CA337791X | 7/4/05 | CLEAVER BROOKS CB 800-150 | 2 | 6.27 | 1991 | 2026 |  | 16 to 20 years old | CLEAVERBROOKS (INTEGRAL) | #4 | 101382 | 70968 | 14700 | 10290 | Yes | 2015 | Elevator Apartments | 9 | 202280 | 3 | 8 | 205 | 205 | 1980
1008320001 | 1235 BROADWAY Manhattan, NY 10001 (40.74694649193549, -73.98845979260703) | Con Edison | 1239 OPERATING CORP. | 1239 OPERATING CORP | 1235 BROADWAY MANHATTAN, NY 10001 (40.74694649193549, -73.98845979260703) | CA189870M | 7/6/05 | FEDERAL FST-80 | 1 | 2.67 | 1970 | 2010 |  | 36 - 40 year old | ICI AM6E | #4 | 101010 | 70707 | 14646 | 10253 | Yes | 2022 | Walk-Up Apartments | 3 | 187973 | 6 | 4 | 1 | 76 | 1900
1013407502 | 305 47 STREET Manhattan, NY 10017 (40.7529547793196, -73.9697217420568) | Con Edison | OPERATION & ENGINEERING CO-DIRECTOR |  | 380 MADISON AVENUE MANHATTAN, NY 10017 (40.755596213835844, -73.97727528530339) | CA297772R | 7/4/05 | TITUSVILLE 6615 | 1 | 7.3 | 1972 | 2010 |  | 36 - 40 year old | TODD C-1 | #6 | 101010 | 70707 | 15152 | 10606 | Yes | 2020 | Walk-Up Apartments | 4 | 127911 | 1 | 14 | 0 | 29 | 1928 | YES
1002460001 | 271 ST A K A 257 CLINTON ST Manhattan, NY 10002 (40.71612146793143, -73.98583147024613) | Con Edison | LANDS END I LP % GRENADIER RLTY. | LANDS END ASSOCIATES | 155 ELMIRA LOOP BROOKLYN, NY 11239 (40.649723063146425, -73.88037616574464) | CB075008X | 7/7/05 | BURNHAM 4 FL - 827 - 50LB (EXSTG) | 2 | 5.5 | 2008 | 2043 | DUAL FUEL | Fewer than 5 years old | ICI MEG - 84-P (NEW) | #6 | 100740 | 70518 | 15111 | 10578 | Yes | 2016 | Elevator Apartments | 1 | 262875 | 1 | 19 | 252 | 254 | 1978
1013470030 | 360 55 STREET Manhattan, NY 10022 (40.75736796218344, -73.96482508702654) | Con Edison | STAHL ASSOC & CHAS. H. GREENTHAL | 360 EAST 55TH STREET | 4 PARK AVENUE NEW YORK, NY 10016 (40.74650915812013, -73.98194367109245) | CB093606K | 7/5/05 | FEDERAL -FST-175 (NEW) | 2 | 5.8 | 2006 | 2041 | DUAL FUEL | Fewer than 5 years old | ICI -DEG-84P (NEW) | #6 | 100740 | 70518 | 15111 | 10578 | Yes | 2017 | Walk-Up Apartments | 5 | 164161 | 1 | 16 | 150 | 161 | 1928
1009060001 | 201 25 STREET Manhattan, NY 10010 (40.74010448714766, -73.98212660691513) | Con Edison | 20125 OWNERS CORP. | 20125 OWNERS CORPORAT | 675 THIRD AVENUE N Y, NY 10017 (40.75129610835038, -73.97404990585339) | CA050779P | 7/5/05 | FEDERAL FST 175 | 2 | 7.3 | 1979 | 2014 |  | 31 to 35 years old | HEV E OIL DEG 84 P | #6 | 100000 | 70000 | 15000 | 10500 | Yes | 2016 | Elevator Apartments | 2 | 161931 | 1 | 18 | 164 | 166 | 1965 |  | YES
1015020017 | 21 90 STREET Manhattan, NY 10128 (40.783455189958794, -73.95697124729001) | Con Edison | 21 E. 90 APT CORP/INSIGNIA RES. | 21 EAST 90TH APTS COR | 675 THIRD AVE NEW YORK, NY 10016 (40.750068623744085, -73.97491796023698) | CA283185P | 7/4/05 | FEDERAL #FST-125 | 2 | 5 | 1985 | 2020 |  | 21 to 26 years old | ST JOHNSON FD 68 CAHM-150 | #6 | 100000 | 70000 | 15000 | 10500 | Yes | 2022 | Elevator Apartments | 4 | 104445 | 1 | 14 | 50 | 55 | 1927 |  | YES
1013330001 | 305 40 STREET Manhattan, NY 10016 (40.748480276809815, -73.97293140968672) | Con Edison | 305 EAST 40TH OWNERS CORP. | 305 E 4OTH OWNERS COR | 909 3 AVENUE MANHATTAN, NY 10022 (40.75866185484051, -73.96870377888831) | CA057678H | 7/5/05 | BURNHAM-SPENCER 4F-1323-50 | 2 | 5 | 1978 | 2013 |  | 31 to 35 years old | I.C.I. DE-105-P | #6 | 100000 | 70000 | 15000 | 10500 | Yes | 2013 | Condominiums | 4 | 369736 | 1 | 21 | 305 | 306 | 1963 |  | YES
1014507501 | 333 75 STREET Manhattan, NY 10021 (40.770452753487476, -73.95614877327982) | Con Edison | 333 E. 75 ST./AKAM ASSOC. |  | 8 38TH ST NEW YORK, NY 10018 (40.751314393861094, -73.98349762627032) | CA203587P | 7/7/05 | ROCKMILLS MP 175 SS | 1 | 6.4 | 1987 | 2022 |  | 21 to 26 years old | ICI DEG 84 P | #6 | 100000 | 70000 | 15000 | 10500 | Yes | 2020 | Elevator Apartments | 5 | 94402 | 1 | 14 | 123 | 124 | 1961 | YES
1017300025 | 25 132 STREET Manhattan, NY 10037 (40.810458477099374, -73.93800133357814) | Con Edison | 3RD LENOX TERRACE ASSOCIATION | THIRD LENOX TERRACE | 484 LENOX AVE MANHATTAN, NY 10037 (40.813574503984, -73.94112148537468) | CA284385Y | 7/5/05 | FEDERAL FST 200 | 2 | 16.8 | 1985 | 2020 |  | 21 to 26 years old | S.T. JOHNSON FD 68CAHM-200 | #6 | 100000 | 70000 | 15000 | 10500 | Yes | 2020 | Elevator Apartments | 9 | 267008 | 1 | 16 | 286 | 286 | 1959
1005480028 | 50 8 STREET Manhattan, NY 10003 (40.73100895938339, -73.99346455599198) | Con Edison | 50 EAST 8TH OWNERS/MGRE. | 50/8 ASSOCIATES L.P | 1981 MARCUS AVE LAKE SUCCESS, NY 11042 (40.757798505692335, -73.69440156673153) | CA405788R | 7/5/05 | ROCKMILLS MP100 | 1 | 3.39 | 1988 | 2023 |  | 21 to 26 years old | ICI DEG 42P | #6 | 100000 | 70000 | 15000 | 10500 | Yes | 2018 | Elevator Apartments | 1 | 100591 | 1 | 6 | 121 | 128 | 1952 |  | YES
1010300048 | 230 59 STREET Manhattan, NY 10019 (40.767193274374975, -73.9798815004832) | Con Edison | AKA 230 CENTRAL PARK SOUTH OWNERS | 230 CENTRAL PARK S AP | 415 MADISON AVENUE MANHATTAN, NY 10017 (40.756779530947306, -73.976317020908) | CA225968X | 7/4/05 | FITZGIBBONS-UNKNOWN | 1 | 8.4 | 1968 | 2010 |  | 41 - 45 years old | IRON FIREMAN A06-9.8 | #6 | 100000 | 70000 | 15000 | 10500 | Yes | 2020 | Loft Buildings | 4 | 82835 | 1 | 17 | 75 | 78 | 1938 |  | YES
1005670007 | 33 5 AVENUE Manhattan, NY 10003 (40.73343145510375, -73.99544095644846) | Con Edison | CENTURY OPERATING CORP | 33 FIFTH AVE OWNERS | 7 PENN PLAZA MANHATTAN, NY 10001-3004 (40.74956954963903, -73.99160848411982) | CA105277K | 7/6/05 | ROCKMILLS MP150 | 1 | 6.3 | 1977 | 2012 |  | 31 to 35 years old | ICI DEG 63P | #6 | 100000 | 70000 | 15000 | 10500 | Yes | 2017 | Elevator Apartments | 2 | 65028 | 1 | 16 | 60 | 63 | 1924 |  | YES
1005680006 | 41 5 AVENUE Manhattan, NY 10003 (40.7338585532724, -73.99516183299033) | Con Edison | CHF.FK OWNERS CORP. | 41 FIFTH OWNERS CORP | 9 38 STREET MANHATTAN, NY 10016 (40.75058238108704, -73.98167876193074) | CA134888M | 7/4/05 | ROCKMILLS MP 100 | 2 | 4.2 | 1988 | 2023 |  | 21 to 26 years old | ICI MMG 42 P | #4 | 100000 | 70000 | 14500 | 10150 | Yes | 2018 | Elevator Apartments | 2 | 95117 | 1 | 15 | 88 | 92 | 1924 |  | YES
1014487501 | 340 74 STREET Manhattan, NY 10021 (40.76968500204978, -73.95646606600295) | Con Edison | GUMLEY HUFT | 340 E 74 ST OWNERS CO | 340 74th STREET NY, NY 10021 (40.76968500204978, -73.95646606600295) | CA171387R | 7/7/05 | ROCKMILLS MP 200 SS | 1 | 7.77 | 1987 | 2022 |  | 21 to 26 years old | ICI DEG 84 P | #6 | 100000 | 70000 | 15000 | 10500 | Yes | 2018 | Walk-Up Apartments | 5 | 9154 | 1 | 13 | 119 | 120 | 1957 | YES
1010260055 | 250 55 STREET Manhattan, NY 10019 (40.765021931638344, -73.98295486897524) | Con Edison | HEARST CORPORATION | GLADDEN PROPERTIES LL | 250 55TH STREET MANHATTAN, NY 10019 (40.765021931638344, -73.98295486897524) | CA264391M | 7/5/05 | BEST 4C-200 | 1 | 8.4 | 1991 | 2026 |  | 16 to 20 years old | ICI DEG 84P | #6 | 100000 | 70000 | 15000 | 10500 |  |  | Office Buildings | 3 | 843564 | 1 | 40 | 0 | 1 | 2008
1005630031 | 817 BROADWAY Manhattan, NY 10003 (40.73318406175042, -73.99113287029905) | Con Edison | INDUSTRIAL BUILDING CO | LAWRENCE LEVINE | 631 JERICHO NY 11753 (40.790111439191605, -73.54005401657957) | CA192069Y | 7/5/05 | YORK SHIPLEY SPH 200-6 | 1 | 7.76 | 1969 | 2010 |  | 41 - 45 years old | YORK SHIPLEY C 55-175 | #6 | 100000 | 70000 | 15000 | 10500 | Yes | 2013 | Elevator Apartments | 2 | 114000 | 1 | 14 | 0 | 15 | 1900
1014220048 | 210 68 STREET Manhattan, NY 10021 (40.76920532766377, -73.959183941086) | Con Edison | ISTA MANAGEMENT COMPANY | ISTA HOLDING CO INC | 417 FIFTH AVENUE MANHATTAN, NY 10016 (40.7508150795849, -73.98282286232246) | CA118183M | 7/5/05 | ROCKMILLS MP 300 | 2 | 11.9 | 1983 | 2018 |  | 26 to 30 years old | ICI DEG 145P | #6 | 100000 | 70000 | 15000 | 10500 | Yes | 2022 | Elevator Apartments | 4 | 243802 | 1 | 16 | 200 | 210 | 1929
1007310065 | 440 34 STREET Manhattan, NY 10001 (40.754003925912386, -73.99782708997155) | Con Edison | JANOFF & OLSHAN INC. | 440 CO., |  | CA292287K | 7/6/05 | FEDERAL FST 250 | 1 | 10.36 | 1987 | 2022 |  | 21 to 26 years old | ICI DEG 105 P | #6 | 100000 | 70000 | 15000 | 10500 | Yes | 2021 | Walk-Up Apartments | 3 | 119194 | 1 | 16 | 134 | 134 | 1928
1011480001 | 175 76 STREET Manhattan, NY 10023 (40.780957505946624, -73.97912278118119) | Con Edison | LICHTER, ALFRED | LICHTER REAL ESTATE N | 850 176 STREET MANHATTAN, NY 10033 (40.84750907553967, -73.94144154619411) | CA310587Z | 7/6/05 | ROCKMILLS MP 200 | 2 | 7.77 | 1987 | 2022 |  | 21 to 26 years old | ICI DEG 84 P | #6 | 100000 | 70000 | 15000 | 10500 | Yes | 2018 | Elevator Apartments | 6 | 125040 | 1 | 15 | 100 | 103 | 1925
1016690001 | 1901 1 AVENUE Manhattan, NY 10029 (40.784557024104835, -73.9437956536432) | Con Edison | NYC HEALTH & HOSPITAL CORP. | HEALTH AND HOSPITALS | 1901 FIRST AVENUE MANHATTAN, NY 10029 (40.784557024104835, -73.9437956536432) | CA112967N | 7/5/05 | KEELER CP 400 HP | 3 | 72 | 1967 | 2010 |  | 41 - 45 years old | TODD VEE CEE 44Y30 | #6 | 100000 | 70000 | 15000 | 10500 |  |  | Elevator Apartments | 8 | 1075000 | 2 | 14 | 0 | 3 | 1967
1018337501 | 382 CENTRAL PARK Manhattan, NY 10025 (40.79308259754801, -73.9637064536263) | Con Edison | OLMSTEAD CONDOMINIMUM | THE OLMSTEAD CONDO % | 382 CENTRAL PARK MANHATTAN, NY 10025 (40.79308259754801, -73.9637064536263) | CA179890K | 7/6/05 | FEDERAL FST-300 | 2 | 12.63 | 1990 | 2025 |  | 16 to 20 years old | ICI DEG 145P | #6 | 100000 | 70000 | 15000 | 10500 | Yes | 2013 | Walk-Up Apartments | 8 | 323840 | 1 | 19 | 414 | 414 | 1961 | YES
1021800154 | 105 BENNETT AVENUE Manhattan, NY 10033 (40.85376515943898, -73.93498819600984) | Con Edison | PINNACLE HOLDING CO. LLC. | 105-115 BENNETT REALT | 1920 NEW YORK, NY 10116 (40.8110019996426, -73.95309800037239) | CA511586H | 7/6/05 | ROCKMILLS MP-125 | 1 | 5 | 1986 | 2021 |  | 21 to 26 years old | I.C.I. MEG 54P | #6 | 100000 | 70000 | 15000 | 10500 | Yes | 2020 | Elevator Apartments | 7 | 71034 | 1 | 6 | 65 | 65 | 1939
1022500058 | 600 218 STREET Manhattan, NY 10034 (40.872488715934395, -73.91725739966637) | Con Edison | SAMSON MANAGEMENT | 600 WEST 218TH STREET | 97 77 QUEENS BOULEVARD REGO PARK, NY 11374 (40.72646491702238, -73.86148084756303) | CA126179J | 7/5/05 | ROCKMILLS MP-175 | 1 | 10 | 1979 | 2014 |  | 31 to 35 years old | HEV-E-OIL DEG-84(S) | #6 | 100000 | 70000 | 15000 | 10500 | Yes | 2020 | Walk-Up Apartments | 7 | 124173 | 1 | 6 | 108 | 110 | 1936
1018890055 | 845 END AVENUE Manhattan, NY 10025 (40.79685012763133, -73.96372581059762) | Con Edison | SAPV/ATLAS 845 E.END AVE.ASSO. NF LLC | SAP V/ATLAS 845 WEA A | 60 42 ST NEW YORK, NY 10165 (40.65526525234372, -74.01511809347186) | CA482787Y | 7/7/05 | ROCKMILLS MP 300 | 1 | 12.6 | 1987 | 2022 |  | 21 to 26 years old | S.T.JOHNSON FD 68 CAHM-300 | #6 | 100000 | 70000 | 15000 | 10500 | Yes | 2019 | Condominiums | 9 | 200981 | 1 | 15 | 91 | 91 | 1930
1013960071 | 555 PARK AVENUE Manhattan, NY 10021 (40.76920532766377, -73.959183941086) | Con Edison | TUDOR REALTY SERVICES | 555 PARK AVE INC | 25O PARK AVENUE MANHATTAN, NY 10003 (40.73194394755518, -73.98887214913032) | CA010580L | 7/5/05 | ROCKMILLS MP 150 | 1 | 6.75 | 1980 | 2015 |  | 26 to 30 years old | ICI DEG 63 P | #6 | 100000 | 70000 | 15000 | 10500 | Yes | 2016 | Elevator Apartments | 4 | 95603 | 1 | 12 | 23 | 24 | 1913 |  | YES
1015820034 | 530 86 STREET Manhattan, NY 10028 (40.77539396509221, -73.94592389605181) | Con Edison | WALLACK MANAGEMENT CO. | 530 E 86 ST INC | 18 64 STREET MANHATTAN, NY 10021 (40.76920532766377, -73.959183941086) | CA233168H | 7/6/05 | FEDERAL FLW-3036 | 1 | 9.8 | 1968 | 2010 |  | 41 - 45 years old | PETRO WD 7AH | #6 | 100000 | 70000 | 15000 | 10500 | Yes | 2022 | Elevator Apartments | 5 | 120835 | 1 | 15 | 46 | 46 | 1928 |  | YES
1005220012 | 636 BROADWAY Manhattan, NY 10012 (40.72634921432774, -73.99596222959639) | Con Edison | 636 BROADWAY ASSOCIATES | BROADWAY ASSOCIATES | 636 BROADWAY MANH, NY 10012 (40.72634921432774, -73.99596222959639) | CA062386M | 7/6/05 | ROCKMILLS MP 200 | 1 | 6.69 | 1986 | 2021 |  | 21 to 26 years old | I.C I DEG84 | #6 | 99968 | 69978 | 14995 | 10497 | Yes | 2022 | Walk-Up Apartments | 1 | 131743 | 1 | 12 | 0 | 82 | 1900
1014080020 | 149 73 STREET Manhattan, NY 10021 (40.77095185815892, -73.9612700761296) | Con Edison | 149 E.73%EQUITY MGMT.GRP.IN | 149 EAST 73RD STREET | 6 43RD STREET MANHATTAN, NY 10017 (40.75381517729913, -73.97967506743592) | CA466970M | 7/5/05 | KEWANEE #534 | 1 | 5.5 | 1970 | 2010 |  | 36 - 40 year old | HEVEOIL AM 7 E | #6 | 99645 | 69752 | 14947 | 10463 | Yes | 2018 | Elevator Apartments | 4 | 78000 | 1 | 11 | 24 | 30 | 1925 |  | YES
1018800001 | 255 108 STREET Manhattan, NY 10025 (40.80240779201637, -73.96626117769264) | Con Edison | 255 WEST 108 ST CORP. | 255 W 108TH ST CORP | 255 108 STREET MANHATTAN, NY 10012 (40.72553802086304, -73.99789641059084) | CA319193R | 7/7/05 | ROCKMILLS MP-250 | 1 | 9.55 | 1993 | 2028 |  | 16 to 20 years old | ICI DEG-105 (P) | #6 | 99572 | 69700 | 14936 | 10455 | Yes | 2020 | Elevator Apartments | 8 | 121922 | 1 | 12 | 102 | 106 | 1910 |  | YES
1005587502 | 113 4 AVENUE Manhattan, NY 10003 (40.7328423193793, -73.98999972454214) | Con Edison | THE PETERSFIELD CONDO | THE PETERFIELD CONDON | 331 MADISON AVENUE MANHATTAN, NY 10017 (40.75343948405972, -73.97876859074366) | CA350087Z | 7/7/05 | H.B.SMITH HO 4500-S-22 | 1 | 9 | 1987 | 2022 |  | 21 to 26 years old | ICI DE 105 S | #6 | 99390 | 69573 | 14908 | 10436 | Yes | 2018 | Walk-Up Apartments | 2 | 12800 | 1 | 8 | 70 | 71 | 1905 | YES
1008110016 | 131 35 STREET Manhattan, NY 10001 (40.75102201670109, -73.98851681609429) | Con Edison | BILL REIF | 131 W.35 ST.TENANTSCO | 131 35 STREET MANHATTAN, NY 10001 (40.75102201670109, -73.98851681609429) | CA267671K | 7/6/05 | FEDERAL FST 150 | 1 | 4.7 | 1971 | 2010 |  | 36 - 40 year old | HEV-E-OIL AM7E | #6 | 99280 | 69496 | 14892 | 10424 | Yes | 2021 | Walk-Up Apartments | 3 | 91777 | 1 | 13 | 0 | 0 | 1913
1014430011 | 333 68 STREET Manhattan, NY 10021 (40.76920532766377, -73.959183941086) | Con Edison | GUMLEY HAFT INC. | 333 EAST 68TH STREET | 415 MADISON AVENUE MANHATTAN, NY 10017 (40.756779530947306, -73.976317020908) | CA143580K | 7/6/05 | FEDERAL FST-250 | 1 | 10 | 1980 | 2015 | DUAL FUEL | 26 to 30 years old | I.C.I.DEG- 105-S | #6 | 98888 | 69222 | 14833 | 10383 | Yes | 2013 | Walk-Up Apartments | 5 | 132611 | 1 | 16 | 64 | 64 | 1928 |  | YES
1012400001 | 666 END AVENUE Manhattan, NY 10025 (40.79685012763133, -73.96372581059762) | Con Edison | WINDEMERE CHATEAU INC. | WINDEMERE CHATEAU INC | 666 END AVENUE MANHATTAN, NY 10025 (40.79685012763133, -73.96372581059762) | CA288485J | 7/5/05 | ROCKMILLS MP-400 | 1 | 16.5 | 1985 | 2020 |  | 21 to 26 years old | I.C.I. DE-175 (P) | #4 | 98840 | 69188 | 14332 | 10032 | Yes | 2020 | Elevator Apartments | 6 | 279316 | 1 | 22 | 0 | 1 | 1927
1008070028 | 116 32 STREET Manhattan, NY 10001 (40.748594114154216, -73.98900200256206) | Con Edison | PAN AM EQUITIES INC. | UNITED ENTERPRISES 11 | 3 NEW YORK PLAZA MANHATTAN, NY 10004 (40.688827825343935, -74.01911250583743) | CA000890H | 7/6/05 | FEDERAL FST 300 | 1 | 12.6 | 1990 | 2025 |  | 16 to 20 years old | ICI DE145S | #6 | 98800 | 69160 | 14820 | 10374 | Yes | 2017 | Condominiums | 3 | 221227 | 1 | 16 | 0 | 10 | 1912
1015010033 | 1100 PARK AVENUE Manhattan, NY 10128 (40.782305030990756, -73.955771528107) | Con Edison | 1100 PK. AVE. CO-OP CORP. % WALLACK MGT. | 1100 PARK AVE COOP CO | 18 64 STREET NEW YORK, NY 10021 (40.641091994221576, -74.02500560776605) | CB608403Y | #N/A | ROCKMILLS MP-350 (EXSTG) | 1 | 11.7 | 2003 | 2038 | DUAL FUEL | 5 to 10 years old | INDUSTRIAL COMBUSTION DEG-145P (NEW) | #6 | 98769 | 69138 | 14815 | 10371 | Yes | 2021 | Elevator Apartments | 4 | 244935 | 1 | 18 | 67 | 70 | 1930 |  | YES
1012297502 | 219 81 STREET Manhattan, NY 10024 (40.784735033593094, -73.97793487971924) | Con Edison | AVONOVA CONDO % ORSID RLTY. | AVONOVA CONDOMINIUM | 1740 BWAY NEW YORK, NY 10019 (40.606519975195624, -74.0606019505693) | CB135408H | 7/7/05 | FEDERAL FST - 300 (NEW) | 1 | 10 | 2008 | 2043 | DUAL FUEL | Fewer than 5 years old | ICI DEG - 145P (NEW) | #6 | 98769 | 69138 | 14815 | 10371 |  |  | Elevator Apartments | 6 | 157766 | 1 | 12 | 115 | 119 | 1912
1014110053 | 150 77 STREET Manhattan, NY 10021 (40.76920532766377, -73.959183941086) | Con Edison | 150 EAST 77TH STREET MAXWELL KATES | 150 E 77 ST CORP | 9 38TH STREET MANHATTAN, NY 10016 (40.75058238108704, -73.98167876193074) | CA162199P | 7/7/05 | FEDERAL FST 250 | 1 | 10.5 | 1999 | 2034 | DUAL FUEL | 11 to 15 years old | ST. JOHNSON FD68 CAHM SIZE 250 | #6 | 98550 | 68985 | 14782 | 10348 | Yes | 2021 | Elevator Apartments | 4 | 190358 | 1 | 16 | 97 | 104 | 1959 |  | YES
1007850025 | 225 35 STREET Manhattan, NY 10001 (40.75199902983114, -73.99082112080599) | Con Edison | 225 W.35 ST. ASSOC/CONDREN RLTY MGMT | 225 W.35TH ST.ASSOC. | 110 MANAGERS PL SYRACUSE, NY 13209 (43.11133049807495, -76.25856031631449) | CA043988X | 7/4/05 | FEDERAL FST 250 | 1 | 10 | 1988 | 2023 |  | 21 to 26 years old | HEVE DEG 105 P | #4 | 98550 | 68985 | 14290 | 10003 | Yes | 2015 | Office Buildings | 3 | 106810 | 1 | 16 | 0 | 13 | 1924
1014270030 | 230 73 STREET Manhattan, NY 10021 (40.77010710686594, -73.95940370869104) | Con Edison | 230 E. 73 ST. OWNERS % C. GREENTHAL | 230 E 73 ST OWNER COR | 4 PARK AVENUE NEW YORK, NY 10016 (40.74650915812013, -73.98194367109245) | CB017203J | 7/4/05 | FEDERAL/EASTMOND FST-250 (EXTG) | 1 | 8.36 | 2003 | 2038 | DUAL FUEL | 5 to 10 years old | HEVE (I.C.) DEG 105P (NEW) | #6 | 98550 | 68985 | 14782 | 10348 | Yes | 2017 | Elevator Apartments | 4 | 89281 | 1 | 12 | 92 | 92 | 1937 |  | YES
1018760046 | 230 105 STREET Manhattan, NY 10025 (40.80019696332588, -73.96730584801979) | Con Edison | 230 WEST 105 ST REALTY | 230 WEST 105 REALTY C | 230 105 TH STREET MANHATTAN, NY 10025 (40.80019696332588, -73.96730584801979) | CA169892P | 7/5/05 | FEDERAL FST-250 (EXG) | 1 | 9.31 | 1992 | 2027 |  | 16 to 20 years old | HEVE DEG-105 (P) (NEW) | #6 | 98550 | 68985 | 14782 | 10348 | Yes | 2016 | Office Buildings | 8 | 112541 | 1 | 14 | 69 | 74 | 1920 |  | YES
1014307501 | 240 76 STREET Manhattan, NY 10021 (40.77192353105494, -73.95782701041071) | Con Edison | 240 E.76 ST CONDO%ROSE ASSOC. | 240 E 76 ST CONDO | 200 MADISON AVENUE N Y 10016 (40.74877830573848, -73.9822475686496) | CB312100J | 7/6/05 | FEDERAL FST-250 | 2 | 10.5 | 2000 | 2035 | DUAL FUEL | 5 to 10 years old | HEVE (ICI) DEG 105 P | #6 | 98550 | 68985 | 14782 | 10348 | Yes | 2020 | Walk-Up Apartments | 4 | 22960 | 1 | 16 | 293 | 296 | 1957 | YES
1009060024 | 245 25 STREET Manhattan, NY 10010 (40.73970595900097, -73.98117773037538) | Con Edison | 245 E.25 RLTY%WASHINGTON SQ. M. | 245 E 25 REALTY CORP | 6 43 STREET NY, NY 10017 (40.75381517729913, -73.97967506743592) | CA230991K | 7/5/05 | FEDERAL FST-250 | 1 | 10.5 | 1991 | 2026 |  | 16 to 20 years old | S.T. JOHNSON FD 68 CAHM-250 | #6 | 98550 | 68985 | 14782 | 10348 | Yes | 2016 | Elevator Apartments | 2 | 190000 | 1 | 21 | 183 | 185 | 1964 |  | YES
1012377502 | 250 90 STREET Manhattan, NY 10024 (40.79114479380385, -73.9753620884991) | Con Edison | 250W. 90TH ST. OWNERS, C/O AKAM ASSOCIATES |  | 250 90TH STREET NEW YORK, NY 10025 (40.620983943523335, -74.03352511325384) | CA664286N | 7/6/05 | CLEAVER BROOKS CB 600 250 | 2 | 10.3 | 1986 | 2021 |  | 21 to 26 years old | CLEAVER BROOKS CB 600 250 | #6 | 98550 | 68985 | 14782 | 10348 | Yes | 2017 | Elevator Apartments | 6 | 166499 | 1 | 22 | 157 | 159 | 1985 | YES
1018900001 | 300 RIVERSIDE DRIVE Manhattan, NY 10025 (40.79992274954475, -73.97175248056766) | Con Edison | 300 OWNERS CORP. % GREENTHAL MGMT. | 300 OWNERS CORP | 4 PARK AVENUE NEW YORK, NY 10016 (40.74650915812013, -73.98194367109245) | CB110907L | 7/6/05 | FEDERAL FST - 250 (NEW) | 1 | 8.3 | 2007 | 2042 | DUAL FUEL | Fewer than 5 years old | S.T. JOHNSON FD68 CAHM SIZE 250 (NEW) | #6 | 98550 | 68985 | 14782 | 10348 | Yes | 2020 | Elevator Apartments | 9 | 190890 | 1 | 14 | 114 | 114 | 1923 |  | YES
1008670033 | 50 PARK AVENUE Manhattan, NY 10016 (40.74901651733608, -73.98009856077594) | Con Edison | 31 EAST 37TH ST CORP. | 31 E 37TH ST CORP | 250 PARK AVENUE NEW YORK, NY 10003 (40.738333453173844, -73.9878407889095) | CA043681L | 7/7/05 | FEDERAL #FST-250 | 1 | 9.5 | 1981 | 2016 |  | 26 to 30 years old | INDUST COMBUS DEG-105-P | #6 | 98550 | 68985 | 14782 | 10348 | Yes | 2017 | Condominiums | 3 | 127089 | 1 | 17 | 131 | 132 | 1940 |  | YES
1013360040 | 310 44 STREET Manhattan, NY 10017 (40.750974811388645, -73.97096876697027) | Con Edison | 310 EAST 44 STREET | BEAUX ARTS REALTY | 400 59 STREET MANHATTAN, NY 10019 (40.76961736273474, -73.98575722687055) | CA165481M | 7/5/05 | FED FST 300 | 1 | 12.6 | 1981 | 2016 |  | 26 to 30 years old | HEV-E-OIL DEG 145P | #6 | 98550 | 68985 | 14782 | 10348 | Yes | 2016 | Elevator Apartments | 4 | 206598 | 1 | 16 | 324 | 328 | 1929
1013360040 | 310 44 STREET Manhattan, NY 10017 (40.750974811388645, -73.97096876697027) | Con Edison | 310 EAST 44TH STREET C/O NY PROPERTY MGMT | BEAUX ARTS REALTY | 400 54TH STREET MANHATTAN, NY 10019 (40.76599486549507, -73.98722515844177) | CA382785M | 7/6/05 | FEDERAL FST-300 | 1 | 12.6 | 1985 | 2020 |  | 21 to 26 years old | ICI DEG 145P | #6 | 98550 | 68985 | 14782 | 10348 | Yes | 2016 | Walk-Up Apartments | 4 | 206598 | 1 | 16 | 324 | 328 | 1929
1011850019 | 325 END AVENUE Manhattan, NY 10023 (40.774536138232236, -73.97994335610099) | Con Edison | 325 W. END AVE. OWNERS INC. | 325 W END AVE OWNERS, | 300 55 STREET NEW YORK, NY 10019 (40.76543669712509, -73.98393298423655) | CB024606H | 7/7/05 | BEST 5D-250 (NEW) | 1 | 8.3 | 2006 | 2041 | DUAL FUEL | Fewer than 5 years old | HEVE (I.C.) DEG - 105 P (NEW) | #6 | 98550 | 68985 | 14782 | 10348 | Yes | 2015 | Elevator Apartments | 6 | 160203 | 1 | 13 | 52 | 54 | 1916 |  | YES
1012070029 | 333 CENTRAL PARK Manhattan, NY 10025 (40.79004143461968, -73.9659311691763) | Con Edison | 333C.P.W.OWN/MIDBORO MGMT | 333 CENTRAL PARK W OW | 148 37 STREET MANHATTAN, NY 10018 (40.75251096987246, -73.98836465376176) | CA025187R | 7/6/05 | FEDERAL FST 250 | 1 | 10.4 | 1987 | 2022 |  | 21 to 26 years old | HEV-E DEG 105P | #6 | 98550 | 68985 | 14782 | 10348 | Yes | 2017 | Elevator Apartments | 6 | 163032 | 1 | 12 | 69 | 69 | 1910 |  | YES
1008590048 | 440 PARK AVENUE Manhattan, NY 10016 (40.744582253903964, -73.98330877874902) | Con Edison | 440 REALTY CO | 440 REALTY CO | 116 27th STREET MANHATTAN, NY 10016 (40.74232873503186, -73.98371315871968) | CA035777X | 7/5/05 | ROCKMILLS #MP-200 | 1 | 9.25 | 1977 | 2012 |  | 31 to 35 years old | HEV-E-OIL #DE-84-S | #6 | 98550 | 68985 | 14782 | 10348 | Yes | 2019 | Walk-Up Apartments | 2 | 145437 | 1 | 16 | 0 | 107 | 1913
1018400029 | 444 CENTRAL PARK Manhattan, NY 10025 (40.797025978755876, -73.96082863686836) | Con Edison | 444 EAST 75TH ST/INSIGNIA RESIDENTIAL | 444 CENTRAL PARK WEST | 444 CENTRAL PARK MANHATTAN, NY 10025 (40.797025978755876, -73.96082863686836) | CA498385H | 7/6/05 | FEDERAL FST 250 | 1 | 8.4 | 1985 | 2020 |  | 21 to 26 years old | HEV-E-OIL DEG105 S ( I.C.I. ) | #6 | 98550 | 68985 | 14782 | 10348 | Yes | 2020 | Elevator Apartments | 8 | 201723 | 1 | 19 | 120 | 120 | 1930 |  | YES
1014970028 | 45 85 STREET Manhattan, NY 10028 (40.780093695589045, -73.9590269589389) | Con Edison | 45 E OWNER%WALLACK MGMT.C | 45 EAST 85TH STREET C | 18 64 STREET MANHATTAN, NY 10065 (40.76697082506496, -73.96984042701948) | CA203188H | 7/4/05 | ROCKMILLS MP-125 | 2 | 5.3 | 1988 | 2023 |  | 21 to 26 years old | HEVE MMG 54 P | #4 | 98550 | 68985 | 14290 | 10003 | Yes | 2017 | Elevator Apartments | 4 | 104000 | 1 | 9 | 45 | 48 | 1925 |  | YES
1012310001 | 490 END AVENUE Manhattan, NY 10024 (40.78362556816552, -73.96653900057436) | Con Edison | 490 WEST END OWNERS INC. | 490 WEST END APT CORP | 1740 BROADWAY MANHATTAN, NY 10019 (40.76509834187077, -73.98206124052132) | CA214993Y | 7/6/05 | ROCKMILLS MP-250 | 1 | 11.1 | 1993 | 2028 |  | 16 to 20 years old | HEVE DEG-105 (P) | #6 | 98550 | 68985 | 14782 | 10348 | Yes | 2021 | Elevator Apartments | 6 | 140076 | 1 | 12 | 67 | 69 | 1913 |  | YES
1004830017 | 524 BROADWAY Manhattan, NY 10012 (40.722886824514944, -73.99890301263224) | Con Edison | 524 BDWY. CO/GOLDMAN R.E.CO | 524 BROADWAYCOMPANY | 405 PARK AVE MANHATTAN, NY 10022 (40.759761271756226, -73.97189901176496) | CA285984K | 7/6/05 | FEDERAL FST-250 | 1 | 5.1 | 1984 | 2019 |  | 26 to 30 years old | IRON FIREMAN EEDG04-10.6RK | #4 | 98550 | 68985 | 14290 | 10003 | Yes | 2013 | Condominiums | 1 | 140988 | 1 | 11 | 0 | 18 | 1902
1013810035 | 640 PARK AVENUE Manhattan, NY 10021 (40.76861350549685, -73.96581689882925) | Con Edison | 642 PARK AVENUE CORP. | 642 PARK AVE CORP | 770 LEXINGTON AVENUE MANHATTAN, NY 10021 (40.76920532766377, -73.959183941086) | CA137590N | 7/7/05 | ROCKMILLS MP125 | 2 | 4.95 | 1990 | 2025 |  | 16 to 20 years old | HEVE MEG 54P | #6 | 98550 | 68985 | 14782 | 10348 | Yes | 2021 | Elevator Apartments | 4 | 95615 | 1 | 12 | 12 | 14 | 1914 |  | YES
1005640054 | 77 12 STREET Manhattan, NY 10003 (40.733014488028694, -73.99055729880902) | Con Edison | 77 EAST 12 OWNERS INC. | 77 E 12TH OWNERS INC | 77 12TH ST MANHATTAN, NY 10025 (40.79685012763133, -73.96372581059762) | CA251690J | 7/6/05 | ROCKMILLS MP250 | 1 | 9.95 | 1990 | 2025 |  | 16 to 20 years old | HEVE DEG 105P | #6 | 98550 | 68985 | 14782 | 10348 | Yes | 2014 | Elevator Apartments | 2 | 135315 | 1 | 20 | 175 | 182 | 1963 |  | YES
1015760005 | 505 79 STREET Manhattan, NY 10021 (40.76920532766377, -73.959183941086) | Con Edison | 79TH STREET EAST OWNERS CORP. | 79 ST EAST OWENERS CO | 1133 BROADWAY MANHATTAN, NY 10010 (40.743831409426136, -73.98905094736057) | CA174899Y | 7/7/05 | (EXIST)FEDERAL/EASTMOND FST-250 | 2 | 10.36 | 1999 | 2034 | DUAL FUEL | 11 to 15 years old | (NEW)HEVE/ICI DEG-105 P | #6 | 98550 | 68985 | 14782 | 10348 | Yes | 2016 | Walk-Up Apartments | 5 | 260000 | 1 | 19 | 209 | 210 | 1963 |  | YES
1015440019 | 345 81 STREET Manhattan, NY 10028 (40.77393168403481, -73.95231469528318) | Con Edison | 81 ST. RESIDENCE CORP. % GREENTHAL MGT. | 81ST ST RESIDENCE COR | 4 PARK AVENUE NEW YORK, NY 10016 (40.74650915812013, -73.98194367109245) | CB109505K | 7/4/05 | ROCKMILLS MP-250 SS MEA 133-80E (NEW) | 2 | 8.3 | 2005 | 2040 | DUAL FUEL | 5 to 10 years old | HEVE (I.C.) DEG-105P (EXSTG) | #6 | 98550 | 68985 | 14782 | 10348 | Yes | 2014 | Walk-Up Apartments | 5 | 217720 | 1 | 20 | 216 | 217 | 1963 |  | YES
1015080001 | 903 PARK AVENUE Manhattan, NY 10021 (40.76920532766377, -73.959183941086) | Con Edison | 903 PARK AVE ASSOCIATES | 903 PARK AVE ASSOCIAT | 277 PARK AVENUE MANHATTAN, NY 10172 (40.73881900019677, -73.98709100044925) | CA229699P | 7/5/05 | FEDERAL FST-250 | 1 | 10.36 | 1999 | 2034 | DUAL FUEL | 11 to 15 years old | HEVE (ICI) DEG 105 S | #6 | 98550 | 68985 | 14782 | 10348 | Yes | 2018 | Elevator Apartments | 4 | 113281 | 1 | 17 | 70 | 70 | 1913
1013887501 | 923 5 AVENUE Manhattan, NY 10021 (40.773302817477486, -73.96641050771359) | Con Edison | 923 FIFTH AV/AMERICAN LANDMARK | AMERICAN LANDMARK MAN | 770 LEXINGTON AVENUE MANHATTAN, NY 10021 (40.76920532766377, -73.959183941086) | CA008994Z | 7/7/05 | FEDERAL FST-250 | 1 | 10.5 | 1994 | 2029 |  | 16 to 20 years old | ST.JOHNSON FD68 CAHM SIZE 300 | #6 | 98550 | 68985 | 14782 | 10348 | Yes | 2018 | Hospitals & Health | 4 | 151704 | 1 | 20 | 98 | 103 | 1950 | YES
1016020020 | 49 96 STREET Manhattan, NY 10128 (40.78723837768842, -73.95410833306524) | Con Edison | A.K.A 1381-1389 MADISON AVE | 49 E 96TH RLTY CORP | 675 THIRD AVE MANHATTAN, NY 10017 (40.75129610835038, -73.97404990585339) | CA045892K | 7/5/05 | YORK SHIPLEY WBL 250 (EXG) | 1 | 10.5 | 1992 | 2027 |  | 16 to 20 years old | S.T. JOHNSON FD 68 CAHM 250 (NEW) | #6 | 98550 | 68985 | 14782 | 10348 | Yes | 2022 | Condominiums | 4 | 141058 | 1 | 19 | 75 | 79 | 1930 |  | YES
1018817501 | 504 110 STREET Manhattan, NY 10025 (40.803035811234146, -73.96406219460104) | Con Edison | AMHERST-CORTLAND CORP | AMHERST CORTLANDT CON | 50 17 STREET MANHATTAN, NY 10011 (40.738563940959885, -73.99384605181096) | CB203407K | #N/A | ROCKMILLS MP 250 (NEW) | 1 | 8.3 | 2007 | 2042 | DUAL FUEL | Fewer than 5 years old | HEVE (I.C.) DEG - 105P (NEW) | #6 | 98550 | 68985 | 14782 | 10348 | Yes | 2021 | Elevator Apartments | 8 | 94023 | 2 | 12 | 148 | 148 | 1911 | YES
1008970035 | 200 16 STREET Manhattan, NY 10003 (40.734580501491756, -73.9861879505897) | Con Edison | BAILEY GARDENS | 200 E 16 ST HOUSING C | 109 15 14TH AVENUE COLLEGE POINT, NY 11356 (40.7849280967543, -73.84181070040347) | CA333090P | 7/6/05 | FEDERAL FST 250 | 1 | 9.95 | 1990 | 2025 |  | 16 to 20 years old | HEVE DEG 105 P | #6 | 98550 | 68985 | 14782 | 10348 | Yes | 2017 | Elevator Apartments | 2 | 151832 | 1 | 20 | 390 | 399 | 1930 |  | YES
1018747501 | 235 102 STREET Manhattan, NY 10025 (40.79858235613559, -73.96919547408986) | Con Edison | BEL AIR CORP | BELAIR CORP | 29 BARTOW ROAD GREAT NECK, NY 11021 (40.78664779925657, -73.72844675971015) | CA043689X | 7/4/05 | FEDERAL FST 250SP | 1 | 10.48 | 1989 | 2024 |  | 21 to 26 years old | HEVE DEG 105P | #6 | 98550 | 68985 | 14782 | 10348 | Yes | 2014 | Elevator Apartments | 8 | 242330 | 1 | 16 | 346 | 347 | 1927 | YES
1013790021 | 29 64 STREET Manhattan, NY 10021 (40.76920532766377, -73.959183941086) | Con Edison | BROWN, HARRIS,STEVENS | 29 EAST 64TH ST CORP | 770 LEXINGTON AVENUE MANHATTAN, NY 10065 (40.76307014183385, -73.96759762551441) | CA017692H | 7/5/05 | ROCKMILLS MP 125 | 2 | 5.25 | 1992 | 2027 |  | 16 to 20 years old | I.C.I. DEG 54 (P) | #6 | 98550 | 68985 | 14782 | 10348 | Yes | 2019 | Elevator Apartments | 4 | 104075 | 1 | 12 | 43 | 46 | 1922 |  | YES
1021790489 | 360 CABRINI BOULEVARD Manhattan, NY 10040 (40.85684983399943, -73.93695771125402) | Con Edison | CANTURY MANAGEMENT | 360 CABRINI OWNERS CO | 6 43rd STREET MANHATTAN, NY 10017 (40.75381517729913, -73.97967506743592) | CA282987M | 7/7/05 | FEDERAL FST-250 | 1 | 9.5 | 1987 | 2022 |  | 21 to 26 years old | HEVE DEG 105-P ( I.C.I. ) | #6 | 98550 | 68985 | 14782 | 10348 | Yes | 2019 | Elevator Apartments | 7 | 117678 | 1 | 6 | 112 | 112 | 1942 |  | YES
1012300061 | 470 END AVENUE Manhattan, NY 10024 (40.78362556816552, -73.96653900057436) | Con Edison | CENTURY OPERATING CORP. | 470 WEST END CORP | 7 PENN PLAZA MANHATTAN, NY 10001 (40.74956954963903, -73.99160848411982) | CA288184X | 7/6/05 | FEDERAL FST-250 | 1 | 10.4 | 1984 | 2019 |  | 26 to 30 years old | I.C.I. DEG 105 P | #6 | 98550 | 68985 | 14782 | 10348 | Yes | 2020 | Elevator Apartments | 6 | 207126 | 1 | 15 | 106 | 108 | 1928 |  | YES
1007610053 | 330 38 STREET Manhattan, NY 10018 (40.75531842731342, -73.99316967810334) | Con Edison | COAST EQUITIES LLC | HUDSON 38 HOLDINGS LL | 9437 SHORE RD BROOKLYN, NY 11209 (40.61705649347334, -74.03865586600874) | CA363584M | 7/7/05 | ROCKMILLS MP 150 | 2 | 5.95 | 1984 | 2019 |  | 26 to 30 years old | ICI DEG 63-P | #4 | 98550 | 68985 | 14290 | 10003 | Yes | 2021 | Elevator Apartments | 3 | 180064 | 1 | 16 | 0 | 72 | 1928
1017370069 | 630 LENOX AVENUE Manhattan, NY 10037 (40.818035095214896, -73.93791099260511) | Con Edison | DELANO VILLAGE COMPANIES | F/K/A DELANO VILLAGE | 31 10 37th AVENUE LIC, NY 11101 (40.74570244980828, -73.93866902925225) | CB222903K | 7/5/05 | FEDERAL FST-250 (EXSTG) | 2 | 8.37 | 2003 | 2038 | DUAL FUEL | 5 to 10 years old | HEVE (IC) DEG-105P (EXSTG) | #6 | 98550 | 68985 | 14782 | 10348 | Yes | 2017 | Elevator Apartments | 9 | 185318 | 1 | 16 | 259 | 259 | 1959
1013390005 | 305 46 STREET Manhattan, NY 10017 (40.75232296478532, -73.9701613519477) | Con Edison | EXTELL DEVELOPMENT | 305 BRG-INTELL | 805 THIRD AVENUE NEW YORK, NY 10022 (40.755592969327324, -73.9708898396616) | CB148307Z | 7/6/05 |  | 1 | 0 | 2007 | 2042 | DUAL FUEL | Fewer than 5 years old | S. T. JOHNSON FD68 - CAHN-250 (NEW) | #6 | 98550 | 68985 | 14782 | 10348 | Yes | 2019 | Elevator Apartments | 4 | 153689 | 1 | 16 | 0 | 1 | 1928
1013390005 | 305 46 STREET Manhattan, NY 10017 (40.75232296478532, -73.9701613519477) | Con Edison | EXTELL DEVELOPMENT | 305 BRG-INTELL | 805 THIRD AVENUE NEW YORK, NY 10022 (40.755592969327324, -73.9708898396616) | CB148207K | #N/A | FEDERAL FST - 250 (EXSTG) | 1 | 75 | 2007 | 2042 | DUAL FUEL | Fewer than 5 years old | S.T. JOHNSON FD-68 CAHM-250 (NEW) | #6 | 98550 | 68985 | 14782 | 10348 | Yes | 2019 | Walk-Up Apartments | 4 | 153689 | 1 | 16 | 0 | 1 | 1928
1017300064 | 40 135 STREET Manhattan, NY 10037 (40.8123401316152, -73.93674450045602) | Con Edison | LENOX TERRACE | FOURTH LENOX TERRACE | 484 LENOX AVENUE NEW YORK, NY 10037 (40.813574503984, -73.94112148537468) | CB209102R | 7/4/05 | ROCKMILLS-MP-200 | 1 | 6.69 | 2002 | 2037 | DUAL FUEL | 5 to 10 years old | S.T. JOHNSON FD68 CAHM 200 (NEW) | #6 | 98550 | 68985 | 14782 | 10348 | Yes | 2020 | Walk-Up Apartments | 9 | 267008 | 1 | 16 | 286 | 286 | 1959
1017300064 | 40 135 STREET Manhattan, NY 10037 (40.8123401316152, -73.93674450045602) | Con Edison | LENOX TERRACE | FOURTH LENOX TERRACE | 484 LENOX AVENUE NEW YORK, NY 10037 (40.813574503984, -73.94112148537468) | CB618403Z | 7/6/05 | ROCKMILLS MP-200 (NEW) | 1 | 6.6 | 2003 | 2038 | DUAL FUEL | 5 to 10 years old | S.T. JOHNSON FD68 CAHM 200 (EXSTG) | #6 | 98550 | 68985 | 14782 | 10348 | Yes | 2020 | Walk-Up Apartments | 9 | 267008 | 1 | 16 | 286 | 286 | 1959
1013900057 | 20 76 STREET Manhattan, NY 10021 (40.774552374621884, -73.96407570451609) | Con Edison | LYDEN HOTEL CO | SURREY ASSOCIATES | 20 76th STREET MANHATTAN, NY 10021 (40.774552374621884, -73.96407570451609) | CA111574H | 7/5/05 | ROCKMILLS MP-200 | 1 | 8.4 | 1974 | 2010 |  | 36 - 40 year old | S T JOHNSON FD68 SIZE 200 | #6 | 98550 | 68985 | 14782 | 10348 | Yes | 2020 | Elevator Apartments | 4 | 135582 | 2 | 15 | 112 | 114 | 1926
1018780012 | 225 106 STREET Manhattan, NY 10025 (40.801429005061536, -73.96799209295018) | Con Edison | MARIANNE DZIUBA | STAHL BROADWAY COMPAN | 277 PARK AVENUE MANHATTAN, NY 10172 (40.73881900019677, -73.98709100044925) | CA488987X | 7/7/05 | FEDERAL FST 250 | 2 | 10.5 | 1987 | 2022 |  | 21 to 26 years old | I.C.I.DEG 105 P | #6 | 98550 | 68985 | 14782 | 10348 | Yes | 2018 | Elevator Apartments | 8 | 249756 | 1 | 16 | 174 | 180 | 1928
1014320005 | 205 77 STREET Manhattan, NY 10021 (40.76920532766377, -73.959183941086) | Con Edison | MIDBORO MANAGEMENT COMPANY | FITZERALD JOHN | 148 37TH ST MANHATTAN, NY 10018 (40.75251096987246, -73.98836465376176) | CA171689M | 7/5/05 | FEDERAL FLW-1518 | 1 | 5.6 | 1989 | 2024 |  | 21 to 26 years old | HEVE DEG-63 S ( I.C.I. ) | #6 | 98550 | 68985 | 14782 | 10348 | Yes | 2022 | Elevator Apartments | 4 | 77928 | 1 | 14 | 113 | 113 | 1962 |  | YES
1001737501 | 66 LEONARD STREET Manhattan, NY 10013 (40.71763152705585, -74.0057659558146) | Con Edison | NEAL FELLENBAUM |  | 19 RECTOR STREET MANHATTAN, NY 10006 (40.708202068240695, -74.01439329360963) | CA050174M | 7/4/05 | TITUSVILLE HRT | 1 | 8.4 | 1974 | 2010 |  | 36 - 40 year old | TODD C-1 | #6 | 98550 | 68985 | 14782 | 10348 | Yes | 2013 | Condominiums | 1 | 136112 | 1 | 14 | 47 | 49 | 1900 | YES
1006980001 | 260 11 AVENUE Manhattan, NY 10001 (40.75137284594054, -74.00516174025518) | Con Edison | NEWMARK & CO REAL ESTATE | G&R 11TH AVENUE ASSOC | 60 CUTTERMILL ROAD GREAT NECK, NY 11021 (40.78585735300652, -73.73112088518786) | CA239382X | 7/5/05 | FEDERAL FST-175 | 2 | 7.35 | 1982 | 2017 |  | 26 to 30 years old | IND. COMB DE-84-P | #6 | 98550 | 68985 | 14782 | 10348 | Yes | 2018 | Office Buildings | 3 | 154433 | 1 | 7 | 0 | 2 | 1911
1015000045 | 50 89 STREET Manhattan, NY 10128 (40.78264247729424, -73.9571197580007) | Con Edison | PARK REGIS | PARK REGIS APT CORP | 4 PARK AVENUE NEW YORK, NY 10016 (40.74650915812013, -73.98194367109245) | CB164208X | #N/A | FEDERAL / EASTMOND FST - 250 (NEW) | 2 | 8.3 | 2008 | 2043 | DUAL FUEL | Fewer than 5 years old | S.T. JOHNSON FD-68-CAHM SIZE 250 (NEW) | #6 | 98550 | 68985 | 14782 | 10348 | Yes | 2020 | Elevator Apartments | 4 | 364623 | 1 | 30 | 210 | 211 | 1973 |  | YES
1018520005 | 784 COLUMBUS AVENUE Manhattan, NY 10025 (40.794424469659795, -73.96641824760597) | Con Edison | PARK WEST VILLAGE | PWV ACQUISITION LLC C | 792 COLUMBUS AVENUE MANHATTAN, NY 10025 (40.794675469929665, -73.9662382539914) | CB228802Y | 7/5/05 | ROCKMILLS (NEW) MP-250 | 2 | 10.5 | 2002 | 2037 | DUAL FUEL | 5 to 10 years old | HEVE (NEW) (I.C.) DEG-105P | #6 | 98550 | 68985 | 14782 | 10348 | Yes | 2022 | Walk-Up Apartments | 8 | 257760 | 1 | 16 | 287 | 287 | 1963
1018520020 | 788 COLUMBUS AVENUE Manhattan, NY 10025 (40.79454996976002, -73.96632825082358) | Con Edison | PARK WEST VILLAGE | PARK WEST VILLAGE ASS | 792 COLUMBUS AVENUE MANHATTAN, NY 10025 (40.794675469929665, -73.9662382539914) | CB220702N | 7/5/05 | (NEW) ROCKMILLS MP-250 | 2 | 10.5 | 2002 | 2037 | DUAL FUEL | 5 to 10 years old | (NEW) HEVE (I.C.) DEG-105P | #6 | 98550 | 68985 | 14782 | 10348 | Yes | 2022 | Walk-Up Apartments | 8 | 257760 | 1 | 16 | 287 | 287 | 1963
1018520031 | 792 COLUMBUS AVENUE Manhattan, NY 10025 (40.794675469929665, -73.9662382539914) | Con Edison | PARK WEST VILLAGE | PARK WEST VILLAGE ASS | 792 COLUMBUS AVENUE MANHATTAN, NY 10025 (40.794675469929665, -73.9662382539914) | CB228902M | 7/5/05 | ROCKMILLS (NEW) MP-250 | 2 | 10.5 | 2002 | 2037 | DUAL FUEL | 5 to 10 years old | HEVE (I.C.) NEW DEG-105P | #6 | 98550 | 68985 | 14782 | 10348 | Yes | 2022 | Elevator Apartments | 8 | 257760 | 1 | 16 | 287 | 287 | 1958
1021390159 | 235 FORT WASHINGTON AVENUE Manhattan, NY 10032 (40.843027254409094, -73.94192196885575) | Con Edison | PRESBYTERIAN SYSTEMS CORP | ROYAL CHARTER PROPERT | 600 165 STREET MANHATTAN, NY 10032 (40.83923808325091, -73.94130524398712) | CA115086R | 7/5/05 | FEDERAL FST 200 | 1 | 8.4 | 1986 | 2021 |  | 21 to 26 years old | IRON FIREMAN AGO 4-9.8RK | #4 | 98550 | 68985 | 14290 | 10003 |  |  | Elevator Apartments | 7 | 48462 | 1 | 6 | 36 | 36 | 1920
1012470040 | 310 86 STREET Manhattan, NY 10024 (40.788973479290505, -73.97814457206485) | Con Edison | ROYAL SUMMIT OWNERS INC. | ROYAL SUMMIT OWNERS C | 8 38TH ST NEW YORK, NY 10018 (40.751314393861094, -73.98349762627032) | CA051282Y | 7/6/05 | FEDERAL FST-250 | 1 | 10.36 | 1982 | 2017 |  | 26 to 30 years old | IND. COMB. DEG-105-P | #6 | 98550 | 68985 | 14782 | 10348 | Yes | 2017 | Educational Structures | 6 | 69094 | 1 | 12 | 34 | 36 | 1915 |  | YES
1010780023 | 725 10 AVENUE Manhattan, NY 10019 (40.7643947865471, -73.99205038956535) | Con Edison | SKYLINE HOTEL/PICCADILLY HOTEL | PICCADILLY HOTEL CO., | 725 10 AVENUE MANHATTAN, NY 10019 (40.7643947865471, -73.99205038956535) | CA479270Y | 7/7/05 | KEWANEE 7L 287 | 2 | 9.8 | 1970 | 2010 |  | 36 - 40 year old | IRON FIREMAN A0 4-9.8 | #4 | 98550 | 68985 | 14290 | 10003 | Yes | 2018 | Walk-Up Apartments | 3 | 159996 | 1 | 8 | 0 | 1 | 1959
1008920001 | 41 PARK AVENUE Manhattan, NY 10016 (40.74849951590937, -73.98017013476192) | Con Edison | SP 41 PARK LLC | SP 41 PARK LLC | 888 7TH AVE NY, NY 10106 (40.76477099998169, -73.98039099994463) | CA194681J | 7/4/05 | FITZGIBBONS DM 151 | 1 | 4.3 | 1981 | 2016 |  | 26 to 30 years old | ICI-DE42-P | #6 | 98550 | 68985 | 14782 | 10348 | Yes | 2022 | Office Buildings | 3 | 115221 | 1 | 16 | 113 | 119 | 1950
1010350047 | 330 45 STREET Manhattan, NY 10036 (40.75951300766932, -73.98929585653268) | Con Edison | TOWN HOUSE MANAGEMENT | TOWN HOUSE MGMT | 330 45 STREET MANHATTAN, NY 10036 (40.75951300766932, -73.98929585653268) | CA274593J | 7/7/05 | FEDERAL FST-125 | 2 | 5.32 | 1993 | 2028 |  | 16 to 20 years old | HEVE MEG-54 (P) | #6 | 98550 | 68985 | 14782 | 10348 | Yes | 2015 | Educational Structures | 3 | 117856 | 1 | 12 | 130 | 133 | 1964
1019620031 | 430 119 STREET Manhattan, NY 10027 (40.808251274184, -73.95850303976916) | Con Edison | TRUETEE OF COLUMBIA UNIVERSITY | TRUSTEES OF COLUMBIA | 400 119 STREET MANHATTAN, NY 10027 (40.808041658732606, -73.9580165248943) | CA347486Z | 7/6/05 | ROCKMILLS MP 150 SL | 1 | 6.3 | 1986 | 2021 |  | 21 to 26 years old | IND. COMB. MEG 63 P | #6 | 98550 | 68985 | 14782 | 10348 | Yes | 2022 | Elevator Apartments | 9 | 53352 | 1 | 6 | 47 | 47 | 1925
1021390229 | 100 HAVEN AVENUE Manhattan, NY 10032 (40.84493381711121, -73.94234465020952) | Con Edison | TRUSTEES OF COLUMBIA UNIV. | TRUSTEES OF COLUMBIA |  | CA025098P | 7/7/05 | ROCKMILLS MP-450 | 1 | 18.9 | 1998 | 2033 | DUAL FUEL | 11 to 15 years old | INDUSTRIAL COMB. DEG-175P | #6 | 98550 | 68985 | 14782 | 10348 |  |  | Elevator Apartments | 7 | 0 | 0 | 0 | 0 | 0 | 0
1018950055 | 601 113 STREET Manhattan, NY 10025 (40.806165011156466, -73.96543742658584) | Con Edison | TRUSTEES OF COLUMBIA UNIVERSITY | TRUSTEES OF COLUMBIA | 400 119 STREET N Y, NEW YORK 10027 (40.808041658732606, -73.9580165248943) | CB016902P | #N/A | NEW FEDERAL FST-300 | 2 | 10043000 | 2002 | 2037 | DUAL FUEL | 5 to 10 years old |  | #6 | 98550 | 68985 | 14782 | 10348 | Yes | 2015 | Elevator Apartments | 9 | 178897 | 2 | 12 | 131 | 141 | 1910
1020530001 | 345 145 STREET Manhattan, NY 10039 (40.82668192862815, -73.93777090780111) | Con Edison | WEBB & BROOKER % HILLVIEW | LEATHERMAN, JOHN H | 2534 7 AVENUE MANHATTAN, NY 10039 (40.82287501485866, -73.93831606253664) | CA065097J | 7/5/05 | FITZGIBBONS DM303 | 1 | 10.36 | 1997 | 2032 | DUAL FUEL | 11 to 15 years old | HEVE (ICI)105 P | #6 | 98550 | 68985 | 14782 | 10348 | Yes | 2013 | Elevator Apartments | 7 | 225667 | 1 | 14 | 235 | 242 | 1957 |  | YES
1021330087 | 583 177 STREET Manhattan, NY 10033 (40.846570072828435, -73.93516203843939) | Con Edison | WEST 177 PARTNERS,LLC. | WEST177 PARTNERS LLC | 619 54 STREET MANHATTAN, NY 10019 (40.76859990048844, -73.99325240018302) | CA107288P | 7/7/05 | FEDERAL FST 125 | 1 | 3.78 | 1988 | 2023 |  | 21 to 26 years old | ICI MM 54 P | #4 | 98550 | 68985 | 14290 | 10003 |  |  | Elevator Apartments | 10 | 12075 | 1 | 5 | 22 | 22 | 1913
1012080001 | 70 95 STREET Manhattan, NY 10025 (40.79184967969348, -73.96727588837864) | Con Edison | WEST 95 MANOR ASSOCIATES | NORTH CAROLINA LEASIN | 97 77 QUEENS BOULEVARD REGO PARK, NY 11374 (40.72646491702238, -73.86148084756303) | CA049296M | 7/5/05 | FEDERAL FST-250 | 2 | 10.4 | 1996 | 2031 | DUAL FUEL | 11 to 15 years old | HEVE (I.C.) DEG-1059 | #6 | 98550 | 68985 | 14782 | 10348 | Yes | 2018 | Elevator Apartments | 6 | 371000 | 2 | 26 | 246 | 250 | 1968
1015070040 | 1230 PARK AVENUE Manhattan, NY 10128 (40.786333993682035, -73.95285772473204) | Con Edison | 1230 PARK OWNERS, INC, C/O C.H.GREENTHAL MGT. | 1230 PARK OWNERS ASSO | FOUR PARK AVENUE MANHATTAN, NY 10016 (40.745242969987146, -73.97823298586354) | CA081484J | 7/4/05 | FEDERAL #FST-250 SPECIAL | 1 | 10.3 | 1984 | 2019 |  | 26 to 30 years old | I.C.I. #DEG-105-P | #6 | 98500 | 68950 | 14775 | 10342 | Yes | 2017 | Elevator Apartments | 4 | 119765 | 1 | 16 | 80 | 84 | 1930 |  | YES
1019930001 | 120 CLAREMONT AVENUE Manhattan, NY 10027 (40.81275788504128, -73.961697769498) | Con Edison | MANHATTAN SCHOOL OF MUSIC | MANHATTAN SCHOOL MUSI | 120 CLAREMONT AVENUE MANHATTAN, NY 10027 (40.81275788504128, -73.961697769498) | CB165806Z | 7/5/05 | FEDERAL FST - 300 (NEW) | 1 | 10 | 2006 | 2041 | DUAL FUEL | Fewer than 5 years old | ICI DEG - 145P (NEW) | #4 | 98500 | 68950 | 14282 | 9998 | Yes | 2013 | Hotels | 9 | 362245 | 2 | 6 | 2 | 9 | 1924
1006247503 | 302 12 STREET Manhattan, NY 10014 (40.73752735542254, -74.00461465591252) | Con Edison | 302 WEST 12TH STREET CONDOMINI | 302 WEST 12TH STREET | 116 JOHN STREET MANHATTAN, NY 10038 (40.7076073432371, -74.00568390073312) | CA062586R | 7/5/05 | ROCKMILLS MP 200 | 1 | 8.2 | 1986 | 2021 |  | 21 to 26 years old | I.C.I. DEG 84 P | #6 | 98496 | 68947 | 14774 | 10342 | Yes | 2014 | Elevator Apartments | 3 | 123604 | 1 | 17 | 128 | 131 | 1910 | YES
1018680001 | 740 END AVENUE Manhattan, NY 10025 (40.79685012763133, -73.96372581059762) | Con Edison | WOLK PROPERTIES | WOLK PROPERTIES, | 740 END AVE MANHATTAN, NY 10025 (40.79685012763133, -73.96372581059762) | CA999973J | 7/7/05 | ROCKMILLS MP 250 | 1 | 9.8 | 1973 | 2010 |  | 36 - 40 year old | IRON FIREMAN A06 - 9.8 | #4 | 98420 | 68894 | 14271 | 9990 | Yes | 2018 | Walk-Up Apartments | 9 | 135463 | 1 | 13 | 107 | 107 | 1915
1008960048 | 200 15 STREET Manhattan, NY 10003 (40.73394198279544, -73.98667358418508) | Con Edison | KENWOOD ESTATESC/O WOODS MGMT | KENWOOD ESTATES, | 3333 NEW HYDE PK RD NEW HYDE, NY 11042 (40.76777693407245, -73.69087749435245) | CA085978H | 7/5/05 | ROCKMILLS MP 4-231 | 1 | 7.7 | 1978 | 2013 |  | 31 to 35 years old | ICI DE 105 P | #6 | 98400 | 68880 | 14760 | 10332 | Yes | 2016 | Walk-Up Apartments | 2 | 158505 | 1 | 17 | 213 | 221 | 1962
1015010033 | 1100 PARK AVENUE Manhattan, NY 10128 (40.782305030990756, -73.955771528107) | Con Edison | 1100 PARK AVE CO-OP CORPC/OMORTON ANDREWS LTD | 1100 PARK AVE COOP CO | 18 64 STREET MANHATTAN, NY 10021 (40.76920532766377, -73.959183941086) | CA041379L | 7/5/05 | ROCKMILLS MP 350 | 1 | 15.1 | 1979 | 2014 |  | 31 to 35 years old | IRON FIREMAN A06-15-R1L | #6 | 98200 | 68740 | 14730 | 10311 | Yes | 2021 | Elevator Apartments | 4 | 244935 | 1 | 18 | 67 | 70 | 1930 |  | YES
1014100069 | 829 PARK AVENUE Manhattan, NY 10021 (40.77342872256162, -73.96196785688886) | Con Edison | 829 PARK AVENUE CORPORATION | 829 PARK AVE CORPORAT | 4 PARK AVE MANHATTAN, NY 10016 (40.74650915812013, -73.98194367109245) | CA225881N | 7/4/05 | ROCKMILLS MP 175 | 2 | 7.4 | 1981 | 2016 |  | 26 to 30 years old | HEV-E OIL 2736-84P | #6 | 98200 | 68740 | 14730 | 10311 | Yes | 2020 | Walk-Up Apartments | 4 | 103360 | 1 | 12 | 52 | 53 | 1930 |  | YES
1014990040 | 1070 PARK AVENUE Manhattan, NY 10128 (40.781360742860045, -73.95645501284923) | Con Edison | 1070 PK. AVE. CORP. % INSIGNIA RESIDENTIAL | 1070 PARK AVE CORP | 675 THIRD AVENUE NEW YORK, NY 10017 (40.75129610835038, -73.97404990585339) | CB226703K | 7/5/05 | BEST BOILER-MODEL 5C-150 (NEW) | 2 | 5.02 | 2003 | 2038 | DUAL FUEL | 5 to 10 years old | INDUSTRIAL COMBUSTION-DEG-63-(P)(NEW) | #6 | 98112 | 68678 | 14717 | 10302 | Yes | 2019 | Elevator Apartments | 4 | 208788 | 1 | 15 | 72 | 77 | 1928 |  | YES
1011860059 | 321 78 STREET Manhattan, NY 10024 (40.78384013687816, -73.98200819369492) | Con Edison | 321 W. 78th ST. CORP. % HALSTEAD MGT. CO. | 321 WEST 78TH STREET | 770 LEXINGTON AVENUE NEW YORK, NY 10021 (40.76851425537591, -73.96362286271633) | CB088706J | 7/5/05 | FEDERAL FST-150 (NEW) | 1 | 5 | 2006 | 2041 | DUAL FUEL | Fewer than 5 years old | ICI DEG-63P (NEW) | #6 | 98112 | 68678 | 14717 | 10302 | Yes | 2016 | Elevator Apartments | 6 | 95992 | 2 | 9 | 56 | 56 | 1925 |  | YES
1008487502 | 890 BROADWAY Manhattan, NY 10003 (40.738495874447906, -73.98989591520055) | Con Edison | LAWRENCE WIEN CTR.DANCE THEATE |  | 890 BROADWAY MANHATTAN, NY 10003 (40.738495874447906, -73.98989591520055) | CA335889P | 7/5/05 | FEDERAL FST 300 | 1 | 10.5 | 1989 | 2024 |  | 21 to 26 years old | ICI DEG 105 P | #4 | 98000 | 68600 | 14210 | 9947 | Yes | 2018 | Elevator Apartments | 2 | 119250 | 1 | 8 | 0 | 4 | 0 | YES
1008567502 | 225 5 AVENUE Manhattan, NY 10010 (40.743890258175654, -73.98783251315922) | Con Edison | 225-5 LLC |  | 225 5 AVENUE MANHATTAN, NY 10010 (40.743890258175654, -73.98783251315922) | CA163174N | 7/4/05 | ROCKMILLS MP-250 | 2 | 9.4 | 1974 | 2010 |  | 36 - 40 year old | GORDON PIATT F14.1-0-50.4 | #4 | 97820 | 68474 | 14184 | 9929 |  |  | Hotels | 3 | 274517 | 1 | 13 | 190 | 192 | 1900
1008567502 | 225 5 AVENUE Manhattan, NY 10010 (40.743890258175654, -73.98783251315922) | Con Edison | CHRYSANTHEMUM 1ST OPERATING CO |  | 225 5 AVENUE MANHATTAN, NY 10010 (40.743890258175654, -73.98783251315922) | CA057277R | 7/5/05 | CROTTY CSM 60 | 1 | 2.6 | 1977 | 2012 |  | 31 to 35 years old | HEVE OIL 4 1/2 DH (I.C.I. ) | #4 | 97820 | 68474 | 14184 | 9929 |  |  | Walk-Up Apartments | 3 | 274517 | 1 | 13 | 190 | 192 | 1900
1011717504 | 120 RIVERSIDE BLVD Manhattan, NY 10069 (40.776519093539314, -73.98932841235302) | Con Edison | HUDSON WATERFRONT ASSOC. |  | 180 RIVERSIDE BLVD NEW YORK, NY 10069 (40.778208722123615, -73.9885454348612) | CB606505J | #N/A | CLEAVERBROOKS CB400-300-015 (NEW) | 2 | 10 | 2005 | 2040 | DUAL FUEL | 5 to 10 years old | CLEAVERBROOKS (INTEGRAL) (NEW) | #6 | 97750 | 68425 | 14662 | 10264 | Yes | 2021 | Walk-Up Apartments | 6 | 297850 | 1 | 18 | 277 | 353 | 2004 | YES
1011690057 | 250 78 STREET Manhattan, NY 10024 (40.78326849554797, -73.98080144282304) | Con Edison | 250 WEST 78TH LLC. | 34 HILLSIDE AVE. | 111 CENTRAL PARK AVENUE HARTSDALE, NY 10530 (41.02055398870775, -73.79672640788674) | CA035282Y | 7/5/05 | ROCKMILLS MP-100 | 1 | 4.2 | 1982 | 2017 |  | 26 to 30 years old | INDUSTRIAL COMBUSTION ME-42S | #6 | 97675 | 68372 | 14651 | 10256 |  |  | Elevator Apartments | 6 | 45976 | 1 | 5 | 50 | 55 | 1924
1008390063 | 28 38 STREET Manhattan, NY 10018 (40.751349754530615, -73.98366260989025) | Con Edison | 26-30 WEST 38TH OWNERS CORP. | 26-28 WEST 38 ST OWNE | 770 LEXINGTON AVE MANHATTAN, NY 10065 (40.76307014183385, -73.96759762551441) | CA161980Z | 7/7/05 | ROCKMILLS MP-90 | 1 | 3.4 | 1980 | 2015 | DUAL FUEL | 26 to 30 years old | INDUSTRIAL COMBUSTION MEG-42P | #6 | 97361 | 68152 | 14604 | 10223 | Yes | 2019 | Elevator Apartments | 3 | 55870 | 1 | 12 | 22 | 24 | 1910 |  | YES
1010427501 | 851 8 AVENUE Manhattan, NY 10019 (40.76325739041022, -73.98540418897244) | Con Edison | HAMPTON INN TIMES SQUARE NORTH |  | 851 EIGHT AVENUE MANHATTAN, NY 10019 (40.76761164715987, -73.99180550022362) | CA066878R | 7/5/05 | CLEAVER BROOKS CB-800-250 | 2 | 10.46 | 1978 | 2013 |  | 31 to 35 years old | CLEAVER BROOKS CB 800-250 | #4 | 97110 | 67977 | 14081 | 9857 | Yes | 2022 | Elevator Apartments | 3 | 264932 | 1 | 11 | 0 | 600 | 1962 | YES
1010390017 | 319 48 STREET Manhattan, NY 10036 (40.761287336521086, -73.98753644736865) | Con Edison | 319 W 48 ST REALTY CORP | 319 BELVEDERE REALTYC | 319 48 STREET NEW YORK, NY 10036 (40.761287336521086, -73.98753644736865) | CA342183Z | 7/6/05 | ROCKMILLS MP250 | 1 | 9.3 | 1983 | 2018 |  | 26 to 30 years old | ICI DEG 105P | #6 | 97090 | 67963 | 14564 | 10194 | Yes | 2019 | Elevator Apartments | 3 | 186954 | 1 | 16 | 0 | 3 | 1961
1010390017 | 319 48 STREET Manhattan, NY 10036 (40.761287336521086, -73.98753644736865) | Con Edison | 319 W. 48 RLTY%SAM DOMB | 319 BELVEDERE REALTYC | 319 48 STREET MANHATTAN, NY 10036 (40.761287336521086, -73.98753644736865) | CA121778Z | 7/5/05 | ROCKMILLS MP 250 | 1 | 9.3 | 1978 | 2013 |  | 31 to 35 years old | INDUSTRIAL COMB DE 105 | #6 | 97090 | 67963 | 14564 | 10194 | Yes | 2019 | Walk-Up Apartments | 3 | 186954 | 1 | 16 | 0 | 3 | 1961
1015010056 | 14 90 STREET Manhattan, NY 10128 (40.78349650102092, -73.95722105743637) | Con Edison | MADISON-90TH ST CORP | MADISON 90TH ST CORP | 675 3RD AVE NEW YORK, NY 10017-5704 (40.75129610835038, -73.97404990585339) | CA290994K | 7/5/05 | FEDERAL FST-250 | 1 | 10.33 | 1994 | 2029 |  | 16 to 20 years old | INDUSTRIAL COMB. LN-DEG-145 S | #6 | 96908 | 67835 | 14536 | 10175 | Yes | 2021 | Elevator Apartments | 4 | 166317 | 1 | 12 | 50 | 60 | 1929 |  | YES
1013670020 | 36 SUTTON PLACE Manhattan, NY 10022 (40.75830220317902, -73.96003178265079) | Con Edison | 36 SUTTON PLACE | 36 SUTTON SOUTH CORP | 250 PARK AVE NEW YORK, NY 10003 (40.738333453173844, -73.9878407889095) | CA371468P | 7/5/05 | PACIFIC 6082 | 1 | 3.5 | 1968 | 2010 |  | 41 - 45 years old | TODD C-1 | #6 | 96725 | 67708 | 14509 | 10156 | Yes | 2017 | Elevator Apartments | 5 | 147000 | 1 | 17 | 102 | 102 | 1948 |  | YES
1008210014 | 39 19 STREET Manhattan, NY 10011 (40.73962604136447, -73.99258330038099) | Con Edison | WILLIAMS REAL ESTATE CO | ABNER PROPERTIES CO | 380 MADISON AVENUE MANHATTAN, NY 10017 (40.755596213835844, -73.97727528530339) | CA267882K | 7/5/05 | ROCKMILLS MP-150 | 1 | 6.3 | 1982 | 2017 |  | 26 to 30 years old | INDUSTRAIL COMBUSTION DEG-63-P | #6 | 96609 | 67626 | 14491 | 10144 | Yes | 2021 | Churches, Synagogues, etc. | 3 | 107152 | 1 | 12 | 0 | 12 | 1911
1014987501 | 55 86 STREET Manhattan, NY 10028 (40.78078991141934, -73.95857663884034) | Con Edison | 55 EAST 86TH ST.CONDOMINIUM |  | 55 86TH STREET NEW YORK, NY 10021 (40.6251849672647, -74.03820168712079) | CA252870L | 7/6/05 | ROCKMILLS MP 125 | 2 | 9.2 | 1970 | 2010 |  | 36 - 40 year old | PETRO A0 6-6.3 | #6 | 96360 | 67452 | 14454 | 10118 | Yes | 2018 | Elevator Apartments | 4 | 92064 | 1 | 16 | 46 | 51 | 1924 | YES
1012630051 | 22 48 STREET Manhattan, NY 10036 (40.757817584861655, -73.9794373770961) | Con Edison | PAUMI CORP. NY.LP. | PAUMI COMPANY N.Y. L. | 22 48 STREET MANHATTAN, NY 10036 (40.757817584861655, -73.9794373770961) | CA320770X | 7/7/05 | HEGGIE-SIMPLEX 120 | 2 | 9.2 | 1970 | 2010 |  | 36 - 40 year old | YORK #AHPM-B100 | #6 | 96360 | 67452 | 14454 | 10118 | Yes | 2013 | Hospitals & Health | 3 | 80604 | 1 | 15 | 0 | 60 | 1925
1008050003 | 345 7 AVENUE Manhattan, NY 10001 (40.74814878031799, -73.99271567707063) | Con Edison | CLEMENS MANAGEMENT CORP. | 345 7TH AVENUE, LLC | 150 30th STREET MANHATTAN, NY 10001 (40.747873861245175, -73.99111945938847) | CA154796N | 7/7/05 | ROCKMILLS MP-350 | 2 | 13.48 | 1996 | 2031 | DUAL FUEL | 11 to 15 years old | INDUSTRIAL COMB. DEG-145 (P) | #6 | 96300 | 67410 | 14445 | 10112 |  |  | Churches, Synagogues, etc. | 3 | 190325 | 1 | 25 | 0 | 34 | 1928
1012537502 | 222 RIVERSIDE DRIVE Manhattan, NY 10025 (40.79494949872276, -73.97619513139239) | Con Edison | 222 RIVERSIDE DRIVE CONDO | 222 RIVERSIDE DRIVE C | 675 3 AVENUE MANHATTAN, NY 10017 (40.75129610835038, -73.97404990585339) | CA140789H | 7/5/05 | CLEAVER BROOKS CB 800 125 | 2 | 5.2 | 1989 | 2024 |  | 21 to 26 years old | CLEAVER BROOKS CB800 125 | #4 | 96171 | 67320 | 13945 | 9761 | Yes | 2013 | Elevator Apartments | 6 | 130121 | 1 | 21 | 104 | 105 | 1989 | YES
1013380035 | 330 46 STREET Manhattan, NY 10017 (40.75202826321289, -73.96960647464563) | Con Edison | AMBASSADOR EAST | 330 E. 46TH ST. ASSOC | 330 46 STREET N Y 10017 (40.75202826321289, -73.96960647464563) | CB225601H | #N/A | FEDERAL FLW3036 | 2 | 10.36 | 2001 | 2036 | DUAL FUEL | 5 to 10 years old | HEVE (IC) DEG 105S | #6 | 95850 | 67095 | 14378 | 10064 | Yes | 2018 | Elevator Apartments | 4 | 133828 | 1 | 13 | 205 | 206 | 1961
1012620045 | 10 47 STREET Manhattan, NY 10036 (40.75679477825997, -73.97893757304412) | Con Edison | 10 WEST 47TH STREET ASSOCIATES | 10 WEST 47 STREET ASS | 10 47TH STREET MANHATTAN, NY 10036 (40.75679477825997, -73.97893757304412) | CA493186M | 7/6/05 | FEDERAL FST-125 | 1 | 5.3 | 1986 | 2021 |  | 21 to 26 years old | I.C.I. DEG 54 P | #6 | 95812 | 67069 | 14372 | 10060 | Yes | 2022 | Elevator Apartments | 3 | 71738 | 1 | 14 | 0 | 88 | 1925
1021700292 | 320 WADSWORTH AVENUE Manhattan, NY 10040 (40.8550152170597, -73.93118406382592) | Con Edison | MILBROOK PROPERTIES | TERRACE ASSOCIATES | 42 BAYVIEW AVENUE MANHASSET, NY 11030 (40.799023427515465, -73.70257640397784) | CA005186R | 7/6/05 | FEDERAL FST-125 | 1 | 5.25 | 1986 | 2021 |  | 21 to 26 years old | I.C.I. MEG-54P | #6 | 95812 | 67069 | 14372 | 10060 | Yes | 2020 | Walk-Up Apartments | 10 | 80178 | 1 | 6 | 80 | 81 | 1925
1011670061 | 336 END AVENUE Manhattan, NY 10023 (40.774536138232236, -73.97994335610099) | Con Edison | 336 W.END APTS%ORSID RLTY. | 336 WEST END AVENUE C | 1740 BROADWAY MANHATTAN, NY 10019 (40.76509834187077, -73.98206124052132) | CA090878R | 7/5/05 | FEDERAL MODEL FST 250 | 1 | 10.8 | 1978 | 2013 |  | 31 to 35 years old | HEV-E-OIL DE-105S | #6 | 95450 | 66815 | 14318 | 10022 | Yes | 2017 | Walk-Up Apartments | 6 | 126811 | 1 | 20 | 103 | 105 | 1931 |  | YES
1007540078 | 360 31 STREET Manhattan, NY 10001 (40.750989677788965, -73.99657860198906) | Con Edison | 21 PENN PLAZA%HELMSLEY | G-H-G REALTY COMPANY | 360 31 STREET MANHATTAN, NY 10001 (40.750989677788965, -73.99657860198906) | CA331483R | 7/7/05 | ROCKMILLS MP-150 | 2 | 6.3 | 1983 | 2018 |  | 26 to 30 years old | IRON FIREMAN AG06-9.8 RK | #6 | 95400 | 66780 | 14310 | 10017 | Yes | 2014 | Walk-Up Apartments | 3 | 338962 | 1 | 16 | 0 | 51 | 1931
1008940001 | 67 PARK AVENUE Manhattan, NY 10016 (40.74967762776777, -73.97931577883406) | Con Edison | 67 PARK AVENUE OWNERS /MAXWELL KATES | 67 OWNERS LTD | 9 38TH STREET MANHATTAN, NY 10021 (40.76920532766377, -73.959183941086) | CA074378K | 7/5/05 | ROCKMILLS MP-150 | 1 | 6.3 | 1978 | 2013 |  | 31 to 35 years old | IRON FIREMAN A06-6.3-RK | #6 | 95000 | 66500 | 14250 | 9975 | Yes | 2014 | Elevator Apartments | 4 | 78983 | 1 | 15 | 69 | 73 | 1922 |  | YES
1009130001 | 200 33 STREET Manhattan, NY 10016 (40.74500270235854, -73.97855606570374) | Con Edison | ALGIN MANAGEMENT CO. | PLAZA RLTY INVESTORS | 64 35 YELLOWSTONE BOULEVARD FOREST, NY 11375 (40.720707263029794, -73.84628429608335) | CA002378H | 7/6/05 | ROCKMILLS MP 4283 | 2 | 11.4 | 1978 | 2013 |  | 31 to 35 years old | HEV-E-OIL # DE145 S | #6 | 95000 | 66500 | 14250 | 9975 | Yes | 2013 | Elevator Apartments | 2 | 351560 | 1 | 33 | 300 | 311 | 1972
1008670055 | 22 38 STREET Manhattan, NY 10016 (40.75008026376104, -73.98063364840793) | Con Edison | JOLLY MADISON TOWERS | MANHATTAN HOSPITAL/ET | 22 38 STREET MANHATTAN, NY 10016 (40.75008026376104, -73.98063364840793) | CA205484L | 7/6/05 | FEDERAL FST 175 | 1 | 10.5 | 1984 | 2019 |  | 26 to 30 years old | ST JOHNSON FD 68 CAHM-200 | #4 | 95000 | 66500 | 13775 | 9642 | Yes | 2017 | Elevator Apartments | 3 | 137120 | 1 | 17 | 0 | 2 | 1930
1013377501 | 304 45 STREET Manhattan, NY 10017 (40.75146218911824, -73.97019147590707) | Con Edison | WILLIAMS REAL ESTATE CO. |  | 380 MADISON AVENUE NEW YORK, NY 10017 (40.755596213835844, -73.97727528530339) | CA282573M | 7/4/05 | ROCKMILLS MP 350 | 1 | 12.4 | 1973 | 2010 |  | 36 - 40 year old | HEV-E-OIL DE-145 | #6 | 95000 | 66500 | 14250 | 9975 | Yes | 2017 | Elevator Apartments | 4 | 209018 | 1 | 17 | 0 | 9 | 1929 | YES
1011210036 | 88 CENTRAL PARK Manhattan, NY 10023 (40.77417159516067, -73.97750431005886) | Con Edison | 88 ASSOCIATES,INC | PHILIP & SARINA BIRSH | 820 SECOND AVENUE NEW YORK, NY 10017 (40.75090969894791, -73.97140174497622) | CA198066X | 7/4/05 | FEDERAL FMB 2429 | 2 | 9.8 | 1966 | 2010 |  | 41 - 45 years old | PETRO WD7AV | #6 | 94900 | 66430 | 14235 | 9964 | Yes | 2021 | Elevator Apartments | 6 | 132291 | 1 | 12 | 42 | 42 | 1910 |  | YES
1008340049 | 10 33 STREET Manhattan, NY 10001 (40.74788247967269, -73.98537735843772) | Con Edison | ADAMS & COMPANY REAL ESTATE IN | MARGARET A. BYER AS T | 411 5 AVENUE MANHATTAN, NY 10016 (40.75048701759414, -73.9831019245774) | CA066669K | 7/7/05 | OIL CITY 472 | 1 | 9.1 | 1969 | 2010 |  | 41 - 45 years old | ACE DS GH 65 | #6 | 94900 | 66430 | 14235 | 9964 | Yes | 2014 | Elevator Apartments | 3 | 319200 | 1 | 12 | 0 | 89 | 1914
1015110001 | 969 PARK AVENUE Manhattan, NY 10028 (40.77779942762402, -73.95877526368486) | Con Edison | KREISEL COMPANY INC. | 969 PARK CORP | 8 38TH ST MANHATTAN, NY 10018 (40.75108854154199, -73.98303674630506) | CA098282M | 7/4/05 | ROCKMILLS MP 200 SS | 1 | 8.2 | 1982 | 2017 |  | 26 to 30 years old | ICI DEG 84P | #6 | 94770 | 66339 | 14216 | 9951 | Yes | 2021 | Elevator Apartments | 4 | 128635 | 1 | 12 | 76 | 81 | 1911 |  | YES
1012597501 | 36 44 STREET Manhattan, NY 10036 (40.75523665783986, -73.98112557814927) | Con Edison | THE BAR BUILDING CONDOMINIUM |  | 295 MADISON AVE MANHATTAN, NY 10017 (40.75245225004416, -73.9795044549929) | CA331583Y | 7/7/05 | ROCKMILLS MODEL MP-300 | 1 | 11.9 | 1983 | 2018 |  | 26 to 30 years old | INDUSTRIAL COMBUSTION MODEL DEG-145-P | #6 | 94170 | 65919 | 14126 | 9888 |  |  | Office Buildings | 3 | 143477 | 1 | 14 | 0 | 32 | 1922
1015220001 | 1185 PARK AVENUE Manhattan, NY 10128 (40.78488608521485, -73.95362214845699) | Con Edison | 1185 TENANTS CORPORATION | 1185 TENANTS CORP | 675 THIRD AVE MANHATTAN, NY 10017 (40.75129610835038, -73.97404990585339) | CA076779K | 7/5/05 | FEDERAL FST-500 | 2 | 21 | 1979 | 2014 |  | 31 to 35 years old | JOHNSON FD68-CA-HM-500 | #6 | 94000 | 65800 | 14100 | 9870 | Yes | 2022 | Elevator Apartments | 4 | 550905 | 1 | 15 | 172 | 172 | 1929 |  | YES
1012040029 | 300 CENTRAL PARK Manhattan, NY 10024 (40.78362556816552, -73.96653900057436) | Con Edison | KREISAL COMPANY, INC. | 300 CENTRAL PK W APTS | 300 CENTRAL PK MANHATTAN, NY 10024 (40.78362556816552, -73.96653900057436) | CA311187Y | 7/7/05 | ROCKMILLS MP 500 | 1 | 21 | 1987 | 2022 |  | 21 to 26 years old | ICI DEG 210 P | #6 | 94000 | 65800 | 14100 | 9870 | Yes | 2014 | Elevator Apartments | 6 | 608532 | 1 | 29 | 208 | 212 | 1930 |  | YES
1007347501 | 438 448 WEST 37 STREET Manhattan, NY 10018 (40.756840774582145, -73.99669149981281) | Con Edison | ANDREWS BUILDING CORP. |  | 666 BROARDWAY MANHATTAN, NY 10012 (40.72553802086304, -73.99789641059084) | CA190989H | 7/5/05 | FEDERAL FST 300 | 1 | 11.9 | 1989 | 2024 |  | 21 to 26 years old | ICI DEG 145 S | #6 | 93300 | 65310 | 13995 | 9796 | Yes | 2014 | Condominiums | 3 | 178173 | 1 | 13 | 52 | 73 | 1915 | YES
1014890037 | 508 78 STREET Manhattan, NY 10021 (40.76920532766377, -73.959183941086) | Con Edison | KAISEL CO./CHEROKEE OWNERS CORP. | CHEROKEE OWNERS CORP | 7 PENN PLAZA MANHATTAN, NY 10001 (40.74956954963903, -73.99160848411982) | CA239094L | 7/5/05 | FEDERAL FST-3000 | 2 | 11.93 | 1994 | 2029 |  | 16 to 20 years old | INDUSTRIAL COMBUSTION LNDEG-145P | #6 | 93300 | 65310 | 13995 | 9796 | Yes | 2019 | Walk-Up Apartments | 5 | 98580 | 2 | 6 | 384 | 384 | 1910 |  | YES
1012387501 | 215 90 STREET Manhattan, NY 10024 (40.79100007291305, -73.9748732739037) | Con Edison | READES VENTURES CORP. |  | 29 BARSTOW RD GREAT NECK, NY 11021 (40.78984616584543, -73.72521707458091) | CA348195N | 7/6/05 | YORK SHIPLEY WBLX300 | 1 | 53 | 1995 | 2030 | DUAL FUEL | 11 to 15 years old | ICI DEG145 | #4 | 93295 | 65306 | 13528 | 9469 | Yes | 2018 | Elevator Apartments | 6 | 171641 | 1 | 13 | 93 | 119 | 0 | YES
1018937501 | 300 109 STREET Manhattan, NY 10025 (40.80360370699723, -73.96728938648138) | Con Edison | 108 OWNERS CORP. % HELLER RLTY. |  | 745 5 AVENUE NEW YORK, NY 10151 (40.763410275155195, -73.97365005004946) | CB533403P | 7/6/05 | ROCKMILLS MP-300 (EXTSG) | 1 | 10 | 2003 | 2038 | DUAL FUEL | 5 to 10 years old | ICI DEG-145P (NEW) | #6 | 93294 | 65306 | 13994 | 9796 | Yes | 2013 | Elevator Apartments | 9 | 179106 | 2 | 11 | 136 | 147 | 1920 | YES
1018690044 | 220 98 STREET Manhattan, NY 10025 (40.79573042166569, -73.97035571815012) | Con Edison | 220 WEST 98 RLTY LLC % EXPANSION GRP. INC | 220 W 98 REALTY | 250 57 ST NEW YORK, NY 10107 (40.766393521786576, -73.98218601253214) | CB099108J | 7/7/05 | BEST 5D-300 (NEW) | 1 | 10 | 2008 | 2043 | DUAL FUEL | Fewer than 5 years old | IC DEG-145P (NEW) | #6 | 93294 | 65306 | 13994 | 9796 | Yes | 2019 | Walk-Up Apartments | 8 | 170928 | 1 | 12 | 133 | 138 | 1911
1018337503 | 392 CENTRAL PARK Manhattan, NY 10025 (40.793642106137774, -73.96329746057911) | Con Edison | 392 CENTRAL PARK WEST CONDOMINIUMS | 392 CENTRAL PARK WEST |  | CB298700M | 7/5/05 | FEDERAL FST 300 | 2 | 12.6 | 2000 | 2035 | DUAL FUEL | 5 to 10 years old | INDUSTRIAL COMB. DEG 145 P | #6 | 93294 | 65306 | 13994 | 9796 | Yes | 2013 | Walk-Up Apartments | 8 | 323200 | 1 | 19 | 413 | 413 | 1960 | YES
1021790373 | 900 190 STREET Manhattan, NY 10040 (40.857091531942146, -73.93563986533209) | Con Edison | ANDREA BUNIS MANAGEMENT A/A/F | CABRINI TERRACE OWNER | 45 45 ST NEW YORK, NY 10036 (40.756045087288264, -73.98091482150254) | CB540703R | 7/6/05 | (EXISTING) FEDERAL FST-300 | 1 | 10.04 | 2003 | 2038 | DUAL FUEL | 5 to 10 years old | (NEW) ICI DEG-145P | #6 | 93294 | 65306 | 13994 | 9796 | Yes | 2019 | Elevator Apartments | 7 | 218536 | 1 | 15 | 217 | 217 | 1954 |  | YES
1012440090 | 98 RIVERSIDE DRIVE Manhattan, NY 10024 (40.7865588241894, -73.98127630085793) | Con Edison | AVJ REALTY CORP. | NEW YORK APARTMENT PO | 733 YONKERS AVENUE YONKERS, NY 10704 (40.92365098316586, -73.86577167165724) | CB082505X | 7/7/05 | BEST 5E-300 (NEW) | 1 | 10 | 2005 | 2040 | DUAL FUEL | 5 to 10 years old | ICI DEG-145P (NEW) | #6 | 93294 | 65306 | 13994 | 9796 | Yes | 2014 | Elevator Apartments | 6 | 198375 | 1 | 16 | 133 | 133 | 1929
1013180033 | 228 45 STREET Manhattan, NY 10017 (40.7523908536874, -73.97239038281162) | Con Edison | BACKROSE ESTATES | FARBOD REALTY CORP. | 575 MADISON AVENUE NEW YORK, NY 10022 (40.76174997117104, -73.97270857283574) | CB502703R | 7/6/05 | BEST 5D-300 (NEW) | 1 | 10.04 | 2003 | 2038 | DUAL FUEL | 5 to 10 years old | IC DEG-145 P (NEW) | #6 | 93294 | 65306 | 13994 | 9796 | Yes | 2018 | Elevator Apartments | 4 | 208052 | 1 | 16 | 0 | 1 | 1929
1008610022 | 135 MADISON AVENUE Manhattan, NY 10016 (40.74601738710851, -73.98421708389372) | Con Edison | GVA WILLIAMS | TRANEL I LLC | 380 MADISON AVENUE NEW YORK, NY 10017 (40.755596213835844, -73.97727528530339) | CB149402M | 7/5/05 | FEDERAL FST-300 | 1 | 12.6 | 2002 | 2037 | DUAL FUEL | 5 to 10 years old | INDUSTRIAL COMBUSTION DEG-145P | #6 | 93294 | 65306 | 13994 | 9796 | Yes | 2021 | Walk-Up Apartments | 2 | 146013 | 1 | 12 | 0 | 2 | 1912
1013040020 | 541 LEXINGTON AVENUE Manhattan, NY 10022 (40.75610778027726, -73.97263381615636) | Con Edison | HST LESSEE WNY D/B/A W NEW YORK | HOST MARRIOTT, L.P. | 541 LEXINGTON AVENUE NEW YORK, NY 10022 (40.75610778027726, -73.97263381615636) | CB125707P | 7/6/05 | FEDERAL FST - 300 (NEW) | 1 | 10 | 2007 | 2042 | DUAL FUEL | Fewer than 5 years old | ICI DEG - 145P (NEW) | #6 | 93294 | 65306 | 13994 | 9796 | Yes | 2014 | Educational Structures | 4 | 317496 | 1 | 15 | 0 | 14 | 1929
1013040020 | 541 LEXINGTON AVENUE Manhattan, NY 10022 (40.75610778027726, -73.97263381615636) | Con Edison | HST LESSEE WNY, LLC D/B/A/ "W" N.Y. | HOST MARRIOTT, L.P. | 541 LEXINGTON AVENUE NEW YORK, NY 10022 (40.75610778027726, -73.97263381615636) | CB081308Z | 7/4/05 | FEDERAL FST - 300 (RIGHT SIDE-BOILER #2) | 1 | 10 | 2008 | 2043 | DUAL FUEL | Fewer than 5 years old | ICI DEG 145 P (NEW) | #6 | 93294 | 65306 | 13994 | 9796 | Yes | 2014 | Elevator Apartments | 4 | 317496 | 1 | 15 | 0 | 14 | 1929
1010790029 | 747 10 AVENUE Manhattan, NY 10019 (40.765339973810285, -73.99134864931575) | Con Edison | HUDSON VIEW TERR%EMPIRE STATE MGMT | NYC EDUCATIONAL CONST | 882 THIRD AVE N Y 11232 (40.65756214596228, -74.00460488579417) | CB135202P | 7/7/05 | FEDERAL FST-300 | 2 | 12.6 | 2002 | 2037 | DUAL FUEL | 5 to 10 years old | INDUSTRIAL COMB. DEG-145 P | #6 | 93294 | 65306 | 13994 | 9796 |  |  | Elevator Apartments | 3 | 413138 | 3 | 4 | 0 | 1 | 1930
1011150057 | 44 63 STREET Manhattan, NY 10023 (40.77122083397401, -73.98183609046507) | Con Edison | WEST 63 EMPIRE ASSOCIATES LLC | SCOTTI JR PHILIP A | 44 63rd ST MANHATTAN, NY 10023 (40.77122083397401, -73.98183609046507) | CB183206K | 7/7/05 | ROCKMILL MP - 300 | 1 | 10 | 2006 | 2041 | DUAL FUEL | Fewer than 5 years old | ICI DEG - 145 P | #6 | 93294 | 65306 | 13994 | 9796 | Yes | 2015 | Elevator Apartments | 6 | 217283 | 1 | 14 | 0 | 7 | 1923
1011150057 | 44 63 STREET Manhattan, NY 10023 (40.77122083397401, -73.98183609046507) | Con Edison | WEST 63 EMPIRE ASSOCIATES LLC | SCOTTI JR PHILIP A | 44 63rd ST NEW YORK, NY 10023 (40.77122083397401, -73.98183609046507) | CB126407J | 7/7/05 | ROCKMILLS MP - 300 (R-H BOILER) (EXSTG) | 1 | 10 | 2007 | 2042 | DUAL FUEL | Fewer than 5 years old | ICI DEG - 145P (NEW) | #6 | 93294 | 65306 | 13994 | 9796 | Yes | 2015 | Elevator Apartments | 6 | 217283 | 1 | 14 | 0 | 7 | 1923
1015000020 | 47 88 STREET Manhattan, NY 10128 (40.782156959934184, -73.95779479644216) | Con Edison | 47 88 TENANTS CORP.% BROWN,HARRIS,STEVENS | 47-88 TENANTS CORP-B. | 47 88TH STREET MANHATTAN, NY 10021 (40.76920532766377, -73.959183941086) | CB025203X | 7/4/05 | BEST 5D-250 (NEW) | 1 | 8.37 | 2003 | 2038 | DUAL FUEL | 5 to 10 years old | INDUSTRIAL COMBUSTION DEG-105(P) (NEW) | #4 | 93240 | 65268 | 13520 | 9464 | Yes | 2020 | Elevator Apartments | 4 | 165364 | 1 | 16 | 58 | 63 | 1930 |  | YES
1011440001 | 175 72 STREET Manhattan, NY 10023 (40.778626293838805, -73.98158823749817) | Con Edison | G & L RLTY. LLC % SAMSON MGMT. CORP. | G&L REALTY DELAWARE L | 97 77 QUEENS BLVD FLUSHING, NY 11374 (40.72646491702238, -73.86148084756303) | CB549003L | 7/5/05 | BEST 5D - 250 (NEW) | 1 | 8.3 | 2003 | 2038 | DUAL FUEL | 5 to 10 years old | ICI DEG-105 (P) (NEW) | #6 | 93240 | 65268 | 13986 | 9790 | Yes | 2014 | Elevator Apartments | 6 | 111997 | 1 | 12 | 59 | 65 | 1906
1008600022 | 121 MADISON AVENUE Manhattan, NY 10016 (40.74533426563014, -73.9846709550398) | Con Edison | HARLINGTON REALTY CO. LLC | LIBERTY PROPERTIES,IN | 156A 83 STREET MANHATTAN, NY 10028 (40.776344978837756, -73.95296667956859) | CA140180H | 7/5/05 | BURNHAM (SPENCER) -3-200-50 | 1 | 8.1 | 1980 | 2015 |  | 26 to 30 years old | INDUSTRIAL COMBUSTION DEG 84(P) | #6 | 92662 | 64863 | 13899 | 9730 | Yes | 2020 | Walk-Up Apartments | 2 | 111457 | 1 | 12 | 105 | 112 | 1938
1011417501 | 104 70 STREET Manhattan, NY 10023 (40.77613993442416, -73.97991416800402) | Con Edison | 104 WEST 70TH STREET | WALTON CONDOMINIUM | 415 MADISON AVENUE NEW YORK, NY 10017 (40.756779530947306, -73.976317020908) | CA101580P | 7/6/05 | ROCKMILLS # R-242 | 1 | 8.19 | 1980 | 2015 |  | 26 to 30 years old | INDUSTRIAL COMBUSTION #DEG-84(S) | #6 | 92154 | 64508 | 13823 | 9676 | Yes | 2021 | Walk-Up Apartments | 6 | 73400 | 1 | 11 | 83 | 84 | 1903 | YES
1008690020 | 271 MADISON AVENUE Manhattan, NY 10016 (40.75118848877702, -73.98044892459097) | Con Edison | 271 VENTURE CO. | 271 MADISON CO | 271 MADISON AVENUE MANHATTAN, NY 10016 (40.75118848877702, -73.98044892459097) | CA124192P | 7/5/05 | ROCKMILLS MP-200 | 1 | 8.55 | 1992 | 2027 |  | 16 to 20 years old | IND.COMB DEG-84 (P) | #6 | 92154 | 64508 | 13823 | 9676 | Yes | 2019 | Elevator Apartments | 3 | 104431 | 1 | 21 | 0 | 75 | 1927
1007850067 | 242 36 STREET Manhattan, NY 10018 (40.75277548950778, -73.99092555238164) | Con Edison | KAUFMAN WALES ASSOCIATES | KAUFMAN WALES ASSOC | 450 7 AVENUE MANHATTAN, NY 10123 (40.7508900001734, -73.99041199981389) | CA206980P | 7/7/05 | BURNHAM (SPENCER) 3-200-50 | 1 | 8.37 | 1980 | 2015 |  | 26 to 30 years old | INDUST COMB-DE-84(P) | #6 | 92154 | 64508 | 13823 | 9676 | Yes | 2015 | Elevator Apartments | 3 | 152667 | 1 | 13 | 0 | 0 | 1922
1007860001 | 266 37 STREET Manhattan, NY 10018 (40.753681276968436, -73.99113392547284) | Con Edison | NEWMARK & CO. | NEW TRIPLE CROWN LLC | 520 EIGHT AVE MANHATTAN, NY 10018 (40.756840774582145, -73.99669149981281) | CA013379N | 7/5/05 | ROCKMILLS MP - 200 | 1 | 8.4 | 1979 | 2014 |  | 31 to 35 years old | ICI DE 84P | #6 | 92154 | 64508 | 13823 | 9676 | Yes | 2016 | Condominiums | 3 | 754487 | 3 | 24 | 0 | 104 | 1926
1020880074 | 640 RIVERSIDE DRIVE Manhattan, NY 10031 (40.82495987484049, -73.95411677557308) | Con Edison | LARA RAFAEL | SHUHAB HOUSING DEVELO | 129 09 26 AVE FLUSHING, NY 11354 (40.76862022064671, -73.82719028070687) | CA171193Z | 7/7/05 | BEST 4 C 275 | 1 | 11.55 | 1993 | 2028 |  | 16 to 20 years old | ICI DEG-145 (P) | #4 | 91991 | 64394 | 13339 | 9337 | Yes | 2018 | Elevator Apartments | 7 | 156118 | 1 | 13 | 134 | 134 | 1914
1006127504 | 15 CHARLES STREET Manhattan, NY 10014 (40.73518055665545, -74.00128621600987) | Con Edison | 15 CHARLES @WAVERLY |  | 111 GREAT NECK RD GREAT NECK, NY 10021 (40.785020983519246, -73.72934922079014) | CA084776P | 7/4/05 | ROCKMILLS MP 200 | 1 | 8.4 | 1976 | 2011 |  | 31 to 35 years old | IRON FIREMAN AO 6-9.8 | #6 | 91980 | 64386 | 13797 | 9658 | Yes | 2022 | Elevator Apartments | 3 | 105590 | 1 | 18 | 122 | 125 | 1964 | YES
1011220029 | 91 CENTRAL PARK Manhattan, NY 10023 (40.77432759642175, -73.97739159091697) | Con Edison | 91 CENTRAL PARK WEST CORP. | 91 CENTRAL PARK WEST | 820 2ND AVENUE MANHATTAN, NY 10017 (40.75090969894791, -73.97140174497622) | CA328368Y | 7/7/05 | ROCK MP300 | 1 | 8.8 | 1968 | 2010 |  | 41 - 45 years old | RAY AEOR141-300 | #6 | 91980 | 64386 | 13797 | 9658 | Yes | 2022 | Office Buildings | 6 | 209355 | 1 | 15 | 92 | 94 | 1929 |  | YES
1012327502 | 500 END AVENUE Manhattan, NY 10024 (40.78362556816552, -73.96653900057436) | Con Edison | DOMINION PROPERTY GROUP LLC |  | 200 MADISON AVENUE MANHATTAN, NY 10016 (40.74877830573848, -73.9822475686496) | CB406405R | 7/4/05 | ROCKMILLS MP-200 (NEW) | 1 | 6.6 | 2005 | 2040 | DUAL FUEL | 5 to 10 years old | S. T. JOHNSON FD68 CA-200 HM (NEW) | #6 | 91980 | 64386 | 13797 | 9658 | Yes | 2022 | Walk-Up Apartments | 6 | 125673 | 1 | 13 | 85 | 87 | 0 | YES
1014530001 | 301 78 STREET Manhattan, NY 10021 (40.76920532766377, -73.959183941086) | Con Edison | ROSE ASSOCIATES INC. | 301 EAST 78TH STREET | 200 MADISON AVENUE MANHATTAN, NY 10016 (40.74877830573848, -73.9822475686496) | CA084675X | 7/7/05 | ROCKMILLS MP 200 | 1 | 8.4 | 1975 | 2010 |  | 31 to 35 years old | ST JOHNSON FD68A-200HM | #6 | 91980 | 64386 | 13797 | 9658 | Yes | 2013 | Elevator Apartments | 5 | 139000 | 1 | 17 | 124 | 129 | 1963 |  | YES
1018960001 | 420 RIVERSIDE DRIVE Manhattan, NY 10025 (40.80780081052143, -73.96680620940651) | Con Edison | HOFFMAN MGT.420 RIVERSIDE DRIVE CO | 420 RIVERSIDE OWNERS | 300 55TH ST NEW YORK, NY 10019 (40.76543669712509, -73.98393298423655) | CA225497Z | 7/5/05 | ROCKMILLS MP-300 | 1 | 12.6 | 1997 | 2032 | DUAL FUEL | 11 to 15 years old | INDUSTRIAL COMB. DEG-145 (P) | #6 | 91645 | 64152 | 13747 | 9623 | Yes | 2016 | Condominiums | 9 | 138633 | 1 | 13 | 104 | 104 | 1920 |  | YES
1007870011 | 247 37 STREET Manhattan, NY 10018 (40.75350339905739, -73.99055236906513) | Con Edison | NEWMARK & CO. REAL ESTATE INC. | 247 WEST 37TH ST. ASS | 1501 BROADWAY MANHATTAN, NY 10036 (40.75664722311285, -73.98607810294877) | CA269391P | 7/5/05 | FEDERAL FST-300 | 1 | 12.66 | 1991 | 2026 |  | 16 to 20 years old | IND. COMB. DEG-145 (P) | #6 | 91645 | 64152 | 13747 | 9623 | Yes | 2017 | Elevator Apartments | 3 | 214130 | 1 | 18 | 0 | 21 | 1924
1016040001 | 1170 5 AVENUE Manhattan, NY 10029 (40.789319742819316, -73.95471932133273) | Con Edison | 1170 5TH AVE CORP.%BROWN,HARRIS,STEVENS | 1170 5TH AVE CORP C/O | 1170 FIFTH AVE N Y 10029 (40.789319742819316, -73.95471932133273) | CB219100X | 7/5/05 | BEST 5D-300 | 1 | 12.6 | 2000 | 2035 | DUAL FUEL | 5 to 10 years old | IND. COMB. DEG-145 (P) | #6 | 91645 | 64151 | 13747 | 9623 | Yes | 2014 | Condominiums | 8 | 153064 | 1 | 15 | 60 | 60 | 1926 |  | YES
1019930001 | 120 CLAREMONT AVENUE Manhattan, NY 10027 (40.81275788504128, -73.961697769498) | Con Edison | MANHATTAN SCHOOL OF MUSIC | MANHATTAN SCHOOL MUSI | 120 CLAREMONT AVENUE N Y 10027 (40.81275788504128, -73.961697769498) | CB074800K | 7/5/05 | FEDERAL FST 300 | 1 | 12.6 | 2000 | 2035 | DUAL FUEL | 5 to 10 years old | IND COMB. DEG-145 P | #4 | 91645 | 64151 | 13289 | 9302 | Yes | 2013 | Hotels | 9 | 362245 | 2 | 6 | 2 | 9 | 1924
1005770024 | 25 13 STREET Manhattan, NY 10011 (40.735688637061806, -73.99494030503068) | Con Edison | 25 W. 13TH CORP | 25 WEST 13TH ST CORP | 6 43 ST MANHATTAN, NY 10017 (40.75381517729913, -73.97967506743592) | CA344288Y | 7/5/05 | ROCKMILLS MP 200 | 1 | 8.2 | 1988 | 2023 |  | 21 to 26 years old | ICI DEG 84 P | #4 | 91500 | 64050 | 13268 | 9287 | Yes | 2017 | Walk-Up Apartments | 3 | 151500 | 1 | 7 | 182 | 186 | 1960 |  | YES
1008820085 | 381 PARK AVENUE Manhattan, NY 10016 (40.74253229387602, -73.98453137675233) | Con Edison | 373-381 PAS ASSOC. %ATCO PROP. & MGMT | 373-381 PAS ASSOCIATE | 555 FIFTH AVENUE MANAHTTAN, NY 10017 (40.755748591817614, -73.97917707760661) | CB177807Y | 7/6/05 | FEDERAL FST - 300 (EXSTG) | 1 | 10 | 2007 | 2042 | DUAL FUEL | Fewer than 5 years old | ST. JOHNSON FD68 CA-300 HM (NEW) | #6 | 91476 | 64033 | 13721 | 9605 | Yes | 2022 | Elevator Apartments | 2 | 208481 | 1 | 16 | 0 | 23 | 1910
1018910035 | 325 RIVERSIDE DRIVE Manhattan, NY 10025 (40.80144260377426, -73.97065530769191) | Con Edison | 325 RIVERSIDE DRIVE OWNERS/TUDOR | 325 RIVERSIDE DRIVE C | 250 PARK AVE MANHATTAN, NY 10003 (40.738333453173844, -73.9878407889095) | CA020880M | 7/5/05 | ROCKMILLS 4-162 | 1 | 6.44 | 1980 | 2015 |  | 26 to 30 years old | HEV-E-OIL DEG-84P ( I.C.I. ) | #6 | 91250 | 63875 | 13688 | 9581 | Yes | 2021 | Elevator Apartments | 9 | 74899 | 1 | 13 | 53 | 53 | 1920 |  | YES
1022430399 | 57 PARK TERRACE Manhattan, NY 10034 (40.8702554640356, -73.91685655113186) | Con Edison | 57 Park Terrace West Owners | 57 PARK TERR W OWNERS | 57 PARK TERRACE MANHATTAN, NY 10034 (40.8702554640356, -73.91685655113186) | CA296787P | 7/7/05 | FEDERAL FST 125 | 1 | 4.8 | 1987 | 2022 |  | 21 to 26 years old | ICI ME 54 P | #6 | 91250 | 63875 | 13688 | 9581 | Yes | 2013 | Condominiums | 7 | 50117 | 1 | 6 | 51 | 51 | 1937 |  | YES
1000640016 | 170 BROADWAY Manhattan, NY 10038 (40.7097432027114, -74.00997139037939) | Con Edison | AMG REALTY PARTNERS LLP | AMG REALTY PARTNERS,L | 170 BROADWAY MANHATTAN, NY 10037 (40.81329776108288, -73.93728252556804) | CA063777Y | 7/6/05 | ROCKMILLS MP-200 | 1 | 9 | 1977 | 2012 |  | 31 to 35 years old | HEV-E-OIL DE-105(S) ( I.C.I.) | #6 | 91250 | 63875 | 13688 | 9581 | Yes | 2014 | Elevator Apartments | 1 | 147844 | 1 | 18 | 0 | 81 | 1903
1012160060 | 168 86 STREET Manhattan, NY 10024 (40.787278934082096, -73.97412869485679) | Con Edison | BEDFORD APTS CO. LLC | BEDFORD APARTMENT CO. | 155 RIVERSIDE DRIVE MANHATTAN, NY 10024 (40.791046441115554, -73.97955859578195) | CA059578J | 7/7/05 | ROCKMILLS MP 4-186 | 1 | 4.1 | 1978 | 2013 |  | 31 to 35 years old | HEV-E-OIL DE84S | #6 | 91250 | 63875 | 13688 | 9581 | Yes | 2016 | Elevator Apartments | 6 | 100042 | 1 | 15 | 50 | 50 | 1923
1006150036 | 1 BANK STREET Manhattan, NY 10014 (40.737200995663635, -74.00148419685617) | Con Edison | MAROLDA PROPERTIES C/O 1 BANK CORP. | 1 BANK STREET CORP | 46 TRINITY PLACE MANHATTAN, NY 10006 (40.70750589849204, -74.01317261692733) | CA071275Y | 7/5/05 | ROCKMILLS MP-125 | 1 | 4.9 | 1975 | 2010 |  | 31 to 35 years old | IRON FIREMAN A0-6-6.3 | #4 | 91250 | 63875 | 13231 | 9262 | Yes | 2015 | Walk-Up Apartments | 3 | 64840 | 2 | 6 | 77 | 81 | 1930
1018590039 | 120 105 STREET Manhattan, NY 10025 (40.79879336976396, -73.96397755585981) | Con Edison | NORWAX ASSOCIATES | 120 W. 105TH STREET L | 1920 NEW YORK, NY 10116 (40.8110019996426, -73.95309800037239) | CA250881H | 7/7/05 | FEDERAL # FST-125 | 1 | 4.8 | 1981 | 2016 |  | 26 to 30 years old | I.C.I. MMG-54-P | #4 | 91250 | 63875 | 13231 | 9262 | Yes | 2019 | Walk-Up Apartments | 8 | 55590 | 1 | 6 | 63 | 63 | 1929
1015250009 | 215 79 STREET Manhattan, NY 10021 (40.76920532766377, -73.959183941086) | Con Edison | 215 EAST 79TH STREET OWNERS CORP | ACKERMAN, DAVID | 9 38 STREET MANHATTAN, NY 10016 (40.75058238108704, -73.98167876193074) | CA212972X | 7/6/05 | NATIONAL DB674 | 1 | 7 | 1972 | 2010 |  | 36 - 40 year old | IC DE 84S | #6 | 91068 | 63748 | 13660 | 9562 | Yes | 2015 | Elevator Apartments | 5 | 94418 | 1 | 15 | 86 | 86 | 1947 |  | YES
1011970020 | 7 83 STREET Manhattan, NY 10024 (40.78348311307874, -73.97099505910928) | Con Edison | CONGREGATION RODELPH SHALOM | CONG RODOLPH SHALOR | 7 83 STREET MANHATTAN, NY 10024 (40.78348311307874, -73.97099505910928) | CB003007N | 7/6/05 | ROCKMILLS MP - 150 (NEW) | 2 | 5 | 2007 | 2042 | DUAL FUEL | Fewer than 5 years old | ICI DEG - 63P (NEW) | #6 | 90886 | 63620 | 13633 | 9543 |  |  | Warehouses | 6 | 47140 | 1 | 6 | 0 | 0 | 1929
1015160052 | 160 88 STREET Manhattan, NY 10128 (40.78073093920931, -73.95459313851522) | Con Edison | LEX. TOWERS PART. SUCCESSORS % HENSLEY SPEARS, INC | LEXINGTON TOWERS COMP | 350 86th STREET NEW YORK, NY 10028 (40.77714292254262, -73.9499978806789) | CB184007X | 7/5/05 | FEDERAL FST - 150 (NEW) | 2 | 5 | 2007 | 2042 | DUAL FUEL | Fewer than 5 years old | ICI DEG - 63P (NEW) | #6 | 90886 | 63620 | 13633 | 9543 | Yes | 2016 | Elevator Apartments | 5 | 128132 | 1 | 15 | 149 | 154 | 1963
1014920036 | 920 PARK AVENUE Manhattan, NY 10028 (40.77658371119706, -73.95999153805225) | Con Edison | 926 PARK AVENUE CORP. | 926 PARK AVE CORP | 920 PARK AVE NEW YORK, NY 10028 (40.77658371119706, -73.95999153805225) | CB161403L | 7/5/05 | FEDERAL (NEW) FST-150 | 2 | 5.02 | 2003 | 2038 | DUAL FUEL | 5 to 10 years old | ICI (NEW) DEG-63P | #6 | 90885 | 63619 | 13633 | 9543 | Yes | 2022 | Elevator Apartments | 4 | 155544 | 1 | 21 | 76 | 79 | 1962
1012000011 | 41 86 STREET Manhattan, NY 10024 (40.785878079130946, -73.97064577914085) | Con Edison | EQR-41 WEST 86TH LLC | EQR-41 WEST 86TH, LLC | 2N RIVERSIDE PLAZA CHICAGO, IL 60606 (41.88192219325276, -87.63879543995736) | CB076208L | 7/7/05 | ROCKMILLS MP - 150SS (NEW) | 2 | 5 | 2008 | 2043 | DUAL FUEL | Fewer than 5 years old | ICI DEG-63P (NEW) | #6 | 90885 | 63619 | 13633 | 9543 | Yes | 2020 | Elevator Apartments | 6 | 104893 | 1 | 16 | 166 | 167 | 1927
1011990045 | 20 86 STREET Manhattan, NY 10024 (40.78560631784781, -73.9701493285576) | Con Edison | RUDIN MGMT. INC % CLARKSON ESTATES INC. | CLARKTON ESTATES INC | 345 PARK AVE NEW YORK, NY 10154 (40.758068302301126, -73.97318240259426) | CB161303N | 7/4/05 | EASTMOND ESP-150 | 2 | 5.02 | 2003 | 2038 | DUAL FUEL | 5 to 10 years old | ICI DEG-63P | #6 | 90885 | 63619 | 13633 | 9543 | Yes | 2019 | Walk-Up Apartments | 6 | 103112 | 1 | 16 | 64 | 64 | 1929
1012000015 | 27 86 STREET Manhattan, NY 10024 (40.78573315982071, -73.97030159577903) | Con Edison | RUDIN MGT. CO. INC. % RUDIN ESTATE CO. | 27 WEST 86TH STREET | 345 PARK AVENUE NEW YORK, NY 10154 (40.758068302301126, -73.97318240259426) | CB141203X | 7/4/05 | FEDERAL FST-150 (NEW) | 2 | 5.02 | 2003 | 2038 | DUAL FUEL | 5 to 10 years old | ICI DEG-63P (NEW) | #6 | 90885 | 63619 | 13633 | 9543 | Yes | 2020 | Walk-Up Apartments | 6 | 126045 | 1 | 16 | 64 | 64 | 1926
1021790170 | 116 PINEHURST AVENUE Manhattan, NY 10033 (40.85308167469668, -73.93852253158502) | Con Edison | HUDSON VIEW GARDENS | HUDSON VIEW GARDENS I | 148 37th ST MANHATTAN, NY 10018 (40.75251096987246, -73.98836465376176) | CB229703H | 7/6/05 | FEDERAL-FST-300 (NEW) | 1 | 10.04 | 2003 | 2038 | DUAL FUEL | 5 to 10 years old | INDUSTRIAL COMBUSTION-DEG-145P (NEW) | #6 | 90738 | 63517 | 13611 | 9527 | Yes | 2019 | Elevator Apartments | 7 | 540000 | 14 | 6 | 353 | 353 | 1925 |  | YES
1013417502 | 321 48 STREET Manhattan, NY 10017 (40.75343513830705, -73.96892588918125) | Con Edison | PENMARK REALTY |  | 5 86 STREET MANHATTAN, NY 10028 (40.78148186083539, -73.96023726443946) | CA034678X | 7/5/05 | ROCKMILLS MP-4-186 | 1 | 7.8 | 1978 | 2013 |  | 31 to 35 years old | IRON FIREMAN AO6-9.8 RK | #6 | 90720 | 63504 | 13608 | 9526 | Yes | 2021 | Elevator Apartments | 4 | 76142 | 1 | 14 | 126 | 128 | 1962 | YES
1007320016 | 433 34 STREET Manhattan, NY 10001 (40.75409077482482, -73.99788306265087) | Con Edison | 433 WEST 34 ST OWNERS CITY PRPO. MGT | 433 W 34TH ST OWNERS | 150 30RD ST MANHATTAN, NY 10001 (40.75025902143676, -73.99688630375988) | CA023077R | 7/5/05 | ROCKMILLS MP-250 | 1 | 10.4 | 1977 | 2012 | DUAL FUEL | 31 to 35 years old | HEV-E-OIL DEG-105 | #6 | 90544 | 63381 | 13582 | 9507 | Yes | 2022 | Elevator Apartments | 3 | 142971 | 1 | 20 | 210 | 213 | 1930 |  | YES
1011170029 | 1 64 STREET Manhattan, NY 10023 (40.771199298589984, -73.97972065617847) | Con Edison | 1 WEST 64 STREET INC. | ONE WEST 64TH ST INC | 148 37TH ST NEW YORK, NY 10018 (40.75269934978621, -73.98872268726052) | CA305384M | 7/4/05 | ROCKMILLS MODEL MP-200 | 1 | 8.5 | 1984 | 2019 |  | 26 to 30 years old | IND. COMB. MODEL DEG-84-P | #6 | 90520 | 63364 | 13578 | 9505 | Yes | 2017 | Loft Buildings | 6 | 119866 | 1 | 12 | 94 | 94 | 1910 |  | YES
1022430045 | 10 PARK TERRACE Manhattan, NY 10034 (40.86970076368094, -73.9177731660931) | Con Edison | 10 REALTY CO/MILLER & MILLER. | 10 PARK REALTY CO. LL | 295 MADISON AVENUE MANHATTAN, NY 10017 (40.75245225004416, -73.9795044549929) | CA128780J | 7/6/05 | FEDERAL FST-150 | 1 | 6.3 | 1980 | 2015 |  | 26 to 30 years old | ICI DEG-63-P | #6 | 90520 | 63364 | 13578 | 9505 | Yes | 2013 | Elevator Apartments | 7 | 80808 | 1 | 6 | 72 | 72 | 1925
1015080027 | 175 79 STREET Manhattan, NY 10021 (40.76920532766377, -73.959183941086) | Con Edison | 175 EAST 79TH ST.TENANTS CORP. | 175 E79 TENANTS CP | 641 LEXINGTON AVE MANHATTAN, NY 10022 (40.75912465400864, -73.97040202325856) | CA154080H | 7/6/05 | ROCKMILLS BOILER MP-150 | 1 | 6.2 | 1980 | 2015 |  | 26 to 30 years old | INDUSTRIAL COMBUSTION MODEL DEG-63-P | #6 | 90520 | 63364 | 13578 | 9505 | Yes | 2018 | Loft Buildings | 5 | 92216 | 1 | 15 | 62 | 62 | 1928 |  | YES
1018427501 | 467 CENTRAL PARK Manhattan, NY 10025 (40.7985735920687, -73.95969556562031) | Con Edison | THE 467 CONDOMINIMUM | OWNER / AGENT | 50 17TH STREET MANHATTAN, NY 10011 (40.738563940959885, -73.99384605181096) | CA173080L | 7/5/05 | BURNHAM SPENCER-3-200-50 | 1 | 8.2 | 1980 | 2015 | DUAL FUEL | 26 to 30 years old | INDUSTRIAL COMBUSTION DEG 84(P) | #6 | 90372 | 63261 | 13556 | 9489 | Yes | 2022 | Elevator Apartments | 8 | 92525 | 1 | 17 | 99 | 99 | 1929 | YES
1015100030 | 163 81 STREET Manhattan, NY 10028 (40.776015423221075, -73.95726255930641) | Con Edison | 165 EAST 81ST ST CORP | 165 E 81 ST CP | 675 3RD AVENUE MANHATTAN, NY 10017 (40.75129610835038, -73.97404990585339) | CA105576K | 7/5/05 | ROCKMILLS MP-100 | 1 | 4.2 | 1976 | 2011 |  | 31 to 35 years old | I.C.I. DE-42S | #6 | 90338 | 63237 | 13551 | 9485 | Yes | 2020 | Elevator Apartments | 5 | 59149 | 1 | 9 | 42 | 42 | 1927 |  | YES
1011290039 | 6 77 STREET Manhattan, NY 10024 (40.77976146166816, -73.97430742144002) | Con Edison | 6/16 W.77 ST.CORP/INSIGNI | 6 16 WEST 77TH ST COR | 675 3 AVENUE MANHATTAN, NY 10017 (40.75129610835038, -73.97404990585339) | CA194499N | 7/7/05 | ROCKMILLS MP 250 | 1 | 10.36 | 1999 | 2034 | DUAL FUEL | 11 to 15 years old | ICI DEG 105 (P) | #6 | 90338 | 63237 | 13551 | 9485 | Yes | 2019 | Condominiums | 6 | 176891 | 1 | 15 | 102 | 102 | 1928 |  | YES
1011290039 | 6 77 STREET Manhattan, NY 10024 (40.77976146166816, -73.97430742144002) | Con Edison | 6/16 W.77 ST.CORP/INSIGNI | 6 16 WEST 77TH ST COR | 675 3 AVENUE MANHATTAN, NY 10017 (40.75129610835038, -73.97404990585339) | CA194599K | 7/7/05 | EASTMOND ESP 200 | 1 | 8.1 | 1999 | 2034 | DUAL FUEL | 11 to 15 years old | (ICI)DEG-84P | #6 | 90338 | 63237 | 13551 | 9485 | Yes | 2019 | Elevator Apartments | 6 | 176891 | 1 | 15 | 102 | 102 | 1928 |  | YES
1014040052 | 955 LEXINGTON AVENUE Manhattan, NY 10021 (40.7688871463136, -73.9633078467125) | Con Edison | BROWN HARRIS STEVENS,INC. | 957 LEXINGTON AVE COR | 955 LEXINGTON AVE MANHATTAN, NY 10021 (40.7688871463136, -73.9633078467125) | CA172882Z | 7/4/05 | ROCKMILLS MP 100 | 1 | 4.2 | 1982 | 2017 |  | 26 to 30 years old | I.C.I. DEG 54 S | #6 | 90338 | 63237 | 13551 | 9485 | Yes | 2014 | Elevator Apartments | 4 | 54719 | 1 | 12 | 29 | 31 | 1924 |  | YES
1017300036 | 2186 5 AVENUE Manhattan, NY 10037 (40.81178480711122, -73.93833367395888) | Con Edison | LENOX TERRACE | SECOND LENOX TERRACE | 484 LENOX AVENUE NEW YORK, NY 10037 (40.813574503984, -73.94112148537468) | CB087003P | 7/5/05 | ROCKMILLS-MP 200 (NEW) | 1 | 6.69 | 2003 | 2038 | DUAL FUEL | 5 to 10 years old | S.T.JOHNSON-FD 68 CAHM SIZE 200 (EXTSG) | #6 | 90338 | 63237 | 13551 | 9485 | Yes | 2020 | Office Buildings | 9 | 267008 | 1 | 16 | 286 | 286 | 1958
1017300036 | 2186 5 AVENUE Manhattan, NY 10037 (40.81178480711122, -73.93833367395888) | Con Edison | LENOX TERRACE | SECOND LENOX TERRACE | 484 LENOX AVENUE NEW YORK, NY 10037 (40.813574503984, -73.94112148537468) | CB618603P | 7/6/05 | ROCKMILLS MP-200 (NEW) | 1 | 6.69 | 2003 | 2038 | DUAL FUEL | 5 to 10 years old | S.T. JOHNSON FD68 CAHM 200 (EXSTG) | #6 | 90338 | 63237 | 13551 | 9485 | Yes | 2020 | Hospitals & Health | 9 | 267008 | 1 | 16 | 286 | 286 | 1958
1021660033 | 247 WADSWORTH AVENUE Manhattan, NY 10033 (40.85243982675566, -73.93302391428061) | Con Edison | LERON RLTY. LLC % KINGSLEY RLTY. HLDG. LTD. | PR 247 WADSWORTH LLC | 205 15th STREET NEW YORK, NY 10011 (40.739386719083754, -73.99947536553755) | CB037705P | 7/6/05 | BEST 5C-200 (NEW) | 1 | 6.6 | 2005 | 2040 | DUAL FUEL | 5 to 10 years old | HEVE (IC) DEG-84P (NEW) | #6 | 90338 | 63237 | 13551 | 9485 | Yes | 2016 | Elevator Apartments | 10 | 134934 | 1 | 6 | 131 | 131 | 1927
1010780023 | 725 10 AVENUE Manhattan, NY 10019 (40.7643947865471, -73.99205038956535) | Con Edison | SKYLINE MOTOR INN | PICCADILLY HOTEL CO., | 725 10 AVENUE MANHATTAN, NY 10019 (40.7643947865471, -73.99205038956535) | CA229081N | 7/7/05 | FEDERAL FLR-3036 | 1 | 8.5 | 1981 | 2016 |  | 26 to 30 years old | HEV-E DEG-84-S | #4 | 90338 | 63237 | 13099 | 9169 | Yes | 2018 | Elevator Apartments | 3 | 159996 | 1 | 8 | 0 | 1 | 1959
1019190026 | 485 LENOX AVENUE Manhattan, NY 10037 (40.81376331557567, -73.94121150445261) | Con Edison | THE CLAYTON APARTMENTS INC. | CLAYTON APARTMENTS | 485 LENOX AVENUE MANHATTAN, NY 10037 (40.81376331557567, -73.94121150445261) | CA007884N | 7/6/05 | FITZGIBBON DM-212 | 2 | 10.32 | 1984 | 2019 |  | 26 to 30 years old | IRON FIREMAN AGO6-9.8RK | #6 | 90338 | 63237 | 13551 | 9485 | Yes | 2019 | Elevator Apartments | 9 | 157728 | 1 | 16 | 160 | 160 | 1963 |  | YES
1018940011 | 601 110 STREET Manhattan, NY 10025 (40.80426116265111, -73.96681723562222) | Con Edison | COLLEGE RESIDENCE CLUB | I SHELY INC | 601 110 STREET MANHATTAN, NY 10025 (40.80426116265111, -73.96681723562222) | CA318888Z | 7/5/05 | YORK SHIPLEY WRL 250 | 1 | 9.31 | 1988 | 2023 |  | 21 to 26 years old | HEV-E DEG 105 P | #4 | 90338 | 63236 | 13099 | 9169 | Yes | 2014 | Elevator Apartments | 9 | 164315 | 1 | 13 | 0 | 5 | 1920
1008610015 | 136 MADISON AVENUE Manhattan, NY 10016 (40.74597025414959, -73.98430007771974) | Con Edison | 136 MADISON, LLC | 136 MADISON ASSOCIATE | 380 MADISON AVENUE MANHATTAN, NY 10017 (40.755596213835844, -73.97727528530339) | CA090077R | 7/4/05 | FEDERAL FST-350 | 1 | 14.7 | 1977 | 2012 |  | 31 to 35 years old | S T JOHNSON FD-68 | #6 | 90290 | 63203 | 13544 | 9480 | Yes | 2021 | Elevator Apartments | 3 | 241728 | 2 | 16 | 0 | 0 | 1916
1015000020 | 47 88 STREET Manhattan, NY 10128 (40.782156959934184, -73.95779479644216) | Con Edison | BROWN HARRIS STEVENS | 47-88 TENANTS CORP-B. | 675 THIRD AVE MANHATTAN, NY 10017 (40.75129610835038, -73.97404990585339) | CA024080M | 7/5/05 | ROCKMILLS MP 250 | 1 | 8.5 | 1980 | 2015 |  | 26 to 30 years old | ICI DEG 105P | #6 | 90280 | 63196 | 13542 | 9479 | Yes | 2020 | Walk-Up Apartments | 4 | 165364 | 1 | 16 | 58 | 63 | 1930 |  | YES
1005767502 | 59 12 STREET Manhattan, NY 10011 (40.73550065314734, -73.99647240361575) | Con Edison | 59W12 CONDO/GOODSTEIN MGMT | 59 WEST 12TH STREET C | 211 46 STREET MANHATTAN, NY 10017 (40.75322376589619, -73.97228807391832) | CA001686P | 7/5/05 | ROCKMILLS (NEW) MP-175 | 1 | 7.3 | 1986 | 2021 |  | 21 to 26 years old | ICI DEG 84 P | #6 | 90200 | 63140 | 13530 | 9471 | Yes | 2016 | Elevator Apartments | 3 | 7483 | 1 | 17 | 103 | 107 | 1931 | YES
1012260001 | 733 AMSTERDAM AVENUE Manhattan, NY 10025 (40.79380806242018, -73.97050002442745) | Con Edison | NEW AMSTERDAM ASSOC AKA-AXTON c/o GRENADIER | AXTON OWNER LLC | 155 ELMIRA LOOP BROOKLYN, NY 11239 (40.649723063146425, -73.88037616574464) | CB446703Y | 7/6/05 | FEDERAL FLR-3643 (EXSTG) | 2 | 13.2 | 2003 | 2038 | DUAL FUEL | 5 to 10 years old | I.C. DEG-145P (NEW) | #4 | 90200 | 63140 | 13079 | 9155 | Yes | 2016 | Elevator Apartments | 6 | 235426 | 1 | 27 | 229 | 235 | 1971
1002147502 | 145 HUDSON STREET Manhattan, NY 10013 (40.72117030364521, -74.0084036505092) | Con Edison | 145 HUDSON ST ASSOC |  | 145 HUDSON STREET MANHATTAN, NY 10013 (40.72117030364521, -74.0084036505092) | CA143965L | 7/7/05 | CLEAVER BROOKS CB250 | 1 | 10.5 | 1965 | 2010 |  | 41 - 45 years old | CLEAVERBROOKS INTEGRAL | #6 | 90000 | 63000 | 13500 | 9450 | Yes | 2014 | Walk-Up Apartments | 1 | 106663 | 1 | 16 | 22 | 64 | 0 | YES
1014990025 | 55 87 STREET Manhattan, NY 10128 (40.781444088170524, -73.95803365666896) | Con Edison | 87TH STREET OWNERS CORP. | 87TH STREET OWNERS C | 9 38 NEW YORK, NY 10016 (40.745242969987146, -73.97823298586354) | CA315370K | 7/6/05 | FEDERAL PMO 6199 | 2 | 8.4 | 1970 | 2010 |  | 36 - 40 year old | ST JOHNSON FD6AHM-200 | #6 | 90000 | 63000 | 13500 | 9450 | Yes | 2019 | Elevator Apartments | 4 | 156729 | 1 | 14 | 120 | 129 | 1963 |  | YES
1012100019 | 127 79 STREET Manhattan, NY 10024 (40.78272997685928, -73.97725614112287) | Con Edison | C.H. GREENTHAL MANAGEMENT | CLIFTON HOUSE OWNERS | 4 PARK AVE MANHATTAN, NY 10016 (40.74650915812013, -73.98194367109245) | CA052280P | 7/5/05 | ROCKMILLS MP 250 | 1 | 10.4 | 1980 | 2015 |  | 26 to 30 years old | ICI DEG 105 P | #6 | 90000 | 63000 | 13500 | 9450 | Yes | 2020 | Elevator Apartments | 6 | 123898 | 1 | 15 | 125 | 132 | 1926 |  | YES
1005280001 | 241 6 AVENUE Manhattan, NY 10014 (40.72868745160389, -74.00269815159584) | Con Edison | HOUSTON ST.OWNERS CORP. | HOUSTON STREET OWNERS | 313 PARKVILLE STATION BROOKLYN, NY 11204 (40.632550671232565, -73.96832882137637) | CA186587N | 7/6/05 | ROCKMILLS MP 200 | 1 | 7.77 | 1987 | 2022 |  | 21 to 26 years old | ICI DEG 84 P | #6 | 90000 | 63000 | 13500 | 9450 | Yes | 2018 | Walk-Up Apartments | 3 | 71490 | 1 | 13 | 115 | 115 | 1952 |  | YES
1016290027 | 173 101 STREET Manhattan, NY 10029 (40.78896909530672, -73.94833899050795) | Con Edison | HOWARD SCHWADE | 169-175 OPERATING LLC |  | CA353688H | 7/6/05 | ROCKMILLS MP 150 | 1 | 6.23 | 1988 | 2023 |  | 21 to 26 years old | ICI MMG 63 P | #4 | 90000 | 63000 | 13050 | 9135 |  |  | Elevator Apartments | 8 | 17065 | 1 | 6 | 30 | 30 | 1922
1005690005 | 51 5 AVENUE Manhattan, NY 10003 (40.73466601791874, -73.99452268204381) | Con Edison | LOVETT COMPANY | 51 FIFTH AVENUE OWNER | 450 7TH AVE MANHATTAN, NY 10123 (40.7508900001734, -73.99041199981389) | CA204686P | 7/5/05 | ROCKMILLS MP 200 | 1 | 8.4 | 1986 | 2021 |  | 21 to 26 years old | ST JOHNSON FD 68CAH -200 | #6 | 90000 | 63000 | 13500 | 9450 | Yes | 2019 | Walk-Up Apartments | 2 | 121128 | 1 | 16 | 89 | 89 | 1929 |  | YES
1008940026 | 315 LEXINGTON AVENUE Manhattan, NY 10016 (40.74905709556754, -73.97776894494365) | Con Edison | MISSION OF CUBA TO THE U.N. | REPUBLIC OF CUBA | 315 LEXINGTON AVENUE MANHATTAN, NY 10016 (40.74905709556754, -73.97776894494365) | CA030269R | 7/5/05 | KEWANEE 7L80 | 2 | 4.3 | 1969 | 2010 |  | 41 - 45 years old | HEV-E-OIL AM5DH | #4 | 90000 | 63000 | 13050 | 9135 |  |  | Elevator Apartments | 4 | 32640 | 1 | 5 | 0 | 3 | 1939
1006017501 | 421 HUDSON STREET Manhattan, NY 10014 (40.72986556346228, -74.006906978693) | Con Edison | ORB MANAGEMENT LTD. |  | 421 HUDSON STREET MANHATTAN, NY 10014 (40.72986556346228, -74.006906978693) | CA135574Y | 7/5/05 | ROCKMILLS MP-300 | 1 | 12.6 | 1974 | 2010 |  | 36 - 40 year old | ICI DE 145S | #4 | 90000 | 63000 | 13050 | 9135 | Yes | 2021 | Hotels | 3 | 275931 | 2 | 10 | 183 | 196 | 1920 | YES
1018320016 | 27 96 STREET Manhattan, NY 10025 (40.79202696990709, -73.96546511811245) | Con Edison | REGINA METROPOLITAN CO | REGINA METROPOLOTIAN | 155 RIVERSIDE DRIVE MANHATTAN, NY 10024 (40.791046441115554, -73.97955859578195) | CA149680P | 7/4/05 | ROCKMILLS MP 4-231 | 1 | 9.98 | 1980 | 2015 |  | 26 to 30 years old | ICI DEG 84P | #6 | 90000 | 63000 | 13500 | 9450 | Yes | 2022 | Elevator Apartments | 8 | 133915 | 1 | 18 | 92 | 92 | 1927
1005677501 | 25 5 AVENUE Manhattan, NY 10003 (40.73307706393455, -73.99569966708265) | Con Edison | THE LOVETT CO.,LLC |  | 450 SEVENTH AVE MANHATTAN, NY 10123 (40.7508900001734, -73.99041199981389) | CA349789P | 7/5/05 | ROCKMILLS MP 150 | 1 | 6.27 | 1989 | 2024 |  | 21 to 26 years old | ICI DEG 63 P | #6 | 89936 | 62955 | 13490 | 9443 | Yes | 2017 | Elevator Apartments | 2 | 92481 | 1 | 15 | 90 | 97 | 1921 | YES
1013480016 | 333 55 STREET Manhattan, NY 10022 (40.75768395359166, -73.96542508971818) | Con Edison | 333 EAST 55TH STREET CORP. | STEVEN BUCHWALTER | 4 PARK AVENUE MANHATTAN, NY 10016 (40.74650915812013, -73.98194367109245) | CA142880H | 7/6/05 | PACIFIC 52L2 | 2 | 4.3 | 1980 | 2015 | DUAL FUEL | 26 to 30 years old | I.C.I. DEG 42-S | #6 | 89900 | 62930 | 13485 | 9439 | Yes | 2018 | Walk-Up Apartments | 5 | 108131 | 1 | 14 | 114 | 114 | 1962 |  | YES
1015250021 | 239 79 STREET Manhattan, NY 10021 (40.76920532766377, -73.959183941086) | Con Edison | 239 EAST 79TH ST. OWNERS CORP. | 239 EAST 79TH STREET | 444 PARK AVE NEW YORK, NY 10016-7321 (40.74469474944843, -73.98322793062597) | CA239395P | 7/6/05 | `FEDERAL FST-300 | 2 | 12.63 | 1995 | 2030 | DUAL FUEL | 11 to 15 years old | INDUSTRIAL COMB. DEG-145 (P) | #4 | 89712 | 62799 | 13008 | 9106 | Yes | 2015 | Educational Structures | 5 | 281825 | 1 | 18 | 208 | 210 | 1957 |  | YES
1012630061 | 48 48 STREET Manhattan, NY 10036 (40.75808565889287, -73.98006926588394) | Con Edison | ELO GROUP | MUTUAL LIFE INSURANCE | 42 48 STREET MANHATTAN, NY 10036 (40.758023795665245, -73.97992344541882) | CA121283R | 7/5/05 | FEDERAL FST-200 | 1 | 8.2 | 1983 | 2018 |  | 26 to 30 years old | INDUSTRIAL COMBUSTION - DEG-84 (P) | #4 | 89681 | 62777 | 13004 | 9103 | Yes | 2013 | Elevator Apartments | 3 | 118134 | 1 | 16 | 0 | 93 | 1926
1019240021 | 208 119 STREET Manhattan, NY 10026 (40.80525593438166, -73.95143920172096) | Con Edison | GARDEN COURT HDFR & ESTEEM MGMT | GARDEN COURT HOUSINGD | 850 BRONX RIVER ROAD YONKERS, NY 10708 (40.92713623295677, -73.84319071815916) | CB196301R | 7/6/05 | FEDERAL FST-200 | 2 | 8.4 | 2001 | 2036 | DUAL FUEL | 5 to 10 years old | INDUSTRIAL COMBUSTION DEG-84 (P) | #4 | 89681 | 62777 | 13004 | 9103 | Yes | 2014 | Elevator Apartments | 9 | 156986 | 10 | 5 | 158 | 159 | 1900 |  | YES
1015150008 | 115 86 STREET Manhattan, NY 10028 (40.77994247680821, -73.95656069245771) | Con Edison | 115 E. 86 OWNERS INC % PENMARK RLTY | 115 E 86 OWNERS INC | 820 2ND AVE MANHATTAN, NY 10017 (40.75090969894791, -73.97140174497622) | CB098905H | 7/6/05 | BEST 5D-200 (NEW) | 1 | 6.6 | 2005 | 2040 | DUAL FUEL | 5 to 10 years old | IC DEG-84P (NEW) | #6 | 89681 | 62777 | 13452 | 9417 | Yes | 2015 | Walk-Up Apartments | 4 | 107788 | 1 | 16 | 56 | 62 | 1928 |  | YES
1018790036 | 200 108 STREET Manhattan, NY 10025 (40.801720248509255, -73.96478488044566) | Con Edison | 200 WEST 108 HOUSING CORP. | 200 W 108TH ST HOUSIN | 401 GLENWOOD LANDING NY 11547 (40.83053900037464, -73.64017600042206) | CA288385M | 7/4/05 | FEDERAL FST-200 | 1 | 8.2 | 1985 | 2020 |  | 21 to 26 years old | IND COMB-DEG-84(P) | #6 | 89681 | 62777 | 13452 | 9417 | Yes | 2019 | Elevator Apartments | 8 | 100961 | 1 | 17 | 111 | 118 | 1930 |  | YES
1013250024 | 251 51 STREET Manhattan, NY 10022 (40.755987611450855, -73.96914124378138) | Con Edison | 251 EAST 51ST STREET CORPORATION | 251 E 51ST ST CORP | 18 64TH ST NEW YORK, NY 10065-7286 (40.7669625971709, -73.96974699244231) | CA121486R | 7/5/05 | FEDERAL FST-200 SP | 2 | 8.2 | 1986 | 2021 |  | 21 to 26 years old | INDUSTRIAL COMBUSTION DEG-84P | #6 | 89681 | 62777 | 13452 | 9417 | Yes | 2015 | Elevator Apartments | 5 | 206945 | 1 | 20 | 191 | 195 | 1960 |  | YES
1011990036 | 257 CENTRAL PARK Manhattan, NY 10024 (40.7850521083095, -73.96957038311184) | Con Edison | 257 C. P. W. INC. % RUUD RLTY. MGMT. | 257 CENTRAL PARK WEST | 641 LEXINGTON AVENUE MANHATTAN, NY 10022 (40.75912465400864, -73.97040202325856) | CB400305Y | 7/7/05 | BEST 5D-200 (NEW) | 1 | 6.6 | 2005 | 2040 | DUAL FUEL | 5 to 10 years old | INDUSTRIAL COMBUSTION DEG-84P | #6 | 89681 | 62777 | 13452 | 9417 | Yes | 2019 | Loft Buildings | 6 | 148380 | 1 | 12 | 69 | 72 | 1925 |  | YES
1018900053 | 885 END AVENUE Manhattan, NY 10025 (40.79685012763133, -73.96372581059762) | Con Edison | 885 W.END RESIDENTS CORP%AKAM ASSOC | 885 W END RESIDENCE C | 8 38TH ST 7TH FL N Y 10018 (40.75108854154199, -73.98303674630506) | CB288200R | 7/5/05 | ROCKMILLS MP- 200 | 1 | 8.4 | 2000 | 2035 | DUAL FUEL | 5 to 10 years old | IND. COMB. DEG 84 P | #6 | 89681 | 62777 | 13452 | 9417 | Yes | 2020 | Walk-Up Apartments | 9 | 97857 | 1 | 13 | 55 | 55 | 1916 |  | YES
1005570017 | 60 12 STREET Manhattan, NY 10003 (40.73319094811706, -73.99110895372442) | Con Edison | CASTLE OIL CORPORATION | LARRY LEVIN, TRUSTEE | 745 5 AVENUE NEW YORK, NY 10151 (40.763410275155195, -73.97365005004946) | CA388789R | 7/6/05 | FEDERAL FST-200 | 1 | 8.2 | 1989 | 2024 |  | 21 to 26 years old | ICI DEG-84P | #6 | 89681 | 62777 | 13452 | 9417 | Yes | 2017 | Elevator Apartments | 2 | 124630 | 1 | 13 | 133 | 137 | 1962
1021800350 | 620 FORT WASHINGTON AVENUE Manhattan, NY 10040 (40.855644742480195, -73.93668791464523) | Con Edison | FORT TRYON ESTATES INC | FORT TRYON ESTATES IN | 1881 BROADAY MANHATTAN, NY 10023 (40.770928607320116, -73.98226555509018) | CA111087K | 7/6/05 | FEDERAL FST 200 | 1 | 8.4 | 1987 | 2022 |  | 21 to 26 years old | ICI DEG 84 P | #6 | 89681 | 62777 | 13452 | 9417 | Yes | 2020 | Elevator Apartments | 7 | 148793 | 2 | 6 | 135 | 140 | 1937
1018760061 | 910 END AVENUE Manhattan, NY 10025 (40.79685012763133, -73.96372581059762) | Con Edison | S.W. MANAGEMENT | 910 W E A REALTY LLC | 145 HUGUENOT ST ROCHELLE, NY 10801 (40.91319235913511, -73.77945045104241) | CA058885P | 7/4/05 | ROCKMILLS MP-200 | 1 | 8.2 | 1985 | 2020 |  | 21 to 26 years old | IND COMB DEG-84(P) | #6 | 89681 | 62777 | 13452 | 9417 | Yes | 2016 | Elevator Apartments | 8 | 120542 | 1 | 15 | 90 | 90 | 1925
1020430029 | 310 143 STREET Manhattan, NY 10030 (40.82158789036993, -73.94303423942956) | Con Edison | SANTOS DAVID | MARRANA DVLPMNET AFFL | 310 143rd STREET NEW YORK, NY 10030 (40.82158789036993, -73.94303423942956) | CA294585H | 7/5/05 | FEDERAL PLW -199 | 2 | 8.2 | 1985 | 2020 |  | 21 to 26 years old | INDUSTRIAL COMBUSTION DEG -84(P) | #6 | 89681 | 62777 | 13452 | 9417 | Yes | 2013 | Elevator Apartments | 7 | 198624 | 1 | 20 | 177 | 177 | 1980
1013180033 | 228 45 STREET Manhattan, NY 10017 (40.7523908536874, -73.97239038281162) | Con Edison | STEINBERG & POKOIK BECKROSE ESTATES | FARBOD REALTY CORP. | 575 MADISON AVENUE MANHATTAN, NY 10022 (40.76174997117104, -73.97270857283574) | CA007182Z | 7/7/05 | FEDERAL-FST 200 | 1 | 5.9 | 1982 | 2017 |  | 26 to 30 years old | INDUSTRIAL COMBUSTION-DEG-84(P) | #6 | 89681 | 62777 | 13452 | 9417 | Yes | 2018 | Elevator Apartments | 4 | 208052 | 1 | 16 | 0 | 1 | 1929
1019300030 | 2090 SEVENTH AVENUE Manhattan, NY 10016 (40.745242969987146, -73.97823298586354) | Con Edison | THERESA TOWERS % BLDG. MGMT. CO. INC. | PJMX, INC. | 417 FIFTH AVENUE MANHATTAN, NY 10016 (40.7508150795849, -73.98282286232246) | CB024507M | 7/6/05 | BEST 5D-200 (NEW) | 1 | 6.6 | 2007 | 2042 | DUAL FUEL | Fewer than 5 years old | INDUSTRIAL COMBUSTION DEG-84P (NEW) | #6 | 89681 | 62777 | 13452 | 9417 | Yes | 2020 | Walk-Up Apartments | 9 | 163440 | 1 | 12 | 0 | 52 | 1913
1004520002 | 166 SECOND AVENUE Manhattan, NY 10003 (40.73005504439021, -73.98654586397294) | Con Edison | WEMBLY MGMT. CO. INC. % BLDG. MGMT. CO. INC. | I BLDG CO., INC | 417 FIFTH AVENUE MANHATTAN, NY 10016 (40.7508150795849, -73.98282286232246) | CB043705N | 7/6/05 | BEST 5C - 200 (NEW) | 1 | 6.6 | 2005 | 2040 | DUAL FUEL | 5 to 10 years old | ICI DEG - 84 P (NEW) | #6 | 89681 | 62777 | 13452 | 9417 | Yes | 2022 | Walk-Up Apartments | 2 | 121503 | 1 | 16 | 159 | 166 | 1929
1015590019 | 435 79 STREET Manhattan, NY 10021 (40.76920532766377, -73.959183941086) | Con Edison | BRISTOL MGMT/BLDG. MGT. CO. | 56-79 IG ASSOCIATES,L | 417 FIFTH AVENUE MANHATTAN, NY 10016 (40.7508150795849, -73.98282286232246) | CA054499Z | 7/6/05 | BAST 50-200 | 2 | 8.2 | 1999 | 2034 | DUAL FUEL | 11 to 15 years old | INDUSTRIAL COMB. DEG 84 P | #6 | 89681 | 62776 | 13452 | 9416 | Yes | 2019 | Elevator Apartments | 5 | 277073 | 1 | 13 | 244 | 250 | 1956
1008790023 | 23 LEXINGTON AVENUE Manhattan, NY 10010 (40.739563642320476, -73.98466184668001) | Con Edison | PARTNERSHIP 76 L.P.%BLDG MGMT CO. INC. | PARTNERSHIP 76, L.P. | 417 5th AVENUE MANHATTAN, NY 10016 (40.7508150795849, -73.98282286232246) | CA123295N | 7/5/05 | FEDERAL FST-200 | 2 | 8.4 | 1995 | 2030 | DUAL FUEL | 11 to 15 years old | INDUSTRIAL COMB. DEG-84 (P) | #6 | 89681 | 62776 | 13452 | 9416 | Yes | 2019 | Elevator Apartments | 2 | 149481 | 1 | 16 | 0 | 1 | 1929
1013660039 | 412 55 STREET Manhattan, NY 10022 (40.75683582155673, -73.96356314391113) | Con Edison | PARTNERSHIP 92 LP& D.GOLDMAN | GOLDMAN, DAVID | 417 FIFTH AVENUE NYC 10016 (40.7508150795849, -73.98282286232246) | CA251092J | 7/5/05 | FEDERAL FST-200 | 1 | 8.2 | 1992 | 2027 |  | 16 to 20 years old | IND. COMB. DEG-84 (P) | #6 | 89681 | 62776 | 13452 | 9416 | Yes | 2016 | Cultural & Public Assembly | 5 | 89020 | 1 | 13 | 87 | 87 | 1956
1007310060 | 430 34 STREET Manhattan, NY 10001 (40.753889194920305, -73.99757092609302) | Con Edison | CONVENTION OVERLOOK CORP. | CONVENTION OVERLOOK I | 430 34TH ST MANHATTAN, NY 10001 (40.753889194920305, -73.99757092609302) | CA332690Y | 7/6/05 | FEDERAL FST-200 | 2 | 8.2 | 1990 | 2025 |  | 16 to 20 years old | ICI DEG-84P | #6 | 89680 | 62776 | 13452 | 9416 | Yes | 2021 | Elevator Apartments | 3 | 108402 | 1 | 17 | 178 | 178 | 1963 |  | YES
1014270028 | 250 73 STREET Manhattan, NY 10021 (40.76992423248606, -73.9589689507313) | Con Edison | KOEPPEL MANAGEMENT CO. LLC | CLYPETA REALTY CO | 287146 MANHATTAN NY 10128 (40.781770000585084, -73.95062814906976) | CB019407P | 7/6/05 | ROCKMILLS MP - 200 (EXSTG) | 2 | 6.6 | 2007 | 2042 | DUAL FUEL | Fewer than 5 years old | INDUSTRIAL COMBUSTION-DEG-84 (NEW) | #6 | 89680 | 62776 | 13452 | 9416 | Yes | 2017 | Walk-Up Apartments | 4 | 166432 | 1 | 21 | 141 | 149 | 1964
1014390001 | 301 64 STREET Manhattan, NY 10021 (40.76920532766377, -73.959183941086) | Con Edison | REGENCY EAST APT. CORP. | REGENCY EAST APT INC | 211 46 STREET MANHATTAN, NY 10017 (40.75322376589619, -73.97228807391832) | CA035877N | 7/7/05 | ROCKMILLS (2) MP-200 | 2 | 8.96 | 1977 | 2012 |  | 31 to 35 years old | HEV-E-OIL DE 105 S | #6 | 89600 | 62720 | 13440 | 9408 | Yes | 2019 | Walk-Up Apartments | 5 | 183013 | 1 | 18 | 136 | 140 | 1963 |  | YES
1014000062 | 116 66 STREET Manhattan, NY 10021 (40.76920532766377, -73.959183941086) | Con Edison | DAVID FRANKEL REALTY INC | 116E 66TH STREET CORP | 770 LEXINGTON AVE MANHATTAN, NY 10021 (40.76920532766377, -73.959183941086) | CA131199N | 7/7/05 | FEDERAL FST-100 | 2 | 4.1 | 1999 | 2034 | DUAL FUEL | 11 to 15 years old | INDUSTRIAL COMB. DEG-42 (P) | #4 | 89426 | 62598 | 12967 | 9077 | Yes | 2020 | Elevator Apartments | 4 | 79092 | 1 | 13 | 58 | 61 | 1954 |  | YES
1021390181 | 251 FORT WASHINGTON AVENUE Manhattan, NY 10032 (40.84363879338906, -73.94147230784114) | Con Edison | 251 ASSOCIATES LP | 251 FT. REALTY LLC | 745 5 AVENUE MANHATTAN, NY 10151 (40.76281299962028, -73.97354599994787) | CA147772N | 7/5/05 | ROCKMILLS MP 125 | 1 | 5.25 | 1972 | 2010 |  | 36 - 40 year old | IRON FIREMAN A06-6.3 | #6 | 89425 | 62597 | 13414 | 9390 | Yes | 2019 | Walk-Up Apartments | 10 | 58167 | 1 | 8 | 46 | 46 | 1912
1008690016 | 270 MADISON AVENUE Manhattan, NY 10016 (40.75110170919814, -73.98055333665684) | Con Edison | 270 MADISON PARTNERS LLC | 270 MADISON AVE ASSOC | 200 PARK AVE NEW YORK, NY 10003 (40.73677235664735, -73.98892053810698) | CA093669Y | 7/6/05 | FITZGIBBON 30 | 3 | 6.7 | 1969 | 2010 |  | 41 - 45 years old | ESSO (GILBARCO) ACXPA-D2 | #6 | 89425 | 62597 | 13414 | 9390 | Yes | 2019 | Elevator Apartments | 3 | 217317 | 1 | 19 | 0 | 1 | 1923
1015000065 | 4 89 STREET Manhattan, NY 10128 (40.78338718021173, -73.95890298137842) | Con Edison | ARMED REALTY | ARMED REALTY CO | 200 MADISON AVENUE MANHATTAN, NY 10016 (40.74877830573848, -73.9822475686496) | CB193002H | 7/4/05 | ROCKMILLS MP 100 (NEW) | 2 | 4.2 | 2002 | 2037 | DUAL FUEL | 5 to 10 years old | ICI DEG 42 P (NEW) | #6 | 89425 | 62597 | 13414 | 9390 | Yes | 2020 | Walk-Up Apartments | 4 | 70678 | 1 | 13 | 82 | 84 | 1955
1013780048 | 32 64 STREET Manhattan, NY 10021 (40.76920532766377, -73.959183941086) | Con Edison | CHARLES GREENTAL | GREENTHAL MANAGEMENT | 4 PARK AVENUE MANHATTAN, NY 10016-5339 (40.74650915812013, -73.98194367109245) | CA037184J | 7/5/05 | FEDERAL FST 125 SP | 2 | 5.3 | 1984 | 2019 |  | 26 to 30 years old | HEV-E DEG 54-P | #6 | 89425 | 62597 | 13414 | 9390 | Yes | 2018 | Elevator Apartments | 4 | 106163 | 1 | 10 | 26 | 31 | 1910 |  | YES
1012090037 | 12 96 STREET Manhattan, NY 10025 (40.791796958149675, -73.96507226168184) | Con Edison | CENTURY OPERATION CORP | 12 W 96TH STREET CORP | 1740 BROADWAY MANHATTAN, NY 10019 (40.76509834187077, -73.98206124052132) | CA011284L | 7/7/05 | FEDERAL MODEL FST-200 | 1 | 8.5 | 1984 | 2019 |  | 26 to 30 years old | INDUSTRIAL COMBUSTION MODEL MEG-84-P | #6 | 89060 | 62342 | 13359 | 9351 | Yes | 2019 | Elevator Apartments | 6 | 127289 | 1 | 17 | 69 | 69 | 1930 |  | YES
1018870058 | 777 END AVENUE Manhattan, NY 10025 (40.79685012763133, -73.96372581059762) | Con Edison | WEINREB MANAGEMENT. | 777 WEST END AVENUEAS | 276 RIVERSIDE DRIVE MANHATTAN, NY 10025 (40.79837591565439, -73.97328132801744) | CA126768H | 7/7/05 | ROCKMILLS BOILER MODEL MP-175 | 1 | 6.5 | 1968 | 2010 |  | 41 - 45 years old | ORR & SENBOWER MODEL 3HC | #6 | 89060 | 62342 | 13359 | 9351 | Yes | 2017 | Condominiums | 9 | 69590 | 1 | 12 | 62 | 62 | 1920
1014100014 | 123 75 STREET Manhattan, NY 10021 (40.7727567844964, -73.9616211001285) | Con Edison | DOUGLAS,ELLIMAN,GIBBONS I | LEX OWNERS CORP | 4 PARK AVENUE MANHATTAN, NY 10016 (40.74650915812013, -73.98194367109245) | CA121079J | 7/6/05 | PACIFIC 5212 | 1 | 6.44 | 1979 | 2014 |  | 31 to 35 years old | ICI DE-63 P | #6 | 89000 | 62300 | 13350 | 9345 | Yes | 2020 | Elevator Apartments | 4 | 103004 | 1 | 16 | 104 | 111 | 1962 |  | YES
1002120007 | 32 VARICK STREET Manhattan, NY 10013 (40.72072607602806, -74.00658607526749) | Con Edison | VARICK ASSOCIATES. | VARICK ASSOCIATES LLC | 11 BEACH STREET MANHATTAN, NY 10013 (40.72041586334914, -74.00627264381555) | CA319569X | 7/6/05 | BIGELOW H.R.T. | 1 | 4.9 | 1969 | 2010 |  | 41 - 45 years old | HEV-E-OIL AMZE | #4 | 89000 | 62300 | 12905 | 9034 | Yes | 2022 | Elevator Apartments | 1 | 125078 | 1 | 10 | 0 | 1 | 1900
1005970012 | 315 HUDSON STREET Manhattan, NY 10013 (40.72636283816059, -74.00749200433894) | Con Edison | JACK RESNICK & SONS INC. | 315 HUDSON LLC C/O J | 110 59 STREET MANHATTAN, NY 10022 (40.7626509907271, -73.96925994781667) | CA107069P | 7/4/05 | FEDERAL PM06397 | 1 | 13.29 | 1969 | 2010 |  | 41 - 45 years old | FEDERAL PM 06-397 | #6 | 88800 | 62160 | 13320 | 9324 | Yes | 2017 | Walk-Up Apartments | 3 | 374584 | 1 | 10 | 0 | 7 | 1907
1008490016 | 902 BROADWAY Manhattan, NY 10010 (40.73945233629462, -73.9896759686116) | Con Edison | GVA WILLIAMS | 902 ASSOCIATES | 380 MADISON AVENUE MANHATTAN, NY 10017 (40.755596213835844, -73.97727528530339) | CA256383M | 7/6/05 | ROCKMILLS MODEL MP-400 | 1 | 16.4 | 1983 | 2018 |  | 26 to 30 years old | INDUS COMB DEG-175-P | #6 | 88500 | 61950 | 13275 | 9292 | Yes | 2019 | Elevator Apartments | 2 | 330000 | 1 | 20 | 0 | 20 | 1913
1005520062 | 32 WASHINGTON SQUARE Manhattan, NY 10011 (40.73165157389965, -73.99910748305165) | Con Edison | T.U.C. MGMT CO. | WEST SQUARE CORP | 200 57TH ST MANHATTAN, NY 10019 (40.76552265308292, -73.98010731260749) | CA512070L | 7/6/05 | PACIFIC 224 | 1 | 6.3 | 1970 | 2010 |  | 36 - 40 year old | IRON FIREMAN A06-6-6.3 | #6 | 88403 | 61882 | 13260 | 9282 | Yes | 2022 | Elevator Apartments | 3 | 60583 | 1 | 15 | 31 | 31 | 1925 |  | YES
1014100014 | 123 75 STREET Manhattan, NY 10021 (40.7727567844964, -73.9616211001285) | Con Edison | CHARLES GREENTHA MGMT | LEX OWNERS CORP | 9 38th STREET MANHATTAN, NY 10016 (40.75058238108704, -73.98167876193074) | CA276381R | 7/4/05 | FEDERAL FST 150 | 1 | 6 | 1981 | 2016 |  | 26 to 30 years old | I.C.I. DEG 63 P | #6 | 88000 | 61600 | 13200 | 9240 | Yes | 2020 | Office Buildings | 4 | 103004 | 1 | 16 | 104 | 111 | 1962 |  | YES
1013310014 | 227 57 STREET Manhattan, NY 10022 (40.75987635775589, -73.96656526179646) | Con Edison | 227 E.57 ST.ASSOC./SIREN MGMT | 227 E 57 ST INC | 700 133rd STREET BRONX, NY 10454 (40.80190752626826, -73.9159267198033) | CA064278Y | 7/4/05 | ROCKMILL MP-200 | 1 | 8.19 | 1978 | 2013 |  | 31 to 35 years old | ICI DE-84 | #6 | 87965 | 61575 | 13195 | 9236 | Yes | 2021 | Condominiums | 4 | 93153 | 1 | 20 | 118 | 120 | 1931 |  | YES
1013800039 | 630 PARK AVENUE Manhattan, NY 10021 (40.76861350549685, -73.96581689882925) | Con Edison | A.A.F.PARK AVE & 66TH CORP | PARK & 66 CORP | 630 PARK AVENUE NEW YORK, NY 10021 (40.76861350549685, -73.96581689882925) | CA175881K | 7/4/05 | ROCKMILLS MP-200 | 1 | 8.5 | 1981 | 2016 |  | 26 to 30 years old | IND.COMB. DEG-84 (P) | #6 | 87600 | 61320 | 13140 | 9198 | Yes | 2020 | Elevator Apartments | 4 | 104092 | 1 | 13 | 34 | 37 | 1917 |  | YES
1014110053 | 150 77 STREET Manhattan, NY 10021 (40.76920532766377, -73.959183941086) | Con Edison | 150 E. 77 ST CORP/MAXWELL-KATE | 150 E 77 ST CORP | 9 38TH STREET MANHATTAN, NY 10016 (40.75058238108704, -73.98167876193074) | CA288068Z | 7/6/05 | FEDERAL FLR 2429 | 1 | 8.4 | 1968 | 2010 |  | 41 - 45 years old | YORK SHIPLEY C55-175 | #6 | 87600 | 61320 | 13140 | 9198 | Yes | 2021 | Elevator Apartments | 4 | 190358 | 1 | 16 | 97 | 104 | 1959 |  | YES
1012410046 | 210 94 STREET Manhattan, NY 10025 (40.79285496721943, -73.97162970847347) | Con Edison | 210 WEST 94TH ST. LLC./AAG. | 210 WEST 94 LLC | 421 SEVENTH AVE NEWYORK, NY 10001 (40.750451044712975, -73.99100696521498) | CA091978Z | 7/5/05 | ROCKMILLS MP-200 | 1 | 8.2 | 1978 | 2013 |  | 31 to 35 years old | ICI DE-84S | #6 | 87600 | 61320 | 13140 | 9198 | Yes | 2021 | Elevator Apartments | 6 | 62280 | 1 | 7 | 60 | 68 | 1900
1009070025 | 240 27 STREET Manhattan, NY 10016 (40.7406849864792, -73.97982947248549) | Con Edison | 240 E.27 ST.OWNERS%R.A.COHEN&ASSO. | EQR-EAST 27TH STREET | 2 RIVERSIDE PLAZA CHICAGO, IL 60606 (41.88192219325276, -87.63879543995736) | CA105877Y | 7/7/05 | CLEAVER BROOKS CB 800-200 | 2 | 5.9 | 1977 | 2012 |  | 31 to 35 years old | CLEAVER BROOKS CB800-200 | #4 | 87600 | 61320 | 12702 | 8891 | Yes | 2017 | Walk-Up Apartments | 2 | 348386 | 1 | 26 | 325 | 332 | 1977
1022430317 | 70 PARK TERRACE Manhattan, NY 10034 (40.87086601137059, -73.91591273630775) | Con Edison | 70 PK.TERR.E. OWNERS %PRIME LOCATIONS INC. | 70 PARK TERRCE E OWNS | 172 WAVERLY STREET NY 10701 (40.9297548055604, -73.89342994815496) | CA331172J | 7/7/05 | NATIONAL RADIATOR #6015 | 1 | 6.3 | 1972 | 2010 |  | 36 - 40 year old | TODD C | #4 | 87600 | 61320 | 12702 | 8891 | Yes | 2013 | Walk-Up Apartments | 7 | 70245 | 1 | 6 | 75 | 75 | 1956 |  | YES
1008560058 | 60 MADISON AVENUE Manhattan, NY 10010 (40.74337653420439, -73.98616895557386) | Con Edison | CHECK BOUNCED,HOLD W.P. | MADISON SIXTY LLC | 370 7 AVENUE MANHATTAN, NY 10001 (40.748787298958746, -73.99223903639512) | CA010298H | #N/A | ROCKMILLS MP-125 | 2 | 9.63 | 1998 | 2033 | DUAL FUEL | 11 to 15 years old | ICI DEG 54 P | #6 | 87600 | 61320 | 13140 | 9198 | Yes | 2016 | Elevator Apartments | 3 | 169360 | 1 | 12 | 0 | 67 | 1910
1013820001 | 857 5 AVENUE Manhattan, NY 10021 (40.769882244021005, -73.96885630483071) | Con Edison | GUMLAY-HAFT INC. | 857 FIFTH AVENUE OWNE | 415 MADISON AVENUE MANHATTAN, NY 10017 (40.756779530947306, -73.976317020908) | CA281985Y | 7/5/05 | FEDERAL PLW 199 | 1 | 8.2 | 1985 | 2020 |  | 21 to 26 years old | HEV-E DEG 84 P | #6 | 87600 | 61320 | 13140 | 9198 | Yes | 2022 | Elevator Apartments | 4 | 72930 | 1 | 19 | 18 | 19 | 1962 |  | YES
1012170064 | 176 87 STREET Manhattan, NY 10024 (40.7880452256878, -73.973855037105) | Con Edison | HALSTEAD MGMT.ATT:P.GOTTSEGAN | 176 WEST 87TH ST OWNE | 770 LEXINGTON AVENUE MANHATTAN, NY 10065 (40.76307014183385, -73.96759762551441) | CA314585N | 7/5/05 | FEDERAL FST 250 | 1 | 8.9 | 1985 | 2020 |  | 21 to 26 years old | ICI-DEG105P | #6 | 87600 | 61320 | 13140 | 9198 | Yes | 2017 | Elevator Apartments | 6 | 117216 | 1 | 13 | 86 | 89 | 1918 |  | YES
1008580058 | 95 MADISON AVENUE Manhattan, NY 10016 (40.74453182029286, -73.9852584613429) | Con Edison | NINETY-FIVE MADISON COMANY | NINETY-FIVE MADISONCO | 95 MADISON AVENUE MANHATTAN, NY 10016 (40.74453182029286, -73.9852584613429) | CA033172Y | 7/7/05 | PHOENIX (UNKNOWN) | 2 | 8 | 1972 | 2010 |  | 36 - 40 year old | PETRO W7AHP | #6 | 87600 | 61320 | 13140 | 9198 | Yes | 2018 | Walk-Up Apartments | 2 | 146161 | 1 | 16 | 0 | 26 | 1913
1011147503 | 15 CENTRAL PARK Manhattan, NY 10023 (40.76943948890299, -73.98095571059632) | Con Edison | PARK SUM.RLTY%PRIDES X-IN |  | 15 CENTRAL PARK MANHATTAN, NY 10023 (40.76943948890299, -73.98095571059632) | CA180571L | 7/6/05 | PACIFIC #228 | 4 | 8.4 | 1971 | 2010 |  | 36 - 40 year old | YORK #C-175 | #6 | 87600 | 61320 | 13140 | 9198 | Yes | 2014 | Walk-Up Apartments | 6 | 695701 | 2 | 20 | 231 | 233 | 2005 | YES
1015090056 | 120 81 STREET Manhattan, NY 10028 (40.77654550429861, -73.95866159302813) | Con Edison | WALLACK MANAGEMENT CO. | 120 E 81ST ST CORP | 18 64 STREET MANHATTAN, NY 10065 (40.76697082506496, -73.96984042701948) | CA335168P | 7/5/05 | FITZGIBBONS DM242 | 1 | 8.4 | 1968 | 2010 |  | 41 - 45 years old | YORK C175 | #6 | 87600 | 61320 | 13140 | 9198 | Yes | 2019 | Elevator Apartments | 4 | 250097 | 2 | 16 | 101 | 106 | 1958 |  | YES
1012260040 | 110 96 STREET Manhattan, NY 10025 (40.79298856731029, -73.96789991099358) | Con Edison | WEINREB MANAGEMENT | TOV EQUITIES | 276 RIVERSIDE DRIVE MANHATTAN, NY 10025 (40.79837591565439, -73.97328132801744) | CA092973Y | 7/6/05 | ROCKMILLS BOILER MODEL #MP-150 | 1 | 5.9 | 1973 | 2010 |  | 36 - 40 year old | SUPERIOR MODEL #AB-11 | #6 | 87600 | 61320 | 13140 | 9198 | Yes | 2016 | Selected Government | 6 | 81030 | 1 | 15 | 60 | 60 | 1926
1019900013 | 25 CLAREMONT AVENUE Manhattan, NY 10027 (40.809356637632106, -73.9642161619621) | Con Edison | COLUMBIA UNIVERSITY | TRUSTEES OF COLUMBIA | 400 119 STREET MANHATTAN, NY 10027 (40.808041658732606, -73.9580165248943) | CA284583P | 7/6/05 | ROCKMILLS MP-300 | 1 | 11.9 | 1983 | 2018 |  | 26 to 30 years old | ICI DEG-145(P) | #6 | 87120 | 60984 | 13068 | 9148 | Yes | 2020 | Loft Buildings | 9 | 60104 | 1 | 11 | 32 | 32 | 1910
1008497505 | 141 5 AVENUE Manhattan, NY 10010 (40.74011783459633, -73.99064723640322) | Con Edison | 141 FIFTH AVENUE LLC., att: Wharton Rlty. |  | 20 46 STREET NY, NY 10017 (40.75574492534221, -73.97841881180489) | CA159180H | 7/6/05 | ROCKMILLS MP 175 | 1 | 7.4 | 1980 | 2015 |  | 26 to 30 years old | I.C.I. DEG 84 "S" | #4 | 86231 | 60362 | 12504 | 8752 |  |  | Elevator Apartments | 2 | 17642 | 1 | 15 | 34 | 37 | 1900
1018910062 | 310 106 STREET Manhattan, NY 10025 (40.80170337444541, -73.96878129907368) | Con Edison | KEN RYAN C/O GERARD PICASO MGT. | 310 APARTMENT CORP | 1133 BROADWAY NY, NY 10010 (40.743831409426136, -73.98905094736057) | CA242581X | 7/7/05 | FEDERAL FST 200 | 1 | 8.1 | 1981 | 2016 |  | 26 to 30 years old | INDUSTRIAL COMBUSTION DEG 84 (P) | #6 | 86104 | 60273 | 12916 | 9041 | Yes | 2021 | Office Buildings | 9 | 93293 | 1 | 16 | 78 | 78 | 1927 |  | YES
1015790023 | 60 END AVENUE Manhattan, NY 10028 (40.776344978837756, -73.95296667956859) | Con Edison | AKAM ASSOCIATES | AKAM ASSOCIATES | 8 38th STREET MANHATTAN, NY 10018 (40.75108854154199, -73.98303674630506) | CA036079N | 7/5/05 | ROCKMILLS MP 4-283 | 2 | 9.47 | 1979 | 2014 |  | 31 to 35 years old | ICI DE 145P | #6 | 86000 | 60200 | 12900 | 9030 | Yes | 2019 | Elevator Apartments | 5 | 345242 | 1 | 42 | 123 | 125 | 1973 |  | YES
1014080040 | 174 74 STREET Manhattan, NY 10021 (40.771337410288865, -73.96038073459992) | Con Edison | GERARD J. PICASO INC. | HOLLY ARNOWIZ | 1133 BROADWAY MANHATTAN, NY 10010 (40.743831409426136, -73.98905094736057) | CA176580L | 7/6/05 | FEDERAL FLR 1822 | 2 | 6.72 | 1980 | 2015 |  | 26 to 30 years old | ICI MEG 63S | #6 | 86000 | 60200 | 12900 | 9030 | Yes | 2018 | Elevator Apartments | 4 | 159929 | 1 | 20 | 120 | 123 | 1966 |  | YES
1015040031 | 1160 PARK AVENUE Manhattan, NY 10128 (40.78421159369287, -73.95439556540214) | Con Edison | 3DR COMMONWEALTH CORP. | 3RD COMMONWEALTH CORP | 4 PARK AVENUE MANHATTAN, NY 10016 (40.74650915812013, -73.98194367109245) | CA341570Y | 7/6/05 | FITZGIBBON 31 (2) | 2 | 7.7 | 1970 | 2010 |  | 36 - 40 year old | HEVEOIL AM 7E | #6 | 85410 | 59787 | 12812 | 8968 | Yes | 2014 | Walk-Up Apartments | 4 | 181136 | 1 | 14 | 64 | 67 | 1926 |  | YES
1008890015 | 139 33 STREET Manhattan, NY 10016 (40.745733293141576, -73.98013169928427) | Con Edison | 139 EAST 33RD ST.,CORP. | BROWNSTEIN, HOWARD | 675 THRID AVENUE MANHATTAN, NY 10017 (40.75245652744684, -73.97297648087982) | CA060377L | 7/4/05 | ROCKMILLS MP 200 | 1 | 8.2 | 1977 | 2012 |  | 31 to 35 years old | HEV-E DE84S | #6 | 85400 | 59780 | 12810 | 8967 | Yes | 2019 | Loft Buildings | 2 | 149786 | 1 | 15 | 193 | 196 | 1957 |  | YES
1007860051 | 498 7 AVENUE Manhattan, NY 10018 (40.752618410803564, -73.98946013132456) | Con Edison | 498 7 AVE LLC%GEORGE COMFORT & SONS LLC | 498 SEVENTH LLC | 200 MADISON AVE N Y 10016 (40.74877830573848, -73.9822475686496) | CB287800R | 7/5/05 | ROCKMILLS MP-300 | 1 | 12.6 | 2000 | 2035 | DUAL FUEL | 5 to 10 years old | ICI DEG 145 P | #6 | 85200 | 59640 | 12780 | 8946 | Yes | 2016 | Walk-Up Apartments | 3 | 842295 | 1 | 24 | 0 | 1 | 1920
1007860051 | 498 7 AVENUE Manhattan, NY 10018 (40.752618410803564, -73.98946013132456) | Con Edison | 498 7TH AVE.LLC % GEORGE COMFORT & SONS LLC | 498 SEVENTH LLC | 498 MADISON AVENUE NEW YORK, NY 10016 (40.752110169556055, -73.97983671440403) | CB169202P | 7/7/05 | ROCKMILLS MP-300 | 1 | 12.6 | 2002 | 2037 | DUAL FUEL | 5 to 10 years old | INDUSTRIAL COMBUSTION DEG-145P | #6 | 85200 | 59640 | 12780 | 8946 | Yes | 2016 | Walk-Up Apartments | 3 | 842295 | 1 | 24 | 0 | 1 | 1920
1000260014 | 37 WALL STREET Manhattan, NY 10005 (40.70665406188607, -74.0099376939317) | Con Edison | CUSHMAN & WAKEFIELD | WHW ASSOCIATES | 23 WALL STREET MANHATTAN, NY 10005 (40.707087187781816, -74.01070629237527) | CA354469M | 7/5/05 | YORK SHIPLEY WBL-250 | 2 | 9.73 | 1969 | 2010 |  | 41 - 45 years old | YORK FA-250 | #6 | 85200 | 59640 | 12780 | 8946 | Yes | 2016 | Elevator Apartments | 1 | 377214 | 2 | 26 | 372 | 374 | 1904
1009050026 | 245 24 STREET Manhattan, NY 10010 (40.73908005820509, -73.98162489705769) | Con Edison | TRACY TENANTS CORP. | O'DONNELL, KORY | 6 43RD STREET MANHATTAN, NY 10017 (40.75381517729913, -73.97967506743592) | CA186599K | 7/7/05 | BEST 5D-300 | 1 | 11.93 | 1999 | 2034 | DUAL FUEL | 11 to 15 years old | ICI DEG-145 P | #6 | 85200 | 59640 | 12780 | 8946 | Yes | 2015 | Hotels | 2 | 112641 | 1 | 16 | 162 | 167 | 1963 |  | YES
1015250015 | 229 79 STREET Manhattan, NY 10021 (40.76920532766377, -73.959183941086) | Con Edison | 229 EAST 79 LTD. KAUFMAN REALTY CORP. | 229 EAST 79TH LIMITED | 450 7 AVENUE MANHATTAN, NY 10001 (40.75125144131903, -73.99042240589591) | CA022382Z | 7/7/05 | FEDERAL #FST 200 | 1 | 7.8 | 1982 | 2017 |  | 26 to 30 years old | INDUSTRIAL COMBUSTION -DEG-84(P) | #6 | 85082 | 59557 | 12762 | 8934 | Yes | 2015 | Walk-Up Apartments | 5 | 106905 | 1 | 15 | 90 | 96 | 1930 |  | YES
1008140001 | 525 7 AVENUE Manhattan, NY 10018 (40.753679610798144, -73.98865074149819) | Con Edison | FASHION CENTER BUILDING CO. | 525 DELAWARE LLC | 575 8TH AVENUE MANHATTAN, NY 10018 (40.754911681978285, -73.99150159233108) | CA115096K | 7/6/05 | FEDERAL FST-300 | 2 | 11.92 | 1996 | 2031 | DUAL FUEL | 11 to 15 years old | HEVE (I.C.)DEG-145 P | #6 | 85050 | 59535 | 12758 | 8930 | Yes | 2014 | Walk-Up Apartments | 3 | 411074 | 1 | 22 | 0 | 70 | 1925
1008820085 | 381 PARK AVENUE Manhattan, NY 10016 (40.74253229387602, -73.98453137675233) | Con Edison | TRUSTEES U/W OF C.W. HAUS | 373-381 PAS ASSOCIATE | 555 FIFTH AVENUE MANHATTAN, NY 10017 (40.755748591817614, -73.97917707760661) | CA050782X | 7/4/05 | FEDERAL FST -300 | 1 | 11.72 | 1982 | 2017 |  | 26 to 30 years old | RAY PAECR-144 SIZE 300 | #6 | 85039 | 59527 | 12756 | 8929 | Yes | 2022 | Walk-Up Apartments | 2 | 208481 | 1 | 16 | 0 | 23 | 1910
1012740006 | 40 59 STREET Manhattan, NY 10019 (40.76482143266113, -73.97423991446307) | Con Edison | FORTY CENTRAL PARK SOURTH INC. | 40 CPS ASSOCIATES LLC | 40 CENTRAL PK MANHATTAN, NY 10019 (40.76482143266113, -73.97423991446307) | CA022282L | 7/4/05 | FEDERAL FST-300 | 2 | 12.6 | 1982 | 2017 |  | 26 to 30 years old | RAY PAECR - 144 SIZE 300 | #6 | 85038 | 59527 | 12756 | 8929 | Yes | 2014 | Elevator Apartments | 4 | 269346 | 2 | 11 | 330 | 338 | 1948
1015140001 | 1021 PARK AVENUE Manhattan, NY 10028 (40.77961605812317, -73.9574532603018) | Con Edison | 1021 PARK AVENUE CORP. | PELHAM, FRANCIS R | 770 LEXINGTON AVENUE MANHATTAN, NY 10021 (40.76920532766377, -73.959183941086) | CA285083N | 7/6/05 | ROCKMILLS MP150 | 1 | 6 | 1983 | 2018 |  | 26 to 30 years old | ICI DEG 63P | #6 | 85000 | 59500 | 12750 | 8925 | Yes | 2014 | Elevator Apartments | 4 | 124648 | 1 | 14 | 28 | 32 | 1929 |  | YES
1014530043 | 308 79 STREET Manhattan, NY 10021 (40.76920532766377, -73.959183941086) | Con Edison | 308 OWNERS CORP. | 308 OWNERS CORP | 675 THIRD AVENUE MANHATTAN, NY 10017 (40.75129610835038, -73.97404990585339) | CA107498N | 7/5/05 | ROCKMILLS MP-200 | 2 | 8.19 | 1998 | 2033 | DUAL FUEL | 11 to 15 years old | ICI DEG-84 P | #6 | 85000 | 59500 | 12750 | 8925 | Yes | 2013 | Walk-Up Apartments | 5 | 196400 | 1 | 16 | 195 | 195 | 1928 |  | YES
1018720043 | 210 101 STREET Manhattan, NY 10025 (40.797526810442676, -73.96878518871848) | Con Edison | ARGO CORPORATION | JEMROCK REALTY COMPAN | 50 17TH STREET MANHATTAN, NY 10011 (40.738563940959885, -73.99384605181096) | CA020973L | 7/4/05 | ROCKMILLS MODEL MP-300 | 1 | 12.6 | 1973 | 2010 |  | 36 - 40 year old | S T JOHNSON MODEL FD-68A SIZE 390 | #4 | 85000 | 59500 | 12325 | 8628 | Yes | 2022 | Walk-Up Apartments | 8 | 259607 | 2 | 15 | 171 | 176 | 1926
1021800039 | 590 FORT WASHINGTON AVENUE Manhattan, NY 10033 (40.85454756960445, -73.93707462311784) | Con Edison | CLASSIC EQUITIES C/O FINSBURY MGMT INC. | CLASSIC EQUITIES LLC |  | CA221489K | 7/6/05 | ROCKMILLS MP200 | 1 | 8.2 | 1989 | 2024 |  | 21 to 26 years old | ICI DEG84P | #6 | 85000 | 59500 | 12750 | 8925 | Yes | 2020 | Elevator Apartments | 7 | 92430 | 1 | 6 | 79 | 79 | 1920 |  | YES
1015220044 | 152 94 STREET Manhattan, NY 10128 (40.78448330935406, -73.95178486318348) | Con Edison | SAMUEL LEWIS | 94TH STREET TENANTS C | 211 46 STREET MANHATTAN, NY 10017 (40.75322376589619, -73.97228807391832) | CA225781X | 7/7/05 | FEDERAL FST 200 | 1 | 8.2 | 1981 | 2016 |  | 26 to 30 years old | ICI DEG 84P | #6 | 85000 | 59500 | 12750 | 8925 | Yes | 2022 | Walk-Up Apartments | 4 | 131549 | 1 | 13 | 105 | 105 | 1938 |  | YES
1011020018 | 619 54 STREET Manhattan, NY 10019 (40.76859990048844, -73.99325240018302) | Con Edison | SMIII 619 54TH STREET LLC | SMIII 619 54TH STREET | 130174 CARLSBAD CA 92013-0174 (33.1023639997988, -117.27476500020458) | CA043293J | 7/6/05 | FEDERAL FST 400 | 1 | 15.46 | 1993 | 2028 |  | 16 to 20 years old | I.C.I. DEG 175 P | #6 | 85000 | 59500 | 12750 | 8925 | Yes | 2022 | Walk-Up Apartments | 3 | 277600 | 1 | 10 | 0 | 10 | 1930
1021220084 | 540 165 STREET Manhattan, NY 10032 (40.83850855999911, -73.93989224705639) | Con Edison | ISKAY ASSOC. | 165 ISKAY ASSOCIATES, | 1841 BROADWAY MANHATTAN, NY 10023 (40.76937278020944, -73.9822205889887) | CA160080Z | 7/7/05 | ROCKMILLS MP-100 | 1 | 4.1 | 1980 | 2015 |  | 26 to 30 years old | ICI DEG-42-P | #6 | 84739 | 59317 | 12711 | 8898 | Yes | 2022 | Walk-Up Apartments | 10 | 50932 | 1 | 6 | 56 | 62 | 1910
1021790354 | 615 FORT WASHINGTON AVENUE Manhattan, NY 10040 (40.85566272892078, -73.93666992820465) | Con Edison | 615 FT WASHINGTON ASS LLC. | MOVADO REALTY LLC | 107 NORTHERN BOULEVARD GREAT NECK, NY 11021 (40.774858644588164, -73.73148960721988) | CA101177P | 7/6/05 | SPENCER BOILER 4FL450 NY LB | 1 | 4 | 1977 | 2012 |  | 31 to 35 years old | HEV-E-OIL AM6CM | #4 | 84680 | 59276 | 12279 | 8595 |  |  | Elevator Apartments | 7 | 39852 | 1 | 6 | 47 | 47 | 1930
1012170018 | 131 86 STREET Manhattan, NY 10024 (40.78699055309798, -73.97329196219472) | Con Edison | THE JEWISH CENTER INC | THE JEWISH CENTER | 131 86 STREET MANHATTAN, NY 10024 (40.78699055309798, -73.97329196219472) | CA330186X | 7/5/05 | FEDERAL FST 100 | 1 | 4.3 | 1986 | 2021 |  | 21 to 26 years old | I.C.I MMG-42P | #4 | 84680 | 59276 | 12279 | 8595 |  |  | Elevator Apartments | 6 | 47584 | 1 | 11 | 0 | 3 | 1920
1009287502 | 312 23 STREET Manhattan, NY 10010 (40.73771355337997, -73.98056770003926) | Con Edison | MAXWELL KATES INC. |  | 9 38 STREET MANHATTAN, NY 10016 (40.75058238108704, -73.98167876193074) | CA111678M | 7/6/05 | ROCKMILLS MP200 | 1 | 8.4 | 1978 | 2013 |  | 31 to 35 years old | ICI DE 84S | #6 | 84680 | 59276 | 12702 | 8891 | Yes | 2018 | Elevator Apartments | 2 | 86371 | 2 | 12 | 134 | 140 | 1901 | YES
1019680039 | 25 ST NICHOLAS' TERRACE Manhattan, NY 10027 (40.8131427833755, -73.9516256535519) | Con Edison | 25/35 EQUITY HOLDERS INC. | 25-29 ST. NICHOLAS T | 1920 MANHATTAN NY 10116 (40.8110019996426, -73.95309800037239) | CA282396K | 7/4/05 | FEDERAL FST-300 | 1 | 10.81 | 1996 | 2031 | DUAL FUEL | 11 to 15 years old | INDUSTRIAL COMB. DEG-105 P | #6 | 84534 | 59174 | 12680 | 8876 | Yes | 2018 | Elevator Apartments | 7 | 50832 | 1 | 6 | 55 | 56 | 1920
1021310013 | 560 175 STREET Manhattan, NY 10033 (40.844958835417664, -73.93551626315771) | Con Edison | T& B MANAGEMENT ASSOC. | 470 AUDUBON AVE CORP | 141 12 77th AVE FLUSHING, NY 11367 (40.730323085042414, -73.82610630716033) | CA294386P | 7/5/05 | FEDERAL FST-100 | 1 | 4 | 1986 | 2021 |  | 21 to 26 years old | I.C.I. MMG 42 P | #4 | 84448 | 59114 | 12245 | 8571 | Yes | 2021 | Elevator Apartments | 10 | 56300 | 2 | 5 | 60 | 62 | 1924
1022470029 | 34 SEAMAN AVENUE Manhattan, NY 10034 (40.86715606445523, -73.9267144333403) | Con Edison | 34-44 SEAMAN AVE ASSOCIATES | 34 SEAMAN ASSOCIATES | 1920 MANHATTAN NY 10116 (40.8110019996426, -73.95309800037239) | CA072182J | 7/4/05 | ROCKMILLS MP 100 SS | 1 | 4.2 | 1982 | 2017 | DUAL FUEL | 26 to 30 years old | INDUSTRIAL COMBUSTION MODEL MMG-42-P | #4 | 84446 | 59112 | 12245 | 8571 |  |  | Elevator Apartments | 7 | 47230 | 1 | 5 | 59 | 59 | 1925
1012480029 | 545 END AVENUE Manhattan, NY 10024 (40.78362556816552, -73.96653900057436) | Con Edison | 545 TENANTS CORP. | 545 TENANTS CORP | 148 37th ST MANHATTAN, NY 10018 (40.75251096987246, -73.98836465376176) | CA173270M | 7/5/05 | FEDERAL FST 250 | 1 | 8.1 | 1970 | 2010 |  | 36 - 40 year old | IRON FIREMAN A06-9.8 | #6 | 84388 | 59072 | 12658 | 8861 | Yes | 2018 | Walk-Up Apartments | 6 | 141426 | 1 | 15 | 96 | 96 | 1925 |  | YES
1006990005 | 547 27 STREET Manhattan, NY 10001 (40.75089300625506, -74.00385492787194) | Con Edison | WEST 125 STREET ASSOCIATES LLC | MARINERS GATE, LLC | 548 28 STREET MANHATTAN, NY 10001 (40.75151060155793, -74.0035749094822) | CA242381L | 7/4/05 | FEDERAL FST 150 | 1 | 2.9 | 1981 | 2016 |  | 26 to 30 years old | INDUSTRIAL COMBUSTION DEG-63(P) | #6 | 84362 | 59053 | 12654 | 8858 | Yes | 2019 | Elevator Apartments | 3 | 97200 | 1 | 6 | 0 | 7 | 1900
1021800036 | 570 FORT WASHINGTON AVENUE Manhattan, NY 10033 (40.85417884757243, -73.93718254176133) | Con Edison | 570 FT WASHINGTON INC. | 570 FT WASHINGTON AVE | 613 LENOX HILL NY, NY 10021 (40.76920532766377, -73.959183941086) | CA068679N | 7/5/05 | FEDERAL FST 175 | 1 | 7.35 | 1979 | 2014 |  | 31 to 35 years old | ICI DEG 84P | #6 | 84150 | 58905 | 12622 | 8836 | Yes | 2020 | Elevator Apartments | 7 | 114541 | 1 | 6 | 91 | 91 | 1939
1015240001 | 1225 PARK AVENUE Manhattan, NY 10128 (40.78605520385298, -73.95278577896971) | Con Edison | 1229 PARK CORP. C/O SIREN MANAGEMENT CORP. | HARNIK, STEPHEN M. TR | 40 EXCHANGE PLACE NEW YORK, NY 10005 (40.70574493861897, -74.0098106474021) | CA026980R | 7/6/05 | ROCKMILLS MP 250 | 1 | 8.4 | 1980 | 2015 |  | 26 to 30 years old | ICI DEG105P | #6 | 84000 | 58800 | 12600 | 8820 | Yes | 2014 | Elevator Apartments | 4 | 165834 | 1 | 16 | 86 | 86 | 1925
1008330006 | 1255 BROADWAY Manhattan, NY 10001 (40.747825024387396, -73.98826403302559) | Con Edison | 1255 COMPANY | ROSEN, ABRAHAM A | 380 MADISON AVE MANHATTAN, NY 10017 (40.755596213835844, -73.97727528530339) | CA121279Y | 7/5/05 | ROCKMILLS MP150 | 1 | 6.4 | 1979 | 2014 |  | 31 to 35 years old | IRON FIREMAN A06-6.3 | #6 | 83950 | 58765 | 12592 | 8815 | Yes | 2013 | Elevator Apartments | 3 | 120882 | 1 | 11 | 0 | 52 | 1909
1018770042 | 238 106 STREET Manhattan, NY 10025 (40.80098113169509, -73.96706879494465) | Con Edison | 238 WEST 106TH STREET HDFC | 238 W 106TH STREET HO | 505 8TH AVE NEW YORK, NY 10018 (40.75301482246624, -73.99291329279728) | CA252783N | 7/6/05 | FEDERAL FST-125 | 1 | 4.4 | 1983 | 2018 |  | 26 to 30 years old | IND. COMB. MEG-54 (P) | #6 | 83950 | 58765 | 12592 | 8815 | Yes | 2017 | Elevator Apartments | 8 | 66492 | 1 | 6 | 50 | 50 | 1925 |  | YES
1012170057 | 166 87 STREET Manhattan, NY 10024 (40.787930497925046, -73.97358245084159) | Con Edison | TUC MANAGEMENT COMPANY INC. | CAPITOL HALL PRESERVA | 155 ELMIRA LOOP BROOKLYN, NY 11239 (40.649723063146425, -73.88037616574464) | CA167470X | 7/7/05 | FEDERAL FST-175 | 1 | 6.4 | 1970 | 2010 |  | 36 - 40 year old | HEV-E-OIL | #6 | 83950 | 58765 | 12592 | 8815 | Yes | 2017 | Asylums & Homes | 6 | 72000 | 1 | 10 | 202 | 202 | 1914
1014930072 | 1006 5 AVENUE Manhattan, NY 10028 (40.778729480641275, -73.96239942386173) | Con Edison | 1001 FIFTH AVE/GIBBONS & IVES | 1001 FIFTH AVENUE OWN | 675 3 AVENUE MANHATTAN, NY 10017 (40.75129610835038, -73.97404990585339) | CA074277L | 7/6/05 | FEDERAL PLW 165 | 2 | 7 | 1977 | 2012 |  | 31 to 35 years old | S.T. JOHNSON FD 68A-150 | #6 | 83853 | 58697 | 12578 | 8805 | Yes | 2013 | Elevator Apartments | 4 | 109076 | 1 | 23 | 68 | 70 | 1978 |  | YES
1018917502 | 905 END AVENUE Manhattan, NY 10025 (40.79685012763133, -73.96372581059762) | Con Edison | INSIGNIA RESIDENTIAL GROUP |  | 97 77 QUEENS BLVD N Y 11374 (40.72646491702238, -73.86148084756303) | CB268800R | 7/5/05 | (NEW) FEDERAL/EASTMOND-FST-200 | 1 | 8.4 | 2000 | 2035 | DUAL FUEL | 5 to 10 years old | (NEW) ST.JOHNSON-FD68 CAHM 200 | #6 | 83768 | 58637 | 12565 | 8796 | Yes | 2021 | Elevator Apartments | 9 | 101838 | 1 | 13 | 53 | 53 | 1920 | YES
1015120123 | 135 83 STREET Manhattan, NY 10028 (40.77755794790797, -73.95696657059028) | Con Edison | 135 EAST 83RD OWNER CORP. | 135 EAST 83RD OWNERS | 9 38TH STREET NEW YORK, NY 10016 (40.75055896335647, -73.98170797543202) | CA051094R | 7/7/05 | FEDERAL FST-250 | 1 | 10.36 | 1994 | 2029 |  | 16 to 20 years old | ICI DEG-105 (P) | #6 | 83731 | 58612 | 12560 | 8792 | Yes | 2022 | Elevator Apartments | 5 | 120034 | 1 | 16 | 60 | 61 | 1961 |  | YES
1012240023 | 123 93 STREET Manhattan, NY 10025 (40.791235124411614, -73.9695785185025) | Con Edison | 123 W 93 ST CORP.. | 12393 OWNERS CORP | 250 PARK AVENUE NEW YORK, NY 10003 (40.738333453173844, -73.9878407889095) | CA083387R | 7/6/05 | FEDERAL FST 200 SP | 1 | 8.2 | 1987 | 2022 |  | 21 to 26 years old | INDUSTRIAL COMBUSTION DE 84 P | #6 | 83538 | 58477 | 12531 | 8771 | Yes | 2014 | Elevator Apartments | 6 | 107243 | 1 | 10 | 90 | 90 | 1926 |  | YES
1015130020 | 145 84 STREET Manhattan, NY 10028 (40.77817218165765, -73.9564707018428) | Con Edison | 145 EAST 84THST %HOFFMAN MGMT. | 145 EAST 84TH STREET | 300 55 STREET MANHATTAN, NY 10019 (40.76543669712509, -73.98393298423655) | CA062482M | 7/4/05 | FITZGIBBONS (UNKNOWN) | 1 | 6.27 | 1982 | 2017 |  | 26 to 30 years old | IND. COMB. ME 63 (S) | #6 | 83538 | 58477 | 12531 | 8771 | Yes | 2013 | Walk-Up Apartments | 5 | 116824 | 1 | 16 | 96 | 98 | 1963 |  | YES
1012307501 | 221 82 STREET Manhattan, NY 10024 (40.785398913068484, -73.97752746407697) | Con Edison | INSIGNIA RESIDENTIAL GRP | TIME EQUITIES INC | 675 3 AVENUE MANHATTAN, NY 10017 (40.75129610835038, -73.97404990585339) | CA321189R | 7/4/05 | ROCKMILLS MP-200 | 1 | 8.4 | 1989 | 2024 |  | 21 to 26 years old | ICI DEG-84 P | #6 | 83538 | 58477 | 12531 | 8771 | Yes | 2020 | Elevator Apartments | 6 | 161929 | 1 | 17 | 98 | 105 | 1923 | YES
1013670026 | 20 SUTTON PLACE Manhattan, NY 10022 (40.758064665844124, -73.96020477216054) | Con Edison | J & C LAMP MGMT CORP. | 20 SUTTON PL SOUTH IN | 20 SUTTON PLACE MANHATTAN, NY 10022 (40.758064665844124, -73.96020477216054) | CA171197X | 7/5/05 | FEDERAL FST-200 | 1 | 8.2 | 1997 | 2032 | DUAL FUEL | 11 to 15 years old | INDUSTRIAL COMB. DEG-84 P | #6 | 83538 | 58477 | 12531 | 8771 | Yes | 2017 | Elevator Apartments | 5 | 155938 | 1 | 20 | 88 | 88 | 1953 |  | YES
1012490029 | 565 END AVENUE Manhattan, NY 10024 (40.78362556816552, -73.96653900057436) | Con Edison | MARLANDE HEATING CORP. | 565 EQUITIES INC | 50 17TH ST NEW YORK, NY 10011 (40.73891274307704, -73.99459526011185) | CA098997X | 7/4/05 | FEDERAL FST-200 | 1 | 8.2 | 1997 | 2032 | DUAL FUEL | 11 to 15 years old | INDUSTRIAL COMB. DEG-84 (S) | #6 | 83538 | 58477 | 12531 | 8771 | Yes | 2019 | Elevator Apartments | 6 | 155906 | 1 | 20 | 99 | 100 | 1938 |  | YES
1013870021 | 31 72 STREET Manhattan, NY 10021 (40.77171072593075, -73.96517875731045) | Con Edison | EAST 72 TENANTS CORP. | 31 - 72 CORPORATION | 1133 BROADWAY MANHATTAN, NY 10010 (40.743831409426136, -73.98905094736057) | CA084288X | 7/4/05 | ROCKMILLS MP 90 | 2 | 3.8 | 1988 | 2023 |  | 21 to 26 years old | ICI DEG 42 P | #6 | 83293 | 58305 | 12494 | 8746 | Yes | 2017 | Educational Structures | 4 | 61437 | 1 | 12 | 28 | 34 | 1917 |  | YES
1007590037 | 505 8 AVENUE Manhattan, NY 10018 (40.75301482246624, -73.99291329279728) | Con Edison | NEWMARK & CO. REAL ESTATE INC. | 505 8TH CORP | 1501 BROADWAY NEW YORK, NY 10036 (40.75664722311285, -73.98607810294877) | CB215103H | 7/5/05 | ROCKMILLS MP-200 (NEW) | 2 | 8.4 | 2003 | 2038 | DUAL FUEL | 5 to 10 years old | ICI DEG-84P (NEW) | #6 | 83250 | 58275 | 12488 | 8741 | Yes | 2019 | Elevator Apartments | 3 | 266912 | 1 | 25 | 0 | 59 | 1930
1008550016 | 352 PARK AVENUE Manhattan, NY 10010 (40.74183059982568, -73.98533708196332) | Con Edison | M.J. CARLISLE | 352 PARK AVE SOUTH LL | 352 PARK AVE NEW YORK, NY 10010 (40.74183059982568, -73.98533708196332) | CA311170H | 7/6/05 | FEDERAL FST 250SP | 1 | 8 | 1970 | 2010 |  | 36 - 40 year old | TODD A011 | #6 | 83220 | 58254 | 12483 | 8738 | Yes | 2015 | Elevator Apartments | 2 | 170043 | 1 | 16 | 0 | 17 | 1913
1008770018 | 2 LEXINGTON AVENUE Manhattan, NY 10010 (40.73841811596094, -73.98553908727683) | Con Edison | WEISSBERG, HERBERT R. | ICARUS HOLDINGS LLC | 2 LEXINGTON AVENUE MANHATTAN, NY 10010 (40.73841811596094, -73.98553908727683) | CA029969J | 7/5/05 | TITUSVILLE 2621 | 2 | 4 | 1969 | 2010 |  | 41 - 45 years old | RAY AR141-7 | #6 | 83220 | 58254 | 12483 | 8738 | Yes | 2017 | Walk-Up Apartments | 2 | 188933 | 1 | 16 | 23 | 24 | 1924
1005160007 | 468 BROADWAY Manhattan, NY 10012 (40.72634764920046, -74.00044238701514) | Con Edison | W.BDWY.ARCHES%BUCHBINDER | WEST BROADWAY ARCHES | 6741 FIFTH AVE BROOKLYN, NY 11220 (40.634651425989475, -74.02048972885646) | CA028078L | 7/4/05 | SPENCER 4F993-45 | 1 | 8.5 | 1978 | 2013 |  | 31 to 35 years old | HEV-E-OIL DE 84 | #4 | 83000 | 58100 | 12035 | 8424 | Yes | 2016 | Elevator Apartments | 1 | 86018 | 1 | 6 | 30 | 33 | 1903 |  | YES
1011290059 | 50 77 STREET Manhattan, NY 10024 (40.78023013940514, -73.97549207286835) | Con Edison | 52 WEST 77TH STREET CORP. | EQR-50 WEST 77TH, LLC | 801 BROAD AUGUSTA, NY 30901 (33.432102297682945, -81.95496168003746) | CA015779L | 7/4/05 | FEDERAL FST 175 | 1 | 7.35 | 1979 | 2014 |  | 31 to 35 years old | IND. COMBUSTION DE 84P | #6 | 82667 | 57867 | 12400 | 8680 | Yes | 2019 | Elevator Apartments | 6 | 113309 | 1 | 12 | 137 | 149 | 1903
1022150442 | 108 227 STREET Manhattan, NY 10463 (40.87660606507441, -73.90961734638555) | Con Edison | MILBROOK PROPERTIES | 227 STREET MARBLE ASS | 42 BAYVIEW AVENUE MANHASSET, NY 11030 (40.799023427515465, -73.70257640397784) | CA402086Z | 7/5/05 | ROCKMILLS MP-125 | 1 | 4.3 | 1986 | 2021 |  | 21 to 26 years old | IND. COMB. HEVEOIL DEG-54(P) | #6 | 82636 | 57845 | 12395 | 8677 | Yes | 2015 | Elevator Apartments | 10 | 67896 | 1 | 6 | 82 | 82 | 1925
1013800001 | 1 65 STREET Manhattan, NY 10021 (40.76920532766377, -73.959183941086) | Con Edison | CONGREGATION EMANUEL | CONGREGATION EMANU-EL | 1 65 STREET MANHATTAN, NY 10065 (40.768027203066914, -73.9702205934449) | CA279586Y | 7/5/05 | FEDERAL FST-250 | 2 | 8.36 | 1986 | 2021 |  | 21 to 26 years old | IRON FIREMAN EED-GO-6-10.6RK | #6 | 82500 | 57750 | 12375 | 8662 | Yes | 2020 | Elevator Apartments | 4 | 125863 | 1 | 12 | 0 | 2 | 1927
1000880018 | 225 BROADWAY Manhattan, NY 10007 (40.711843149995104, -74.00822898207605) | Con Edison | 225 BROADWAY CO. % BRAUN MGMT. | 225 BROADWAY COMPANY | 160 BROADWAY NEW YORK, NY 10038 (40.7095318923798, -74.0102074905405) | CB590103K | 7/6/05 | ROCKMILLS MP-500 (EXSTG) | 1 | 16.7 | 2003 | 2038 | DUAL FUEL | 5 to 10 years old | ICI DEG-210P (NEW) | #6 | 82408 | 57686 | 12361 | 8653 | Yes | 2018 | Elevator Apartments | 1 | 480831 | 1 | 44 | 0 | 146 | 1927
1008750001 | 235 PARK AVENUE Manhattan, NY 10003 (40.73771223460693, -73.98805786180556) | Con Edison | 235 PARK AVENUE SOUTH ASSOC. | 235 PARK AVENUE SOUTH | 235 PARK AVE NEW YORK, NY 10003 (40.737851543082456, -73.98800322963712) | CA439264L | 7/7/05 | KEWANEE #420 | 1 | 7.8 | 1964 | 2010 |  | 46 - 50 years old | ACE UNIFLOWDPGH 65 | #4 | 82344 | 57641 | 11940 | 8358 | Yes | 2015 | Elevator Apartments | 2 | 67376 | 1 | 12 | 0 | 13 | 1921
1008120049 | 1370 BROADWAY Manhattan, NY 10018 (40.75213303749607, -73.9874689825059) | Con Edison | 1370 OWNERS LLC.,C/O SITT ASSET MGT. | 1370 OWNERS LLC | 2300 MANHATTAN NY 10116 (40.8110019996426, -73.95309800037239) | CA090173R | 7/4/05 | FITZGIBBON #31 | 2 | 11.8 | 1973 | 2010 |  | 36 - 40 year old | ACE DSGH-50 | #6 | 82245 | 57571 | 12337 | 8636 | Yes | 2022 | Walk-Up Apartments | 3 | 234846 | 1 | 16 | 0 | 1 | 1922
1009440001 | 301 38 STREET Manhattan, NY 10016 (40.747316816743364, -73.97400326265516) | Con Edison | 301 HOLDING LLC | 301 HOLDINGS, LLC C/O | 5676 RIVERDALE AVE STE #307 N Y 10471 (40.90603192863733, -73.90429477417916) | CB346200H | 7/6/05 | ROCKMILLS MP 200 | 1 | 8.4 | 2000 | 2035 | DUAL FUEL | 5 to 10 years old | HEVE (ICI) DEG 84 P | #4 | 82221 | 57554 | 11922 | 8345 | Yes | 2014 | Elevator Apartments | 4 | 122247 | 1 | 16 | 152 | 157 | 1930
1021740135 | 14 SICKLES STREET Manhattan, NY 10040 (40.86135543736623, -73.92781160621604) | Con Edison | INWOOD VENTURE ASSOCIATION | INWOOD VENTURA ASSOCI | 149 45 NORTHERN BLVD FLUSHING, NY 11354 (40.76862022064671, -73.82719028070687) | CA094178Y | 7/5/05 | ROCKMILLS MP-150 | 1 | 6.3 | 1978 | 2013 |  | 31 to 35 years old | IND. COMB.DE 63 (S) | #4 | 82135 | 57495 | 11910 | 8337 | Yes | 2014 | Walk-Up Apartments | 10 | 89540 | 1 | 5 | 104 | 104 | 1930
1014070020 | 141 72 STREET Manhattan, NY 10021 (40.7702869724855, -73.96182006442359) | Con Edison | 141 EAST 72ND STREET/GUMLEY-HAFT,INC | 141 EAST 72 STREET IN | 415 MADISON AVENUE MANHATTAN, NY 10017 (40.756779530947306, -73.976317020908) | CA093370J | 7/6/05 | KEWANEE 837 | 2 | 4.2 | 1970 | 2010 |  | 36 - 40 year old | PETRO WD 5 AH | #6 | 82126 | 57488 | 12319 | 8623 | Yes | 2017 | Walk-Up Apartments | 4 | 56126 | 1 | 15 | 15 | 16 | 1924 |  | YES
1010660037 | 408 57 STREET Manhattan, NY 10019 (40.76802956130388, -73.98604087604586) | Con Edison | 408 W.57TH STREET CORP. | 408 WEST 57TH OWNERS | 408 57 STREET MANHATTAN, NY 10019 (40.76802956130388, -73.98604087604586) | CA301195P | 7/6/05 | ROCKMILLS MP-125 | 2 | 5.25 | 1995 | 2030 | DUAL FUEL | 11 to 15 years old | INDUSTRIAL COMB.DEG-54 (P) | #6 | 82126 | 57488 | 12319 | 8623 | Yes | 2016 | Elevator Apartments | 6 | 104966 | 1 | 10 | 147 | 147 | 1957 |  | YES
1016750011 | 315 103 STREET Manhattan, NY 10029 (40.788563414677135, -73.94348211112717) | Con Edison | E.104TH ST.HOUSING DEV. CORP. | HOUSING PRESERVATION | 902 BROADWAY MANHATTAN, NY 10010 (40.73945233629462, -73.9896759686116) | CA311493M | 7/7/05 | FEDERAL(EXISTING) FLW 1215 | 2 | 4.1 | 1993 | 2028 |  | 16 to 20 years old | HEVE DEG 42 P ( I.C.I. ) | #6 | 82126 | 57488 | 12319 | 8623 |  |  | Loft Buildings | 8 | 49203 | 2 | 6 | 100 | 100 | 1971
1008910027 | 139 35 STREET Manhattan, NY 10016 (40.747125289596106, -73.9793325878386) | Con Edison | THE BROMLEY CO.LLC % PUNIA & MARX | BROMLEY COMPANY | 265 LEXINGTON AVENUE NEW YORK, NY 10016 (40.747395592532555, -73.9789479961509) | CB125007H | 7/6/05 | ROCKMILLS MP - 125 SS (NEW) | 2 | 4.1 | 2007 | 2042 | DUAL FUEL | Fewer than 5 years old | S. T. JOHNSON FD68 - CA125 - HM (NEW) | #6 | 82126 | 57488 | 12319 | 8623 | Yes | 2021 | Elevator Apartments | 4 | 130272 | 1 | 13 | 149 | 155 | 1940
1005110012 | 592 BROADWAY Manhattan, NY 10012 (40.72502721094469, -73.99710436857362) | Con Edison | 594BROADWAY ASSOC. LLC %NEWMARK REAL ESTATE | 594 BROADWAY ASSOCIAT | 594 BROADWAY MANHATTAN, NY 10012 (40.725076114188276, -73.99702114886225) | CA023082L | 7/7/05 | FEDERAL FST-200 | 1 | 8.2 | 1982 | 2017 |  | 26 to 30 years old | HEVEOIL DEG 84P | #6 | 82125 | 57487 | 12319 | 8623 | Yes | 2021 | Elevator Apartments | 1 | 230740 | 1 | 12 | 0 | 94 | 1900
1009020001 | 201 21 STREET Manhattan, NY 10010 (40.737106321271824, -73.9829294412931) | Con Edison | GOODSTEIN MGMT%QUAKER RIDGE TENANTS | QUAKER RIDGE TENANTS | 8 38th STREET NEW YORK, NY 10018 (40.751314393861094, -73.98349762627032) | CA210299X | 7/7/05 | ROCKMILLS MP 200 | 2 | 8.4 | 1999 | 2034 | DUAL FUEL | 11 to 15 years old | (NEW)ST JOHNSON FD 68 CAHM(SIZE 200) | #6 | 82125 | 57487 | 12319 | 8623 | Yes | 2022 | Elevator Apartments | 2 | 275900 | 1 | 19 | 260 | 265 | 1962 |  | YES
1015180069 | 1111 PARK AVENUE Manhattan, NY 10128 (40.78245791573579, -73.9553668331938) | Con Edison | 1111 PARK AVE RLTY/INSIGNIA | 1111 PK AVE RLTY CORP | 675 3 AVENUE N Y 10017 (40.75129610835038, -73.97404990585339) | CB180700H | 7/5/05 | EASTMOND/FEDERAL FST-200 | 1 | 8.4 | 2000 | 2035 | DUAL FUEL | 5 to 10 years old | HEVE (ICI) DEG-84 P | #6 | 82125 | 57487 | 12319 | 8623 | Yes | 2018 | Elevator Apartments | 4 | 207542 | 1 | 14 | 85 | 92 | 1925 |  | YES
1013890056 | 14 75 STREET Manhattan, NY 10021 (40.77373080542925, -73.96407474646253) | Con Edison | 14 E. 75 STREET INC.%ROSE ASSOCIATE | 14 EAST 75TH STREET I | 14 75TH STREET N Y, NEW YORK 10021 (40.77373080542925, -73.96407474646253) | CB124302J | 7/6/05 | (NEW) BEST 5C-200 | 1 | 8.4 | 2002 | 2037 | DUAL FUEL | 5 to 10 years old | (NEW) ICI DEG- 84 P | #6 | 82125 | 57487 | 12319 | 8623 | Yes | 2019 | Elevator Apartments | 4 | 141160 | 1 | 12 | 61 | 63 | 1929 |  | YES
1022210011 | 165 SHERMAN AVENUE Manhattan, NY 10034 (40.864844806839926, -73.92257755200552) | Con Edison | 165 SHERMAN ASSOC. LLC % EDS MGMT. | 165 SHERMAN AVENUE, | 202 179TH STREET BRONX, NY 10479 (40.855685105982325, -73.9150146647464) | CB180501Y | 7/6/05 | FEDERAL FST 200 | 1 | 8.4 | 2001 | 2036 | DUAL FUEL | 5 to 10 years old | HEVE DEG 84P | #6 | 82125 | 57487 | 12319 | 8623 | Yes | 2021 | Elevator Apartments | 10 | 93250 | 1 | 6 | 100 | 107 | 1925
1016030069 | 1165 5 AVENUE Manhattan, NY 10029 (40.789058939430845, -73.95489918573855) | Con Edison | 2 E98TH ST CORP/INSIGNIA RES. GRP | TWO EAST NINETY-EIGHT | 770 LEXINGTON AVE NEW YORK, NY 10021 (40.76851425537591, -73.96362286271633) | CA210693Y | 7/7/05 | ROCKMILLS MP-200 | 1 | 8.55 | 1993 | 2028 |  | 16 to 20 years old | HEVE DEG-84 (P) | #6 | 82125 | 57487 | 12319 | 8623 | Yes | 2013 | Walk-Up Apartments | 8 | 155979 | 1 | 15 | 54 | 54 | 1926 |  | YES
1013310014 | 227 57 STREET Manhattan, NY 10022 (40.75987635775589, -73.96656526179646) | Con Edison | 227 EAST 57 ST. INC. % EXCHANGE MGMT | 227 E 57 ST INC | 40 EXCHANGE PLACE NEW YORK, NY 10005 (40.70574493861897, -74.0098106474021) | CB222403J | 7/5/05 | BEST 5C-200 (NEW) | 1 | 6.7 | 2003 | 2038 | DUAL FUEL | 5 to 10 years old | HEVE (IC) DEG-84P (NEW) | #6 | 82125 | 57487 | 12319 | 8623 | Yes | 2021 | Elevator Apartments | 4 | 93153 | 1 | 20 | 118 | 120 | 1931 |  | YES
1008670057 | 244 MADISON AVENUE Manhattan, NY 10016 (40.75015809710567, -73.98126558278405) | Con Edison | 244 MADISON RLTY CORP | 244 MADISON REALTY CO | 9 38TH ST MANHATTAN, NY 10016 (40.75058238108704, -73.98167876193074) | CA317886K | 7/7/05 | BEST 5C -200 | 2 | 8.4 | 1986 | 2021 |  | 21 to 26 years old | IND. COMB.DEG-84P | #6 | 82125 | 57487 | 12319 | 8623 | Yes | 2017 | Elevator Apartments | 3 | 142836 | 1 | 16 | 180 | 186 | 1916 |  | YES
1015330022 | 245 87 STREET Manhattan, NY 10128 (40.77909138625963, -73.9524534947182) | Con Edison | 245 E.87 TENANTS CORP. | 245 E 87 ST TENANTS C | 1740 BROADWAY NEW YORK, NY 10019 (40.76509834187077, -73.98206124052132) | CA246396M | 7/7/05 | FEDERAL FLW 2429 | 2 | 8.19 | 1996 | 2031 | DUAL FUEL | 11 to 15 years old | (ICI)DEG 84S | #6 | 82125 | 57487 | 12319 | 8623 | Yes | 2013 | Elevator Apartments | 5 | 169507 | 1 | 20 | 118 | 119 | 1966 |  | YES
1008760006 | 257 PARK AVENUE Manhattan, NY 10010 (40.738502634050946, -73.98749506367817) | Con Edison | 257 PARK AVE SOUTH ASSOC.LLC | 257 PARK AVE ASSOCIAT | 370 7TH AVE NYC, NY 10001 (40.748787298958746, -73.99223903639512) | CA127998H | 7/5/05 | FEDERAL FST-200 | 2 | 8.1 | 1998 | 2033 | DUAL FUEL | 11 to 15 years old | I.C. DRG-84P | #6 | 82125 | 57487 | 12319 | 8623 | Yes | 2016 | Elevator Apartments | 2 | 207233 | 1 | 20 | 0 | 28 | 1913
1018920001 | 340 RIVERSIDE DRIVE Manhattan, NY 10025 (40.802476824108, -73.96990887040761) | Con Edison | 340 RIVERSIDE DRIVE CORP. | MORTON NEWBURGH | 340 RIVERSIDE DRIVE NEW YORK, NY 10025 (40.802476824108, -73.96990887040761) | CA353392Z | 7/6/05 | ROCKMILLS MP-175 | 1 | 7.35 | 1992 | 2027 |  | 16 to 20 years old | HEVE(IC) DEG-84 (P) | #6 | 82125 | 57487 | 12319 | 8623 | Yes | 2022 | Elevator Apartments | 9 | 124351 | 1 | 16 | 62 | 62 | 1926 |  | YES
1005720017 | 38 9 STREET Manhattan, NY 10011 (40.733360656991, -73.99715517167279) | Con Edison | 38/50 W.9 ST.CORP%COOPER SQ.RLTY. | 38-50 WEST 9 STREET C | 6 43 STREET N Y 10017 (40.75381517729913, -73.97967506743592) | CB168801M | 7/6/05 | (EXIST) FEDERAL FST--200 | 1 | 8.4 | 2001 | 2036 | DUAL FUEL | 5 to 10 years old | (NEW) HEVE (IC) DEG-84 P | #6 | 82125 | 57487 | 12319 | 8623 | Yes | 2022 | Elevator Apartments | 3 | 73098 | 3 | 6 | 54 | 54 | 1900 |  | YES
1015040031 | 1160 PARK AVENUE Manhattan, NY 10128 (40.78421159369287, -73.95439556540214) | Con Edison | 3RD COMMONWEALTH CORP.%C.H. GREENTHAL | 3RD COMMONWEALTH CORP | 4 PARK AVENUE MANHATTAN, NY 10016 (40.74650915812013, -73.98194367109245) | CB196801H | 7/6/05 | BEST 5D-200 | 1 | 8.4 | 2001 | 2036 | DUAL FUEL | 5 to 10 years old | HEVE (I.C.) DEG-84P | #6 | 82125 | 57487 | 12319 | 8623 | Yes | 2014 | Elevator Apartments | 4 | 181136 | 1 | 14 | 64 | 67 | 1926 |  | YES
1013657501 | 411 53 STREET Manhattan, NY 10022 (40.75566860070046, -73.96450836120792) | Con Edison | 411 EAST 53 ST. CONDOMINIUM | 411 EAST 53 STREET CO | 4 PARK AVE N Y, NEW YORK 10016 (40.74650915812013, -73.98194367109245) | CB005002H | 7/6/05 | FEDERAL FST-200 | 2 | 8.4 | 2002 | 2037 | DUAL FUEL | 5 to 10 years old | HEVE (ICI) DEG 84 P | #6 | 82125 | 57487 | 12319 | 8623 | Yes | 2015 | Condominiums | 5 | 229744 | 1 | 20 | 189 | 191 | 1958 | YES
1008190010 | 44 18 STREET Manhattan, NY 10011 (40.73904962246805, -73.99321390776397) | Con Edison | 44-18 JOINT VENT%ADAMS&CO | EVERS HAAS, KATHRYN | 411 5TH AVENUE MANHATTAN, NY 10016-2274 (40.75048701759414, -73.9831019245774) | CA252484N | 7/7/05 | FEDERAL FST 200 | 1 | 8.4 | 1984 | 2019 |  | 26 to 30 years old | JOHNSON FD 68CA 200 | #6 | 82125 | 57487 | 12319 | 8623 | Yes | 2019 | Walk-Up Apartments | 3 | 179186 | 1 | 12 | 0 | 0 | 1906
1012460029 | 505 END AVENUE Manhattan, NY 10024 (40.78362556816552, -73.96653900057436) | Con Edison | 505 WE OWNERS CORP. | 505 W END OWNERS CORP | 1133 BROADWAY MANHATTAN, NY 10010 (40.743831409426136, -73.98905094736057) | CA294486M | 7/6/05 | ROCKMILLS MP-200 | 1 | 8.2 | 1986 | 2021 |  | 21 to 26 years old | HEVEOIL DEG 84 P | #6 | 82125 | 57487 | 12319 | 8623 | Yes | 2016 | Elevator Apartments | 6 | 112000 | 1 | 14 | 68 | 68 | 1922 |  | YES
1012770002 | 507 5 AVENUE Manhattan, NY 10036 (40.75373850403588, -73.9806482490956) | Con Edison | 505-507 ASSOCIATES. | FIFTH AT 42ND LLC C/O | 505 5 AVENUE MANHATTAN, NY 10036 (40.75361339035517, -73.98074123899343) | CA072579H | 7/6/05 | ROCKMILLS MP175 | 1 | 5.9 | 1979 | 2014 | DUAL FUEL | 31 to 35 years old | HEV E OIL DEG84(S) | #6 | 82125 | 57487 | 12319 | 8623 | Yes | 2017 | Elevator Apartments | 3 | 251043 | 1 | 27 | 0 | 0 | 2004
1015820046 | 510 86 STREET Manhattan, NY 10028 (40.77572003357507, -73.94669277358547) | Con Edison | 510 E. 86TH ST. OWNERS % GUMLEY HAFT | 510 EAST 86TH ST OWNE | 415 MADISON AVENUE NEW YORK, NY 10017 (40.756779530947306, -73.976317020908) | CB206105H | 7/7/05 | BEST 5C-200 (NEW) | 1 | 6.6 | 2005 | 2040 | DUAL FUEL | 5 to 10 years old | HEVE (I.C) DEG-84P (NEW) | #6 | 82125 | 57487 | 12319 | 8623 | Yes | 2022 | Walk-Up Apartments | 5 | 123333 | 1 | 21 | 94 | 94 | 1958 |  | YES
1015820034 | 530 86 STREET Manhattan, NY 10028 (40.77539396509221, -73.94592389605181) | Con Edison | 530 E. 86TH ST. INC. % WALLACK ST. MGT. CO. | 530 E 86 ST INC | 18 64 STREET NEW YORK, NY 10021 (40.641091994221576, -74.02500560776605) | CB174403N | 7/5/05 | FEDERAL-ESP-200 (NEW) | 1 | 6.7 | 2003 | 2038 | DUAL FUEL | 5 to 10 years old | S.T.JOHNSON-FD68CA200HM (NEW) | #6 | 82125 | 57487 | 12319 | 8623 | Yes | 2022 | Elevator Apartments | 5 | 120835 | 1 | 15 | 46 | 46 | 1928 |  | YES
1020967501 | 725 RIVERSIDE DRIVE Manhattan, NY 10031 (40.82998708498428, -73.94977305017153) | Con Edison | 725 REALTY CO. LLC |  | 1920 MANHATTAN NY 10116 (40.8110019996426, -73.95309800037239) | CA310193X | 7/7/05 | FEDERAL FST 200 | 1 | 8.19 | 1993 | 2028 |  | 16 to 20 years old | HEVE DEG 84 (P) | #6 | 82125 | 57487 | 12319 | 8623 |  |  | Elevator Apartments | 7 | 75753 | 1 | 11 | 74 | 74 | 1912
1013920040 | 876 PARK AVENUE Manhattan, NY 10021 (40.77372882608772, -73.96207661859317) | Con Edison | 78TH & PARK CO DOUG & IVES INC | 78TH PARK CORPORATION | 675 THIRD AVENUE NEW YORK, NY 10017 (40.75129610835038, -73.97404990585339) | CA516486N | 7/6/05 | FEDERAL FST 200 | 1 | 8.2 | 1986 | 2021 |  | 21 to 26 years old | HEVEOIL DE 84 S ( I.C.I. ) | #6 | 82125 | 57487 | 12319 | 8623 | Yes | 2022 | Elevator Apartments | 4 | 88530 | 1 | 13 | 24 | 26 | 1917 |  | YES
1015490018 | 345 86 STREET Manhattan, NY 10028 (40.777445999166694, -73.95064068046267) | Con Edison | 86 ST. TENANTS CORP. % INSIGNIA RES. | 86TH ST TENANTS CORP | 675 THIRD AVENUE NEW YORK, NY 10017 (40.75129610835038, -73.97404990585339) | CB182502P | 7/7/05 | FEDERAL (N.J.) (EXTG) PLW 231 | 2 | 7.75 | 2002 | 2037 | DUAL FUEL | 5 to 10 years old | HEVE (I.C.) (NEW) DEG-842 | #4 | 82125 | 57487 | 11908 | 8336 | Yes | 2019 | Walk-Up Apartments | 5 | 154185 | 1 | 21 | 120 | 122 | 1971 |  | YES
1014130001 | 885 PARK AVENUE Manhattan, NY 10021 (40.77360343863116, -73.96179703944546) | Con Edison | 885 PARK AVE CORP.%INSIGNIA MGMT | 885 PARK AVE CORP |  | CB265300Z | 7/6/05 | BEST 5C-200 | 1 | 8.4 | 2000 | 2035 | DUAL FUEL | 5 to 10 years old | HEVE (IC) DEG 84 P | #6 | 82125 | 57487 | 12319 | 8623 | Yes | 2013 | Educational Structures | 4 | 171207 | 1 | 15 | 36 | 41 | 1927 |  | YES
1013887501 | 923 5 AVENUE Manhattan, NY 10021 (40.773302817477486, -73.96641050771359) | Con Edison | 923 5TH AVENUE CONDOMINIUM | AMERICAN LANDMARK MAN | 415 MADISON AVENUE NEW YORK, NY 10017 (40.756779530947306, -73.976317020908) | CB076507N | 7/5/05 | FEDERAL/EASTMOND FST-250 (EXSTG) | 1 | 8.3 | 2007 | 2042 | DUAL FUEL | Fewer than 5 years old | HEVE (I.C.) DEG-105P (NEW) | #6 | 82125 | 57487 | 12319 | 8623 | Yes | 2018 | Elevator Apartments | 4 | 151704 | 1 | 20 | 98 | 103 | 1950 | YES
1013887501 | 923 FIFTH AVENUE Manhattan, NY 10021 (40.773302817477486, -73.96641050771359) | Con Edison | 923 FIFTH AVE. CONDO. % GUMLEY HAFT | AMERICAN LANDMARK MAN | 415 MADISON AVENUE NEW YORK, NY 10017 (40.756779530947306, -73.976317020908) | CB584303Z | 7/6/05 | BEST 5D-200 (NEW) | 1 | 6.6 | 2003 | 2038 | DUAL FUEL | 5 to 10 years old | HEVE (I.C) DEG-84P (NEW) | #6 | 82125 | 57487 | 12319 | 8623 | Yes | 2018 | Elevator Apartments | 4 | 151704 | 1 | 20 | 98 | 103 | 1950 | YES
1014920037 | 930 PARK AVENUE Manhattan, NY 10028 (40.776810173391766, -73.95978250435769) | Con Edison | 930 PARK AVE, C/O INSIGNIA RES. GRP | 930 PARK AVE APTS INC | 205 42th 5th flr STREET NEW YORK, NY 10017 (40.75245652744684, -73.97297648087982) | CA082791Y | 7/4/05 | FEDERAL FST 100 | 2 | 4.2 | 1991 | 2026 |  | 16 to 20 years old | HEVE MMG-42P | #6 | 82125 | 57487 | 12319 | 8623 | Yes | 2022 | Walk-Up Apartments | 4 | 80405 | 1 | 13 | 22 | 24 | 1916 |  | YES
1014930001 | 998 5 AVENUE Manhattan, NY 10028 (40.77848291236626, -73.96263335519058) | Con Edison | 998 5TH AVE.CORP./BROWN HARRIS & STEVENS | 998 5TH AVE CORP | 998 5th AVENUE MANHATTAN, NY 10028 (40.77848291236626, -73.96263335519058) | CA337595Z | 7/6/05 | FEDERAL FST 200 | 1 | 8.19 | 1995 | 2030 | DUAL FUEL | 11 to 15 years old | HEVE DEG 84P | #6 | 82125 | 57487 | 12319 | 8623 | Yes | 2013 | Condominiums | 4 | 145230 | 1 | 12 | 17 | 18 | 1912 |  | YES
1011640047 | 240 73 STREET Manhattan, NY 10023 (40.779888060764335, -73.98261917052072) | Con Edison | AIMCO 240 WEST 73 STREET,LLC. | AIMCO | 50 42 STREET NEW YORK, NY 10017 (40.75268136334563, -73.97896504324262) | CA315083H | 7/6/05 | ROCKMILLS MP 250 SS | 1 | 10.4 | 1983 | 2018 |  | 26 to 30 years old | ICI DEG 105 (P) | #6 | 82125 | 57487 | 12319 | 8623 | Yes | 2014 | Hospitals & Health | 6 | 109290 | 1 | 15 | 0 | 3 | 1928
1015790049 | 500 83 STREET Manhattan, NY 10028 (40.773923615126805, -73.94849619452195) | Con Edison | AKAM ASSOCIATES | 500 EAST 83RD ST CORP | 8 38 STREET MANHATTAN, NY 10028 (40.776344978837756, -73.95296667956859) | CA082575J | 7/7/05 | ROCKMILLS MP-175 | 1 | 7 | 1975 | 2010 |  | 31 to 35 years old | IRON FIREMAN A 06-9.8 | #4 | 82125 | 57487 | 11908 | 8336 | Yes | 2019 | Elevator Apartments | 5 | 255420 | 1 | 21 | 189 | 189 | 1965 |  | YES
1014130057 | 132 79 STREET Manhattan, NY 10021 (40.76920532766377, -73.959183941086) | Con Edison | BROWN HARRIS | 136 E 79 ST CORPC/O B | 136 79 STREET MANHATTAN, NY 10021 (40.76920532766377, -73.959183941086) | CA076478R | 7/5/05 | ROCKMILLS MP4-186 | 1 | 7.8 | 1978 | 2013 |  | 31 to 35 years old | HEV-E-OIL DE-84-S | #6 | 82125 | 57487 | 12319 | 8623 | Yes | 2013 | Walk-Up Apartments | 4 | 107231 | 1 | 14 | 25 | 25 | 1929 |  | YES
1013810001 | 1 66 STREET Manhattan, NY 10021 (40.76920532766377, -73.959183941086) | Con Edison | BROWN HARRIS STEVENS | 1 EAST 66TH STREET CO | 675 THIRD AVENUE MANHATTAN, NY 10019 (40.76761164715987, -73.99180550022362) | CA188696L | 7/4/05 | FEDERAL FST-200 | 2 | 8.75 | 1996 | 2031 | DUAL FUEL | 11 to 15 years old | WEBSTER JB3-0-75 | #6 | 82125 | 57487 | 12319 | 8623 | Yes | 2021 | Elevator Apartments | 4 | 153525 | 1 | 18 | 106 | 106 | 1949 |  | YES
1008360035 | 358 5 AVENUE Manhattan, NY 10001 (40.74863441421377, -73.98441493474019) | Con Edison | BUILDING MANAGEMENT CO.INC | JACOB'S FIRST | 362 FIFTH AVE MANHATTAN, NY 10001 (40.74878655571771, -73.98434804220621) | CA175497X | 7/5/05 | FEDERAL FST-100 (*REVISED WORK PERMIT*) | 2 | 4.2 | 1997 | 2032 | DUAL FUEL | 11 to 15 years old | ICI MMG-42 | #4 | 82125 | 57487 | 11908 | 8336 | Yes | 2016 | Hotels | 3 | 135570 | 1 | 13 | 0 | 48 | 1920
1012407502 | 220 93 STREET Manhattan, NY 10025 (40.79233683302915, -73.9723508255157) | Con Edison | CAPITAL HOLDING CO |  | 97 77 QUEENS BLVD REGO PARK, NY 11374 (40.72646491702238, -73.86148084756303) | CA048379N | 7/5/05 | ROCKMILLS MP 175 | 1 | 7 | 1979 | 2014 |  | 31 to 35 years old | RAY PAECR 144 SIZE 200 | #6 | 82125 | 57487 | 12319 | 8623 | Yes | 2020 | Walk-Up Apartments | 6 | 103516 | 1 | 15 | 58 | 63 | 1926 | YES
1011680010 | 235 76 STREET Manhattan, NY 10023 (40.78183437375098, -73.98120195938132) | Con Edison | COLORADO ASSOCIATES,LLC. | COLORADO ASSOCIATES, | 421 7 AVENUE MANHATTAN, NY 10001 (40.750451044712975, -73.99100696521498) | CA027688Y | 7/7/05 | FEDERAL FST 200 | 1 | 8.2 | 1988 | 2023 |  | 21 to 26 years old | HEV E DEG 84 P | #6 | 82125 | 57487 | 12319 | 8623 | Yes | 2018 | Walk-Up Apartments | 6 | 170800 | 1 | 15 | 77 | 83 | 1925
1013050033 | 155 50 STREET Manhattan, NY 10022 (40.75624642576926, -73.97168457360604) | Con Edison | DENIHAN CO. | 155 EAST 50TH STREET | 150 50 STREET MANHATTAN, NY 10018 (40.756840774582145, -73.99669149981281) | CA315285X | 7/5/05 | FEDERAL FST 250SP | 1 | 10.5 | 1985 | 2020 |  | 21 to 26 years old | IRON FIREMAN EED GO 6 12.5 RK | #6 | 82125 | 57487 | 12319 | 8623 | Yes | 2015 | Elevator Apartments | 4 | 159582 | 1 | 21 | 0 | 12 | 1963
1013050033 | 155 50 STREET Manhattan, NY 10022 (40.75624642576926, -73.97168457360604) | Con Edison | DENIHAN COMPANY | 155 EAST 50TH STREET | 371 7 AVENUE MANHATTAN, NY 10001 (40.74890421082256, -73.99214910419215) | CA315185Z | 7/5/05 | FEDERAL FST 250 P | 1 | 10.5 | 1985 | 2020 |  | 21 to 26 years old | IRON FIREMAN EED GO 6 12.5 RK | #6 | 82125 | 57487 | 12319 | 8623 | Yes | 2015 | Elevator Apartments | 4 | 159582 | 1 | 21 | 0 | 12 | 1963
1010270007 | 245 55 STREET Manhattan, NY 10019 (40.76505110378054, -73.98287471126137) | Con Edison | DUART FILM LABORTORIES | DU-ART FILM LABS INC | 245 55TH STREET N Y 10019 (40.76505110378054, -73.98287471126137) | CB105101K | 7/5/05 | EXISTING FEDERAL-FST 200 | 1 | 8.4 | 2001 | 2036 | DUAL FUEL | 5 to 10 years old | S.T.JOHNSON -FD-68 CAHM (SIZE 200) | #6 | 82125 | 57487 | 12319 | 8623 | Yes | 2017 | Loft Buildings | 3 | 61828 | 1 | 11 | 0 | 8 | 1914
1001950017 | 100 LAFAYETTE STREET Manhattan, NY 10013 (40.71797036541273, -74.00097932730542) | Con Edison | ENF. 4/7/92 | 100 LAFAYETTE, | 144 WESST 37 STREET MANHATTAN, NY 10018 (40.756840774582145, -73.99669149981281) | CA225271X | 7/7/05 | ROCKMILLS MP 125 | 1 | 6.3 | 1971 | 2010 |  | 36 - 40 year old | HEVEOIL AM7CF | #4 | 82125 | 57487 | 11908 | 8336 | Yes | 2015 | Elevator Apartments | 1 | 55400 | 1 | 8 | 0 | 12 | 1910
1008290016 | 31 27 STREET Manhattan, NY 10001 (40.74468689957177, -73.98912848550252) | Con Edison | ESTATE OF EDWIN S. LOWE/CHASE MAN | 31 WEST 27TH STREET P | 220 42nd ST MANHATTAN, NY 10017 (40.75029966647853, -73.97343795560496) | CA269084P | 7/7/05 | FEDERAL FST-200 | 1 | 8.2 | 1984 | 2019 |  | 26 to 30 years old | HEVE DE-105 | #6 | 82125 | 57487 | 12319 | 8623 | Yes | 2019 | Elevator Apartments | 3 | 108594 | 1 | 12 | 0 | 22 | 1910
1013207504 | 225 46 STREET Manhattan, NY 10017 (40.75309575383027, -73.9719861586685) | Con Edison | EXECUTIVE HSE. CONDO % CHAS. H. GREENTHAL |  | 4 PARK AVENUE NEW YORK, NY 10016 (40.74650915812013, -73.98194367109245) | CB116108N | #N/A | ROCKMILLS MP - 200SS (EXSTG) | 1 | 6.6 | 2008 | 2043 | DUAL FUEL | Fewer than 5 years old | S. T. JOHNSON FD68 CAHM SIZE 300 (NEW) | #6 | 82125 | 57487 | 12319 | 8623 | Yes | 2020 | Elevator Apartments | 4 | 74760 | 1 | 13 | 129 | 130 | 1956 | YES
1015900007 | 1 GRACIE TERRACE Manhattan, NY 10028 (40.77236388254252, -73.94659559083163) | Con Edison | GRACIE TERRACE APT.CORP. | GRACIE TERRACE APT CO | 770 LEXINGTON AVE MANHATTAN, NY 10017 (40.75245652744684, -73.97297648087982) | CA615886X | 7/6/05 | FEDERAL FST 200 | 2 | 7.7 | 1986 | 2021 |  | 21 to 26 years old | IRON FIREMAN EED GO-6-8.5 RK | #6 | 82125 | 57487 | 12319 | 8623 | Yes | 2020 | Condominiums | 5 | 222200 | 1 | 20 | 159 | 160 | 1953 |  | YES
1008770009 | 60 GRAMERCY PARK Manhattan, NY 10010 (40.738264956265084, -73.98587625666212) | Con Edison | GRAMERCY PARK RESIDENCE CORP. | GRAMERCY PARK RESIDEN | 4 PARK AVE MANHATTAN, NY 10016 (40.74650915812013, -73.98194367109245) | CA219085L | 7/5/05 | FEDERAL FST 250 | 2 | 10.5 | 1985 | 2020 |  | 21 to 26 years old | I.C.I. DEG-105 (P) | #6 | 82125 | 57487 | 12319 | 8623 | Yes | 2017 | Walk-Up Apartments | 2 | 184961 | 1 | 16 | 154 | 160 | 1928 |  | YES
1006450029 | 416 13 STREET Manhattan, NY 10014 (40.74057562247502, -74.0066919454443) | Con Edison | GREENWAY MEWS REALTY%PAUL KRICH | GREENWAY MEWS RELATY, | 416 13 STREET N Y 10014 (40.74057562247502, -74.0066919454443) | CB181900N | 7/5/05 | FEDERAL FST-200 | 1 | 8.4 | 2000 | 2035 | DUAL FUEL | 5 to 10 years old | HEVE (ICI) DEG 84 P | #6 | 82125 | 57487 | 12319 | 8623 | Yes | 2015 | Elevator Apartments | 3 | 144000 | 1 | 3 | 0 | 34 | 1901
1012450003 | 100 RIVERSIDE DRIVE Manhattan, NY 10024 (40.78701747842433, -73.98121334831586) | Con Edison | HELMREICH, JOSEPH | 100 RIVERSIDE CORP | 70 38 STREET MANHATTAN, NY 10018 (40.751899815293406, -73.98497365697153) | CA106569R | 7/5/05 | KEWANEE #1786 | 2 | 12.6 | 1969 | 2010 |  | 41 - 45 years old | ORR & SEMBOWER # 3HC | #6 | 82125 | 57487 | 12319 | 8623 | Yes | 2015 | Elevator Apartments | 6 | 168982 | 1 | 20 | 93 | 93 | 1940 |  | YES
1007600063 | 336 37 STREET Manhattan, NY 10018 (40.75478342887459, -73.99378269561672) | Con Edison | I.G.S.REALTY COMPANY | IGS REALTY CO | 336 37 STREET MANHATTAN, NY 10018 (40.75478342887459, -73.99378269561672) | CA158081H | 7/4/05 | ROCKMILLS MP 175 | 1 | 7.8 | 1981 | 2016 |  | 26 to 30 years old | RAY PAEOR-144 SIZE 200 | #6 | 82125 | 57487 | 12319 | 8623 | Yes | 2020 | Elevator Apartments | 3 | 122817 | 1 | 14 | 0 | 48 | 1928
1015110001 | 969 PARK AVENUE Manhattan, NY 10028 (40.77779942762402, -73.95877526368486) | Con Edison | INSIGINA RESIDENTIAL GROUP | 969 PARK CORP | 8 38TH ST MANHATTAN, NY 10018 (40.75108854154199, -73.98303674630506) | CA243096R | 7/7/05 | FEDERAL FST-200 | 1 | 8.19 | 1996 | 2031 | DUAL FUEL | 11 to 15 years old | HEVE DEG-84 (P) | #6 | 82125 | 57487 | 12319 | 8623 | Yes | 2021 | Walk-Up Apartments | 4 | 128635 | 1 | 12 | 76 | 81 | 1911 |  | YES
1014940050 | 40 83 STREET Manhattan, NY 10028 (40.778862468637435, -73.96020413137664) | Con Edison | INSIGNIA RESIDENTIAL GROUP | 8283 TENANTS CORP | 45 82nd ST NEW YORK, NY 10028 (40.778238522055474, -73.96053871192389) | CA166197J | 7/5/05 | FEDERAL FST-200 | 1 | 8.19 | 1997 | 2032 | DUAL FUEL | 11 to 15 years old | HEVE (IC) DEG-84P | #6 | 82125 | 57487 | 12319 | 8623 | Yes | 2014 | Walk-Up Apartments | 4 | 81125 | 1 | 11 | 30 | 34 | 1912 |  | YES
1015890034 | 45 END AVENUE Manhattan, NY 10028 (40.776344978837756, -73.95296667956859) | Con Edison | INSIGNIA RESIDENTIAL GROUP | EAST END OWNERS CORP | 675 THRID AVENUE NEW YORK, NY 10017 (40.75245652744684, -73.97297648087982) | CA425188L | 7/5/05 | FEDERAL FST-200 | 2 | 8.2 | 1988 | 2023 |  | 21 to 26 years old | ICI DEG84P | #6 | 82125 | 57487 | 12319 | 8623 | Yes | 2019 | Walk-Up Apartments | 5 | 195000 | 1 | 20 | 150 | 153 | 1951 |  | YES
1008360043 | 366 5 AVENUE Manhattan, NY 10001 (40.748868237941394, -73.98425305677495) | Con Edison | JOSEPH P. DAY REALTY | RONBET 366 | 9 40TH ST MANHATTAN, NY 10016 (40.751842689786, -73.9808777214277) | CA423088P | 7/5/05 | ROCKMILLS R303 | 1 | 7.8 | 1988 | 2023 |  | 21 to 26 years old | RAY SIZE 200 PAECR 144 | #4 | 82125 | 57487 | 11908 | 8336 | Yes | 2016 | Condominiums | 3 | 138748 | 1 | 12 | 0 | 0 | 1908
1007850007 | 261 35 STREET Manhattan, NY 10001 (40.75241427125388, -73.99182656027347) | Con Edison | JUSTIN,HENRY | 35TH ST OWNERS CORP | 115 30TH MANHATTAN, NY 10001 (40.747469858981354, -73.99000549094458) | CA578986N | 7/6/05 | FEDERAL FST-200 | 1 | 8.3 | 1986 | 2021 |  | 21 to 26 years old | HEVE MM 84 P | #4 | 82125 | 57487 | 11908 | 8336 | Yes | 2015 | Office Buildings | 3 | 114368 | 1 | 16 | 0 | 44 | 1924
1008270028 | 1123 BROADWAY Manhattan, NY 10010 (40.74321774231914, -73.98915381624003) | Con Edison | KEW MANAGEMENT CORP. | KEW MANAGEMENT CORP | 1123 BROADWAY MANHATTAN, NY 10010 (40.74321774231914, -73.98915381624003) | CA215282M | 7/6/05 | ROCKMILLS MP 150 | 1 | 6.6 | 1982 | 2017 |  | 26 to 30 years old | I.C.I. DEG 63 P | #6 | 82125 | 57487 | 12319 | 8623 | Yes | 2017 | Walk-Up Apartments | 3 | 105667 | 1 | 12 | 0 | 150 | 1900
1015420033 | 330 80 STREET Manhattan, NY 10021 (40.76920532766377, -73.959183941086) | Con Edison | KREISEL COMPANY INC. | 330 E 80TH TENANTS CO | 675 THRID AVENUE MANHATTAN, NY 10017 (40.75245652744684, -73.97297648087982) | CA322290X | 7/7/05 | PACIFIC 6082 | 1 | 7.4 | 1990 | 2025 |  | 16 to 20 years old | HEVE DEG-84-S (I.C.) | #6 | 82125 | 57487 | 12319 | 8623 | Yes | 2022 | Elevator Apartments | 5 | 92854 | 1 | 6 | 103 | 104 | 1957 |  | YES
1012950020 | 369 LEXINGTON AVENUE Manhattan, NY 10017 (40.750629764301834, -73.97662587260498) | Con Edison | MACKLOW MAT CO. INC. | HARRY MACKLOWE/369 LE | 369 LEXINGTON AVE MANHATTAN, NY 10017 (40.750629764301834, -73.97662587260498) | CA071078P | 7/7/05 | ROCKMILLS MP-175 | 1 | 7.77 | 1978 | 2013 |  | 31 to 35 years old | HEVEOIL DE 84-P | #6 | 82125 | 57487 | 12319 | 8623 | Yes | 2015 | Elevator Apartments | 4 | 118587 | 1 | 26 | 0 | 38 | 1937
1007580028 | 311 34 STREET Manhattan, NY 10001 (40.75236922928425, -73.99380365826907) | Con Edison | MAN.CENTER STUDIOS I | HOLY SPIRIT ASSN ETAL | 311 34 STREET MANHATTAN, NY 10001 (40.75236922928425, -73.99380365826907) | CA413584P | 7/7/05 | FEDERAL FST-125 | 2 | 4.9 | 1984 | 2019 |  | 26 to 30 years old | HEVE MEG-54P | #4 | 82125 | 57487 | 11908 | 8336 | Yes | 2018 | Elevator Apartments | 3 | 149436 | 1 | 9 | 0 | 0 | 1906
1014290005 | 207 74 STREET Manhattan, NY 10021 (40.77100393995058, -73.95942482326348) | Con Edison | MAXELL-KATES, INC. | 207 E 74 ST OWNERS IN | 9 38TH STREET MANHATTAN, NY 10016 (40.75058238108704, -73.98167876193074) | CA234885P | 7/4/05 | FEDERAL FST-200 | 1 | 8.2 | 1985 | 2020 |  | 21 to 26 years old | HEV-E DEG-84-P | #6 | 82125 | 57487 | 12319 | 8623 | Yes | 2019 | Elevator Apartments | 4 | 147000 | 1 | 13 | 120 | 120 | 1963 |  | YES
1011700012 | 2200 BROADWAY Manhattan, NY 10024 (40.78341119708682, -73.98015214832134) | Con Edison | NAGEL, MARGARET | W7879 LLC | 675 THIRD AVE N Y, NEW YORK 10017-5704 (40.75129610835038, -73.97404990585339) | CB225701X | 7/6/05 | FEDERAL/EASTMOND FST-200 | 1 | 8.4 | 2001 | 2036 | DUAL FUEL | 5 to 10 years old | (NEW) S.T. JOHNSON FD 68 CAHM (SIZE 200) | #6 | 82125 | 57487 | 12319 | 8623 | Yes | 2020 | Elevator Apartments | 6 | 202586 | 2 | 13 | 100 | 117 | 1905
1012620042 | 2 47 STREET Manhattan, NY 10036 (40.756690287700955, -73.97868381025795) | Con Edison | NATIONAL JEWELRY EXCHANGE CO. | FIFTH 47 LLC | 200 PARK AVENUE MANHATTAN, NY 10003 (40.73658353765103, -73.98909294281773) | CA221190X | 7/6/05 | FEDERAL FST 200 | 1 | 7.77 | 1990 | 2025 |  | 16 to 20 years old | HEVE DEG 84P | #6 | 82125 | 57487 | 12319 | 8623 | Yes | 2022 | Walk-Up Apartments | 3 | 78230 | 1 | 12 | 0 | 15 | 1911
1020880114 | 644 RIVERSIDE DRIVE Manhattan, NY 10031 (40.82515772568695, -73.95382899252371) | Con Edison | NEIGHBORHOOD RESTORE%WAVECREST MGT. | SHUHAB HOUSING DEVELO | 129 09 26 AVENUE FLUSHING, NY 11354 (40.76862022064671, -73.82719028070687) | CA013582Z | 7/5/05 | FEDERAL FST-200 | 1 | 8.4 | 1982 | 2017 |  | 26 to 30 years old | HEV-E DEG-84-P | #4 | 82125 | 57487 | 11908 | 8336 | Yes | 2018 | Walk-Up Apartments | 7 | 144070 | 1 | 12 | 98 | 98 | 1914
1005520026 | 37 WASHINGTON SQUARE Manhattan, NY 10011 (40.73106701467275, -73.99960210982228) | Con Edison | NEW YORK UNIVERSITY, C.O GRUBH & ELLIS MGMT SERVICE | NEW YORK UNIVERSITY | 2 WASHINGTON SQUARE VILLAGE MANHATTAN, NY 10012 (40.7277418866931, -73.99818975110709) | CA261388H | 7/4/05 | FEDERAL FST-200 | 1 | 8.2 | 1988 | 2023 |  | 21 to 26 years old | I.CI.DEG 84 P | #6 | 82125 | 57487 | 12319 | 8623 | Yes | 2022 | Elevator Apartments | 3 | 110447 | 1 | 16 | 63 | 67 | 1929
1013180022 | 279 44 STREET Manhattan, NY 10017 (40.75136059161435, -73.97173023564125) | Con Edison | OLIMPIA HOUSE | OLYMPIA HOUSE LLC | 12 44 STREET MANHATTAN, NY 10017 (40.75443544083142, -73.97922608969976) | CA411484Z | 7/4/05 | ROCKMILLS MP-250-SL | 1 | 10.8 | 1984 | 2019 |  | 26 to 30 years old | I.C.I. DEG 105P | #6 | 82125 | 57487 | 12319 | 8623 | Yes | 2018 | Elevator Apartments | 4 | 210810 | 2 | 21 | 240 | 249 | 1964
1013407502 | 305 47 STREET Manhattan, NY 10017 (40.7529547793196, -73.9697217420568) | Con Edison | OPERATIONS & ENGINERING CO-DIRECTOR |  | 380 MADISON AVENUE MANHATTAN, NY 10017 (40.755596213835844, -73.97727528530339) | CA193082N | 7/4/05 | FEDERAL PLW 265 | 1 | 10.8 | 1982 | 2017 |  | 26 to 30 years old | ICI DEG 145P | #6 | 82125 | 57487 | 12319 | 8623 | Yes | 2020 | Elevator Apartments | 4 | 127911 | 1 | 14 | 0 | 29 | 1928 | YES
1021390277 | 200 HAVEN AVENUE Manhattan, NY 10033 (40.847701983561585, -73.94218508042486) | Con Edison | ORSID REALTY CORP. | 200 HAVEN CO | 1740 BROADWAY MANHATTAN, NY 10019 (40.76509834187077, -73.98206124052132) | CA295292Z | 7/5/05 | ROCKMILLS MP-200 | 1 | 8.19 | 1992 | 2027 |  | 16 to 20 years old | HEV-E DEG 84 P ( I.C.I. ) | #6 | 82125 | 57487 | 12319 | 8623 | Yes | 2019 | Elevator Apartments | 7 | 124789 | 1 | 6 | 95 | 95 | 1941
1000087501 | 39 WHITEHALL STREET Manhattan, NY 10004 (40.70305241656712, -74.01295187945308) | Con Edison | PAMELA EQUITIES CORP. |  | 3 NEW YORK PLAZA MANHATTAN, NY 10004 (40.688827825343935, -74.01911250583743) | CA122491X | 7/5/05 | CLEAVER BROOKS CB 800 200 | 2 | 17.92 | 1991 | 2026 |  | 16 to 20 years old | CLEAVER BROOKS CB 800 200 | #4 | 82125 | 57487 | 11908 | 8336 | Yes | 2018 | Walk-Up Apartments | 1 | 169061 | 1 | 19 | 1 | 2 | 1985 | YES
1002250008 | 480 CANAL STREET Manhattan, NY 10013 (40.72415881700182, -74.00872033910439) | Con Edison | PARISH OF TRINITY CHURCH | TRINITY CHURCH CP | 75 VARICK STREET MANHATTAN, NY 10013 (40.722742879410454, -74.0063094660842) | CA283684J | 7/6/05 | ROCKMILLS MP-4-186 | 2 | 7.8 | 1984 | 2019 | DUAL FUEL | 26 to 30 years old | HEVEOIL DEG 84-P | #6 | 82125 | 57487 | 12319 | 8623 | Yes | 2015 | Loft Buildings | 1 | 321641 | 1 | 12 | 0 | 19 | 1928
1013900037 | 830 PARK AVENUE Manhattan, NY 10021 (40.77352764798479, -73.9621836941759) | Con Edison | PARK AND 76 CORP. % GUMLEY HAFT | PARK 76TH STREET INC | 415 MADISON AVENUE NEW YORK, NY 10017 (40.756779530947306, -73.976317020908) | CB618303K | 7/6/05 | FEDERAL FMA-3036 (EXSTG) | 2 | 11 | 2003 | 2038 | DUAL FUEL | 5 to 10 years old | HEVE (ICI) DEG-84S (NEW) | #6 | 82125 | 57487 | 12319 | 8623 | Yes | 2020 | Elevator Apartments | 4 | 151666 | 1 | 13 | 37 | 37 | 1913 |  | YES
1011260014 | 23 73 STREET Manhattan, NY 10023 (40.77742285567768, -73.97662931215295) | Con Edison | PARK ROYAL OWNERS,INC. | MONTGOMERY, BRENT | 148 37TH STREET NEWYORK, NY 10018 (40.75251096987246, -73.98836465376176) | CA021596J | 7/6/05 | EASTMOND/FEDERAL FST-350 | 1 | 14 | 1996 | 2031 | DUAL FUEL | 11 to 15 years old | IROM FIREMAN AGO-6-15-RK | #6 | 82125 | 57487 | 12319 | 8623 | Yes | 2016 | Walk-Up Apartments | 6 | 289066 | 1 | 15 | 251 | 258 | 1926 |  | YES
1012537503 | 230 RIVERSIDE DRIVE Manhattan, NY 10025 (40.795695936007064, -73.97559258563274) | Con Edison | RA COHEN%RIVERSIDE DR.HOLDING |  | 60 42 STREET MANHATTAN, NY 10165 (40.751926000284755, -73.97926500017957) | CA145899L | 7/7/05 | (NEW)BEST 5C-200 | 2 | 7.77 | 1999 | 2034 | DUAL FUEL | 11 to 15 years old | (NEW)HEVE/ICI DEG-84 P | #6 | 82125 | 57487 | 12319 | 8623 |  |  | Elevator Apartments | 6 | 183177 | 1 | 19 | 261 | 261 | 1931
1005617501 | 63 9 STREET Manhattan, NY 10011 (40.73375119559584, -73.99791130234698) | Con Edison | RANDAL HSE. OWNERS % AKAM ASSOC. | 63 EAST 9 STREET COND | 8 38 STREET NEW YORK, NY 10018 (40.751314393861094, -73.98349762627032) | CB195606X | 7/5/05 | BEST 5C - 200 (NEW) | 2 | 6.6 | 2006 | 2041 | DUAL FUEL | Fewer than 5 years old | HEVE (I.C.) DEG - 84S (EXSTG) | #6 | 82125 | 57487 | 12319 | 8623 | Yes | 2021 | Condominiums | 2 | 247908 | 1 | 14 | 229 | 235 | 1955 | YES
1001510032 | 305 BROADWAY Manhattan, NY 10007 (40.715377485570286, -74.00535115158232) | Con Edison | READE BROADWAY ASSOCIATES | READE BROADWAY ASSOC. | 470 HEPPERHAL AVE YONKERS, NY 10701 (40.94528838265279, -73.86673124974732) | CA000983R | 7/5/05 | ROCKMILLS MP-250 | 1 | 10.5 | 1983 | 2018 |  | 26 to 30 years old | HEV-E DEG-105 P | #6 | 82125 | 57487 | 12319 | 8623 | Yes | 2021 | Factory & Industrial Buildings | 1 | 132600 | 1 | 14 | 0 | 31 | 1900
1013777502 | 701 MADISON AVENUE Manhattan, NY 10021 (40.76920532766377, -73.959183941086) | Con Edison | RUDD REALTY MGMT | LEONORI CONDOMINIUM | 641 LEXINGTON AVE MANHATTAN, NY 10022 (40.75912465400864, -73.97040202325856) | CA091775Z | 7/6/05 | ROCKMILLS MP-175 | 1 | 7 | 1975 | 2010 |  | 31 to 35 years old | HEV-E DE 84S | #6 | 82125 | 57487 | 12319 | 8623 | Yes | 2017 | Elevator Apartments | 4 | 65669 | 1 | 13 | 68 | 69 | 1901 | YES
1017300009 | 45 132 STREET Manhattan, NY 10037 (40.81015217421737, -73.9372670852866) | Con Edison | SIXTH LENOX TERRACE ASSOC | SIXTH LENOX TERRACE | 484 LENOX AVE NEW YORK, NY 10037 (40.813574503984, -73.94112148537468) | CA042896Y | 7/6/05 | FEDERAL FST-200 | 2 | 8.4 | 1996 | 2031 | DUAL FUEL | 11 to 15 years old | S.T. JOHNSON FD68 CAHM SIZE 200 | #6 | 82125 | 57487 | 12319 | 8623 | Yes | 2020 | Elevator Apartments | 9 | 267008 | 1 | 16 | 286 | 286 | 1959
1008340048 | 330 5 AVENUE Manhattan, NY 10001 (40.747669346588445, -73.98515254779694) | Con Edison | SKYLER 330 LLC % SHULSKY PROP. | SKYLER 330 | 307 5 AVENUE NEW YORK, NY 10016 (40.74670986507107, -73.98580888388562) | CB158008L | 7/7/05 | ROCKMILLS MP - 200 (NEW) | 1 | 6.6 | 2008 | 2043 | DUAL FUEL | Fewer than 5 years old | S. T. JOHNSON FD68 CAHM SIZE 200 (NEW) | #6 | 82125 | 57487 | 12319 | 8623 | Yes | 2014 | Elevator Apartments | 3 | 145000 | 1 | 14 | 0 | 62 | 1926
1008890055 | 142 34 STREET Manhattan, NY 10016 (40.74630992993486, -73.97957854988617) | Con Edison | THE DENIHAN CO. | 150 EAST 34TH STREET | 551 5 AVENUE MANHATTAN, NY 10176 (40.75525900020273, -73.97960599971708) | CA250486H | 7/5/05 | CLEAVER BROOKS CB-600-250 | 2 | 10.43 | 1986 | 2021 |  | 21 to 26 years old | CLEAVER BROOKS CB-600-250 | #6 | 82125 | 57487 | 12319 | 8623 | Yes | 2019 | Walk-Up Apartments | 2 | 176584 | 1 | 37 | 0 | 2 | 1987
1010280056 | 250 57 STREET Manhattan, NY 10019 (40.766393521786576, -73.98218601253214) | Con Edison | THE FISK BUILDING | 250 WEST 57TH ST. AS | 250 57TH STREET NEW YORK, NY 10107 (40.766393521786576, -73.98218601253214) | CB705005R | 7/4/05 | (REPLACING) FEDERAL FST-250 | 1 | 8.3 | 2005 | 2040 | DUAL FUEL | 5 to 10 years old | (S.T. JOHNSON FD68 CA-HM SIZE 250 | #6 | 82125 | 57487 | 12319 | 8623 | Yes | 2018 | Elevator Apartments | 6 | 435677 | 1 | 24 | 0 | 375 | 1921
1014607501 | 404 66 STREET Manhattan, NY 10021 (40.76920532766377, -73.959183941086) | Con Edison | THE HARDENBROOK HOUSE CONDO % MGRE R.E. CO. |  | 1981 MARCUS AVENUE LAKE SUCCESS, NY 11042 (40.757798505692335, -73.69440156673153) | CB111907K | 7/6/05 | BEST 5D (NEW) | 1 | 60 | 2007 | 2042 | DUAL FUEL | Fewer than 5 years old | HEVE IC DEG-105P (EXSTING) | #6 | 82125 | 57487 | 12319 | 8623 | Yes | 2020 | Elevator Apartments | 5 | 132789 | 2 | 13 | 158 | 180 | 1959 | YES
1015830012 | 525 86 STREET Manhattan, NY 10028 (40.77549843097906, -73.9460220649006) | Con Edison | THIRD EQUITY OWNERS CORP. %D. ELLIMAN | THIRD EQ OWNERS CORP | 675 THIRD AVENUE NEW YORK, NY 10017 (40.75129610835038, -73.97404990585339) | CB574603Z | 7/6/05 | ROCKMILLS MP-200 (NEW) | 2 | 6.69 | 2003 | 2038 | DUAL FUEL | 5 to 10 years old | HEVE (I.C.) DEG-84P (NEW) | #6 | 82125 | 57487 | 12319 | 8623 | Yes | 2013 | Elevator Apartments | 5 | 223473 | 1 | 21 | 138 | 139 | 1962 |  | YES
1008120063 | 134 37 STREET Manhattan, NY 10018 (40.75240831869437, -73.98813278286539) | Con Edison | THOMAS F.COMPENNI | 134 WEST 37TH STREET | 700 ST LUCIE CRESCENT MANHATTAN, NY 34994 (27.19726354077983, -80.25440128079441) | CA357286N | 7/6/05 | FEDERAL FST 200 | 1 | 7.8 | 1986 | 2021 |  | 21 to 26 years old | I.C.I. DEG 84 P | #6 | 82125 | 57487 | 12319 | 8623 | Yes | 2022 | Loft Buildings | 3 | 120000 | 1 | 12 | 0 | 13 | 1914
1008930082 | 108 38 STREET Manhattan, NY 10016 (40.74938216980393, -73.97907263557923) | Con Edison | TOWNE/CARLYL CONSTR. CORP. | 1 WEST 3RD STREET COR | 340 46 STREET MANHATTAN, NY 10017 (40.75193337557182, -73.96937960692198) | CA091078N | 7/5/05 | ROCKMILLS MP 4-186 | 1 | 5.6 | 1978 | 2013 |  | 31 to 35 years old | HEVEOIL DE-84-S | #6 | 82125 | 57487 | 12319 | 8623 | Yes | 2013 | Walk-Up Apartments | 3 | 110949 | 1 | 24 | 144 | 146 | 1930
1019620019 | 400 119 STREET Manhattan, NY 10027 (40.808041658732606, -73.9580165248943) | Con Edison | TRUSTEES OF COLUMBIA UNIVERSITY | TRUSTEES OF COLUMBIA | 400 119 TH STREET MANHATTAN, NY 10027 (40.808041658732606, -73.9580165248943) | CA242686M | 7/6/05 | FEDERAL FST-200 SP | 2 | 8.4 | 1986 | 2021 |  | 21 to 26 years old | HEVEOIL DEG-84-P | #6 | 82125 | 57487 | 12319 | 8623 | Yes | 2022 | Walk-Up Apartments | 9 | 189905 | 1 | 15 | 285 | 288 | 1925
1013227501 | 249 48 STREET Manhattan, NY 10017 (40.75413089105729, -73.97056014730094) | Con Edison | TURTLE BAY HOUSE | TURTLE BAY HOUSE COND | 4 PARK AVENUE NEW YORK, NY 10016 (40.74650915812013, -73.98194367109245) | CB000405N | 7/7/05 | (NEW) ROCKMILLS MP-175 | 2 | 5.8 | 2005 | 2040 | DUAL FUEL | 5 to 10 years old | (NEW) INDUSTRIAL COMBUSTION DEG-84P | #6 | 82125 | 57487 | 12319 | 8623 |  |  | Warehouses | 4 | 168123 | 1 | 21 | 162 | 179 | 1959
1018880087 | 276 RIVERSIDE DRIVE Manhattan, NY 10025 (40.79837591565439, -73.97328132801744) | Con Edison | WEINREB MANAGEMENT | WEINREB, JACOB AS CO- | 276 RIVERSIDE DRIVE MANHATTAN, NY 10025 (40.79837591565439, -73.97328132801744) | CA403088R | 7/5/05 | FEDERAL FST 200 | 1 | 8.2 | 1988 | 2023 |  | 21 to 26 years old | HEVE DEG84P | #6 | 82125 | 57487 | 12319 | 8623 | Yes | 2018 | Elevator Apartments | 9 | 153653 | 1 | 12 | 97 | 97 | 1940
1018880087 | 276 RIVERSIDE DRIVE Manhattan, NY 10025 (40.79837591565439, -73.97328132801744) | Con Edison | WEINREB MANAGEMENT | WEINREB, JACOB AS CO- | 276 RIVERSIDE DRIVE MANHATTAN, NY 10025 (40.79837591565439, -73.97328132801744) | CA310388X | 7/5/05 | FEDERAL FST 200 | 1 | 8.2 | 1988 | 2023 |  | 21 to 26 years old | HEVE DE 105 S | #6 | 82125 | 57487 | 12319 | 8623 | Yes | 2018 | Elevator Apartments | 9 | 153653 | 1 | 12 | 97 | 97 | 1940
1018680001 | 740 END AVENUE Manhattan, NY 10025 (40.79685012763133, -73.96372581059762) | Con Edison | WOLK PROPERTIES | WOLK PROPERTIES, | 740 END AVENUE MANHATTAN, NY 10025 (40.79685012763133, -73.96372581059762) | CA152895J | 7/5/05 | EASTMOND ESP-200 | 1 | 8.4 | 1995 | 2030 | DUAL FUEL | 11 to 15 years old | IRON FIREMAN EED-0-6-10.6RK | #4 | 82125 | 57487 | 11908 | 8336 | Yes | 2018 | Walk-Up Apartments | 9 | 135463 | 1 | 13 | 107 | 107 | 1915
1021340195 | 800 RIVERSIDE DRIVE Manhattan, NY 10032 (40.835077247670085, -73.94615777561376) | Con Edison | WPG RESIDENTIAL, INC. | GRINNELL HOUSING DEVE | 116 JOHN STREET MANHATTAN, NY 10038 (40.7076073432371, -74.00568390073312) | CA123477Y | 7/4/05 | ROCKMILLS MP 175 | 1 | 5.85 | 1977 | 2012 |  | 31 to 35 years old | IND COMB. DE -84(P) | #6 | 82125 | 57487 | 12319 | 8623 | Yes | 2014 | Elevator Apartments | 7 | 167821 | 1 | 8 | 80 | 80 | 1920 |  | YES
1018937502 | 610 110 STREET Manhattan, NY 10025 (40.80445830663034, -73.96743972728916) | Con Edison | CHARTER EQUITIES |  |  | CA018579K | 7/4/05 | ROCKMILLS MP175 | 1 | 7.35 | 1979 | 2014 |  | 31 to 35 years old | ICI DE 84P | #6 | 82123 | 57486 | 12318 | 8623 | Yes | 2013 | Elevator Apartments | 9 | 86200 | 1 | 14 | 67 | 67 | 1922 | YES
1012440019 | 411 END AVENUE Manhattan, NY 10024 (40.78362556816552, -73.96653900057436) | Con Edison | LEWIS,SAMUEL | 411 W. END AVE OWNERS | 211 46 STREET MANHATTAN, NY 10017 (40.75322376589619, -73.97228807391832) | CA371085H | 7/5/05 | ROCKMILLS MP-150 | 2 | 5.02 | 1985 | 2020 |  | 21 to 26 years old | ICI DEG 63P | #6 | 82000 | 57400 | 12300 | 8610 | Yes | 2014 | Elevator Apartments | 6 | 147289 | 1 | 20 | 104 | 104 | 1936 |  | YES
1022430354 | 45 PARK TERRACE Manhattan, NY 10034 (40.87007486175734, -73.91717534852854) | Con Edison | VINTAGE R/E SERVICE LTD. | 45 TERRACE OWNERS INC | 450 SEVENTH AVE MANHATTAN, NY 10123 (40.7508900001734, -73.99041199981389) | CA045387J | 7/6/05 | FEDERAL FST-90 | 1 | 3.7 | 1987 | 2022 |  | 21 to 26 years old | INDUSTRIAL COMBUSTION MMG-42 (P) | #4 | 81760 | 57232 | 11855 | 8299 |  |  | Elevator Apartments | 7 | 47180 | 1 | 6 | 48 | 48 | 1940
1022420037 | 101 COOPER STREET Manhattan, NY 10034 (40.8685457359185, -73.92152980694442) | Con Edison | 101 COOPER ST CO. | 101 COOPER STREET LLC | 1775 BROADWAY NEW YORK CITY, NY 10019 (40.766316065397184, -73.98188404443792) | CA097979H | 7/5/05 | ROCKMILLS MP150 | 1 | 6.27 | 1979 | 2014 |  | 31 to 35 years old | ICI DEG 63Y | #6 | 81760 | 57232 | 12264 | 8585 | Yes | 2022 | Store Buildings | 7 | 79440 | 1 | 6 | 82 | 82 | 1937
1011830029 | 243 END AVENUE Manhattan, NY 10023 (40.774536138232236, -73.97994335610099) | Con Edison | 243 WEST END OWNERS/KENTON ASSO. | 243 WEST END OWNERS I | 148 37TH ST MANHATTAN, NY 10018 (40.75251096987246, -73.98836465376176) | CA264482H | 7/5/05 | ROCKMILLS MP 4212 | 1 | 7.8 | 1982 | 2017 |  | 26 to 30 years old | HEV-E-OIL DEG-84P | #6 | 81760 | 57232 | 12264 | 8585 | Yes | 2013 | Elevator Apartments | 6 | 105996 | 1 | 15 | 183 | 186 | 1925 |  | YES
1018750061 | 890 END AVENUE Manhattan, NY 10025 (40.79685012763133, -73.96372581059762) | Con Edison | 890 W END AVE OWNERS CORP. | 890 W.E.A. CORP | 6 43 STREET NEW YORK, NY 11692 (40.59528505144428, -73.98519896855638) | CA053471M | 7/6/05 | FEDERAL FST-200SP | 1 | 7.8 | 1971 | 2010 |  | 36 - 40 year old | HEV-E-OIL AM8E | #6 | 81760 | 57232 | 12264 | 8585 | Yes | 2015 | Elevator Apartments | 8 | 114330 | 1 | 15 | 82 | 82 | 1926 |  | YES
1021700112 | 25 HILLSIDE AVENUE Manhattan, NY 10040 (40.85865747127838, -73.92986206044287) | Con Edison | HILLSIDE AVE.ASSOCIATES | 25-35 HILLSIDE ASSOCI | 1920 MANHATTAN NY 10116 (40.8110019996426, -73.95309800037239) | CA368172Z | 7/6/05 | ROCKMILLS MP 200 | 1 | 7.8 | 1972 | 2010 |  | 36 - 40 year old | IRON FIREMAN AOG-9.8 | #6 | 81760 | 57232 | 12264 | 8585 | Yes | 2020 | Office Buildings | 10 | 113125 | 1 | 6 | 142 | 142 | 1920
1018870040 | 250 RIVERSIDE DRIVE Manhattan, NY 10025 (40.79669418345958, -73.97391984665825) | Con Edison | RIVERSIDE DRIVE REALTY CO. | DEBORA ASSOCIATES | 84 75 MAIN STREET BRIARWOOD, NY 11435 (40.70119264912154, -73.80979665579099) | CA148268Z | 7/6/05 | FEDERAL FST 200 SP | 1 | 7.8 | 1968 | 2010 |  | 41 - 45 years old | I.C.I AM 8E | #6 | 81760 | 57232 | 12264 | 8585 | Yes | 2017 | Elevator Apartments | 9 | 107019 | 1 | 9 | 72 | 72 | 1918
1015060069 | 1136 5 AVENUE Manhattan, NY 10128 (40.78699049876343, -73.9563830670869) | Con Edison | 1136 TENANTS CORP. | 1136 TENANTS CORP | 1136 5 AVENUE MANHATTAN, NY 10128 (40.78699049876343, -73.9563830670869) | CA051482Z | 7/5/05 | FEDERAL # FST-175 | 1 | 5.6 | 1982 | 2017 | DUAL FUEL | 26 to 30 years old | INDUSTRIAL COMBUSTION DEG-84P | #6 | 81660 | 57162 | 12249 | 8574 | Yes | 2016 | Elevator Apartments | 4 | 122701 | 1 | 14 | 43 | 46 | 1925 |  | YES
1014260029 | 242 72 STREET Manhattan, NY 10021 (40.76931327604725, -73.9596568831071) | Con Edison | PARCEL 242 INC-22 FLOOR | PARCEL TWO FORTY TWO | 271 MADISON AVENUE MANHATTAN, NY 10016 (40.75118848877702, -73.98044892459097) | CA054977Y | 7/7/05 | ROCKMILLS MP-175 | 1 | 7.3 | 1977 | 2012 |  | 31 to 35 years old | INDUSTRAIL COMBUSTION DE-84(S) | #6 | 81650 | 57155 | 12248 | 8573 | Yes | 2016 | Elevator Apartments | 4 | 97750 | 1 | 17 | 68 | 71 | 1930
1010330001 | 360 43 STREET Manhattan, NY 10036 (40.75861377701199, -73.99103817862516) | Con Edison | 4219 RESIDENTIAL LLC | 42/9 RESIDENTIAL LLC | 400 59 STREET NEW YORK, NY 10036 (40.641338127471336, -74.01770044096597) | CB606405L | 7/5/05 | CLEAVERBROOKS CB400-250-015 (NEW) | 2 | 8.3 | 2005 | 2040 | DUAL FUEL | 5 to 10 years old | CLEAVERBROOKS (INTEGRAL) (NEW) | #6 | 81575 | 57102 | 12236 | 8565 | Yes | 2013 | Walk-Up Apartments | 3 | 249052 | 1 | 23 | 256 | 258 | 2002
1012517501 | 190 RIVERSIDE DRIVE Manhattan, NY 10024 (40.7927239024952, -73.97703970814024) | Con Edison | 190 RIVERSIDE DR. CONDO. % DOMINION PROP. |  | 200 MADISON AVE NEW YORK, NY 10016 (40.74877830573848, -73.9822475686496) | CB533303R | 7/6/05 | ROCKMILLS MP-250 (NEW) | 1 | 8.36 | 2003 | 2038 | DUAL FUEL | 5 to 10 years old | ICI DEG-105P (NEW) | #4 | 81030 | 56721 | 11749 | 8225 | Yes | 2021 | Walk-Up Apartments | 6 | 79978 | 1 | 12 | 49 | 57 | 1911 | YES
1015070033 | 1220 PARK AVENUE Manhattan, NY 10128 (40.786073190293564, -73.95304658235818) | Con Edison | GENE J. GALLO C/O BROWN HARRIS STEVENS | 1220 PARK AV CORP | 770 LEXINGTON AVENUE MANHATTAN, NY 10021 (40.76920532766377, -73.959183941086) | CA207398Y | 7/6/05 | EASTMOND ESP-250 | 2 | 10.36 | 1998 | 2033 | DUAL FUEL | 11 to 15 years old | INDUSTRIAL COMB. DEG-105 P | #4 | 81030 | 56721 | 11749 | 8225 | Yes | 2017 | Walk-Up Apartments | 4 | 231050 | 1 | 17 | 55 | 55 | 1930 |  | YES
1009190034 | 250 39 STREET Manhattan, NY 10016 (40.748252758833104, -73.97448878303535) | Con Edison | TIMSTON CORP. | TIMSTON CORP | 8 48TH STREET MANHATTAN, NY 10017 (40.757085202296174, -73.9776996797859) | CA077679H | 7/6/05 | ROCKMILLS MP 4-212 | 1 | 7.77 | 1979 | 2014 |  | 31 to 35 years old | HEV-E-OIL DE42P | #4 | 81030 | 56721 | 11749 | 8225 | Yes | 2019 | Educational Structures | 4 | 111570 | 1 | 13 | 165 | 172 | 1955
1011990029 | 1 85 STREET Manhattan, NY 10024 (40.78468463332974, -73.9699131628791) | Con Edison | 251 CENTRAL PARK W.HOUSING LLC. | 251 CPW HOUSING LLC | 1 85 STREET MANHATTAN, NY 10024 (40.78468463332974, -73.9699131628791) | CA180192L | 7/5/05 | ROCKMILLS MP-250 (EXG) | 1 | 10.36 | 1992 | 2027 |  | 16 to 20 years old | ICI DEG-105 (P) (NEW) | #6 | 81030 | 56721 | 12154 | 8508 | Yes | 2019 | Elevator Apartments | 6 | 128194 | 1 | 12 | 68 | 68 | 1925 |  | YES
1010390032 | 300 49 STREET Manhattan, NY 10019 (40.761677530721585, -73.98666692144847) | Con Edison | 300 WEST 49TH ST ASSOCIATES | 300 WEST 49TH STREET | 574 CEDHURST NY 11516 (40.626544578269716, -73.72790496674077) | CA005486Z | 7/5/05 | ROCKMILLS MP-200 | 1 | 7.7 | 1986 | 2021 |  | 21 to 26 years old | ICI DEG-84(P) | #6 | 81030 | 56721 | 12154 | 8508 | Yes | 2019 | Warehouses | 3 | 95026 | 1 | 8 | 107 | 115 | 1910
1022370001 | 4761 BROADWAY Manhattan, NY 10034 (40.86573513564895, -73.92670544012003) | Con Edison | 4761 BROADWAY ASSOCIATES | 4761 BROADWAY ASSOCIA | 145 HUGUENOT STREET NEW ROCHELLE, NY 10801 (40.91319235913511, -73.77945045104241) | CA216292K | 7/6/05 | FEDERAL FST-250 | 1 | 10.36 | 1992 | 2027 |  | 16 to 20 years old | I. C. DEG-105 P | #6 | 81030 | 56721 | 12154 | 8508 | Yes | 2017 | Elevator Apartments | 7 | 136060 | 1 | 6 | 119 | 130 | 1928
1014980020 | 49 86 STREET Manhattan, NY 10028 (40.780861936322026, -73.95874807839743) | Con Edison | 49 EAST 86 STREET INC. | 49 EAST 86TH STREET C | 675 THIRD AVENUE NEW YORK, NY 10017 (40.75129610835038, -73.97404990585339) | CA065985H | 7/7/05 | ROCKMILLS MP-200 | 1 | 7.7 | 1985 | 2020 |  | 21 to 26 years old | ICI DEG-84P | #6 | 81030 | 56721 | 12154 | 8508 | Yes | 2018 | Elevator Apartments | 4 | 86553 | 1 | 18 | 47 | 48 | 1930 |  | YES
1013840065 | 4 70 STREET Manhattan, NY 10021 (40.771038492255634, -73.9678126134484) | Con Edison | 470 OWNERS CORPORATION | 4170 OWNERS | 415 MADISON AVE MANHATTAN, NY 10017 (40.756779530947306, -73.976317020908) | CA177882L | 7/4/05 | FEDERAL FST-125-SP | 1 | 5 | 1982 | 2017 |  | 26 to 30 years old | ICI DEG-54P | #6 | 81000 | 56700 | 12150 | 8505 | Yes | 2014 | Elevator Apartments | 4 | 62100 | 1 | 13 | 36 | 37 | 1938 |  | YES
1010360014 | 325 45 STREET Manhattan, NY 10036 (40.75949204275206, -73.9890966124206) | Con Edison | 325 W 45TH ST OWNERS CORP | 325 W 45 ST OWNERS CO | 325 45TH STREET MANHATTAN, NY 10036 (40.75949204275206, -73.9890966124206) | CA385789N | 7/6/05 | ROCKMILLS MP-250 | 1 | 10.4 | 1989 | 2024 |  | 21 to 26 years old | ICI DEG 105P | #6 | 81000 | 56700 | 12150 | 8505 | Yes | 2016 | Elevator Apartments | 3 | 127000 | 1 | 10 | 200 | 200 | 1924 |  | YES
1009190042 | 222 39 STREET Manhattan, NY 10016 (40.74846935047424, -73.97501675998367) | Con Edison | AFFINIA HOSPITALITY | EASTGATE TOWER HOTEL | 500 37 STREET NEW YORK, NY 10018 (40.756489073631485, -73.9978230684775) | CB449403R | 7/6/05 | ROCKMILLS-MP-250 (NEW) | 1 | 8.3 | 2003 | 2038 | DUAL FUEL | 5 to 10 years old | S.T.JOHNSON FD68CA250HM (NEW) | #6 | 81000 | 56700 | 12150 | 8505 | Yes | 2019 | Walk-Up Apartments | 4 | 168555 | 1 | 25 | 0 | 2 | 1971
1013050033 | 155 50 STREET Manhattan, NY 10022 (40.75624642576926, -73.97168457360604) | Con Edison | AFFINIA HOSPITALITY | 155 EAST 50TH STREET | 551 FIFTH AVENUE NEW YORK, NY 10176 (40.75558434992172, -73.97930025902853) | CB064705L | 7/6/05 | (EXISTING) FEDERAL FST-250 SP | 1 | 8.3 | 2005 | 2040 | DUAL FUEL | 5 to 10 years old | (NEW) S.T.JOHNSON FD68CA250HM | #6 | 81000 | 56700 | 12150 | 8505 | Yes | 2015 | Elevator Apartments | 4 | 159582 | 1 | 21 | 0 | 12 | 1963
1000907501 | 15 PARK ROW Manhattan, NY 10038 (40.71144027216215, -74.00781337890503) | Con Edison | PARK ROW REALTY |  | 80 BROAD STREET MANHATTAN, NY 10004 (40.70429391952464, -74.01160106873355) | CA082684Z | 7/6/05 | FEDERAL FST-600 | 1 | 21 | 1984 | 2019 |  | 26 to 30 years old | JOHNSON RD 68 CAHM-500 | #6 | 81000 | 56700 | 12150 | 8505 | Yes | 2020 | Walk-Up Apartments | 1 | 336447 | 1 | 29 | 2 | 5 | 1896 | YES
1012387501 | 215 90 STREET Manhattan, NY 10024 (40.79100007291305, -73.9748732739037) | Con Edison | READES VENTURES CORP. |  | 29 BARSTOW ROAD GREAT NECK, NY 11021 (40.78984616584543, -73.72521707458091) | CA250396Y | 7/5/05 | FEDERAL FST-250 | 1 | 10.4 | 1996 | 2031 | DUAL FUEL | 11 to 15 years old | ICI DEG-105 P | #4 | 81000 | 56700 | 11745 | 8222 | Yes | 2018 | Elevator Apartments | 6 | 171641 | 1 | 13 | 93 | 119 | 0 | YES
1015660017 | 445 86 STREET Manhattan, NY 10028 (40.776470217780556, -73.94832049775388) | Con Edison | 445/86 OWNERS CORP/HERON, LTD | 445/86 OWNERS CORP C/ | 770 LEXINGTON AVE MANHATTAN, NY 10065 (40.76307014183385, -73.96759762551441) | CA234971L | 7/7/05 | GIBRALTER GCB-193-3 | 1 | 6.3 | 1971 | 2010 |  | 36 - 40 year old | ST. JOHNSON #A53H SIZE 150 | #6 | 80700 | 56490 | 12105 | 8474 | Yes | 2016 | Loft Buildings | 5 | 153347 | 1 | 16 | 153 | 153 | 1961 |  | YES
1011160029 | 33 CENTRAL PARK Manhattan, NY 10023 (40.77073549186402, -73.9800195852152) | Con Edison | ETHICAL CULTRUE FRELDSDOM SCHOOL | ECF MIDTOWN SCHOOL SU | 33 CENTRAL PARK MANHATTAN, NY 10023 (40.77073549186402, -73.9800195852152) | CA059178K | 7/5/05 | ROCKMILLS MP-150 | 2 | 6.2 | 1978 | 2013 |  | 31 to 35 years old | ICI DE-63-S | #6 | 80640 | 56448 | 12096 | 8467 | Yes | 2016 | Elevator Apartments | 6 | 75440 | 1 | 6 | 0 | 4 | 1914
1006407501 | 70 BETHUNE STREET Manhattan, NY 10014 (40.736970207493755, -74.00936212783296) | Con Edison | SUPERIOR PRINTING INK CO. |  | 70 BETHUNE STREET MANHATTAN, NY 10014 (40.736970207493755, -74.00936212783296) | CA047273K | 7/7/05 | TITUSVILLE BOILER MODEL #SOH-242 | 1 | 8.4 | 1973 | 2010 |  | 36 - 40 year old | TODD OIL BURNER #D-A53-7 | #4 | 80640 | 56448 | 11693 | 8185 |  |  | Elevator Apartments | 3 | 12883 | 8 | 15 | 62 | 63 | 2007
1013920030 | 71 77 STREET Manhattan, NY 10021 (40.76920532766377, -73.959183941086) | Con Edison | MIDBORO MANAGEMENT INC | 71 EAST 77TH INC | 415 MADISON AVE MANHATTAN, NY 10017 (40.756779530947306, -73.976317020908) | CA063980J | 7/4/05 | ROCKMILLS #MP-100 | 1 | 4.4 | 1980 | 2015 | DUAL FUEL | 26 to 30 years old | HEV-E-OIL #DEG-54-S | #6 | 80538 | 56376 | 12081 | 8456 |  |  | Store Buildings | 4 | 48894 | 1 | 10 | 38 | 40 | 1928
1007380015 | 335 14 STREET Manhattan, NY 10014 (40.74017506358198, -74.00342709254569) | Con Edison | SUPERIOR MANAGEMENT INC. | 335-7 | 50 BANK STREET MANHATTAN, NY 10014 (40.73683269556574, -74.00366049705448) | CA129488R | 7/4/05 | WEIL MCLAIN H-1494-S | 1 | 4.1 | 1988 | 2023 | DUAL FUEL | 21 to 26 years old | HEVE MEG 42P | #6 | 80538 | 56376 | 12081 | 8456 |  |  | Elevator Apartments | 3 | 28321 | 1 | 7 | 28 | 28 | 1900
1021800178 | 739 186 STREET Manhattan, NY 10033 (40.85351679992836, -73.93535457284108) | Con Edison | HUDSON VIEW REALTY LLC. | LM OVERLOOK LLC | 4815 15TH AVENUE BROOKLYN, NY 11219 (40.632814452719735, -73.98719281010634) | CA101882K | 7/4/05 | ROCKMILLS MP-100 | 1 | 4.2 | 1982 | 2017 | DUAL FUEL | 26 to 30 years old | HEV-E DEG 42 P | #6 | 80537 | 56376 | 12081 | 8456 | Yes | 2020 | Elevator Apartments | 7 | 55308 | 1 | 6 | 51 | 51 | 1940
1009180001 | 201 37 STREET Manhattan, NY 10016 (40.74766033271086, -73.97671480965975) | Con Edison | 201 E. 37 OWNERS CO/ROSE A | 201 E 37TH ST OWNERS | 201 37 STREET MANHATTAN, NY 10016 (40.74766033271086, -73.97671480965975) | CA280283P | 7/5/05 | PACIFIC 60L2 | 1 | 7 | 1983 | 2018 |  | 26 to 30 years old | ICI DEG 84S | #6 | 80483 | 56338 | 12072 | 8451 | Yes | 2018 | Elevator Apartments | 4 | 82826 | 1 | 14 | 106 | 108 | 1960 |  | YES
1004950011 | 265 LAFAYETTE STREET Manhattan, NY 10012 (40.72349868289508, -73.99655890532276) | Con Edison | 265 LAFAYETTE ST REALTY ASSOC. | LAFAYETTE ST. REALTY | 265 LAFAYETTE AVE GREAT NECK, NY 11022 (40.78753800037845, -73.72455600025916) | CA058086Z | 7/5/05 | FEDERAL FST-175 | 1 | 7.35 | 1986 | 2021 |  | 21 to 26 years old | IND. COMB. DEG-84 (P) | #6 | 80483 | 56338 | 12072 | 8451 | Yes | 2015 | Loft Buildings | 1 | 63587 | 1 | 6 | 93 | 102 | 1926
1013870027 | 45 72 STREET Manhattan, NY 10021 (40.771602996380444, -73.9649268825872) | Con Edison | 45 E. 72ND ST. INC % BROWN,HARRIS,STEVENS | 45 EAST 72ND STREET I | 770 LEXINGTON AVENUE MANHATTAN, NY 10021 (40.76920532766377, -73.959183941086) | CB020307J | 7/6/05 | BEST 5D-175 (NEW) | 1 | 5.8 | 2007 | 2042 | DUAL FUEL | Fewer than 5 years old | INDUSTRIAL COMBUSTION DEG-84P | #6 | 80483 | 56338 | 12072 | 8451 | Yes | 2017 | Hospitals & Health | 4 | 92744 | 1 | 18 | 48 | 50 | 1959 |  | YES
1008300046 | 2 29 STREET Manhattan, NY 10001 (40.745263832175496, -73.98685858169452) | Con Edison | 5TH AVE ARCADE,HOFFMAN MGMT | FIFTH AVE ARCADE INC | 260 FIFTH AVENUE MANHATTAN, NY 10019 (40.76761164715987, -73.99180550022362) | CA055083J | 7/6/05 | FEDERAL FST-200 | 1 | 7.4 | 1983 | 2018 |  | 26 to 30 years old | INDUSTRIAL COMBUSTION DEG-84(P) | #6 | 80483 | 56338 | 12072 | 8451 | Yes | 2020 | Elevator Apartments | 3 | 69649 | 1 | 16 | 22 | 24 | 1928 |  | YES
1021790001 | 875 181 STREET Manhattan, NY 10033 (40.8514639291069, -73.94136643887452) | Con Edison | 875 W.181 OWNERS%CENTURY OPERATING CORP. | 875 WEST 181ST STREET | 7 PENN PLAZA MANHATAN, NY 10001 (40.74956954963903, -73.99160848411982) | CA620786P | 7/6/05 | FEDERAL FST 175 | 1 | 7.4 | 1986 | 2021 |  | 21 to 26 years old | ICI DE 84 P | #6 | 80483 | 56338 | 12072 | 8451 | Yes | 2019 | Elevator Apartments | 7 | 60355 | 1 | 6 | 84 | 86 | 1917 |  | YES
1009160041 | 236 36 STREET Manhattan, NY 10016 (40.74631628495395, -73.97567489992436) | Con Edison | BLDG MGMT CO. INC. | SOL G REALTY NEW YORK | 417 FIFTH AVENUE MANHATTAN, NY 10016 (40.7508150795849, -73.98282286232246) | CA005487K | 7/6/05 | FEDERAL FST 175 | 1 | 7.4 | 1987 | 2022 |  | 21 to 26 years old | INDUSTRIAL COMBUSTION DEG 84 (P) | #6 | 80483 | 56338 | 12072 | 8451 | Yes | 2016 | Elevator Apartments | 4 | 95057 | 1 | 13 | 145 | 145 | 1963
1015180024 | 141 89 STREET Manhattan, NY 10128 (40.781418074775786, -73.95409593745251) | Con Edison | EIGHTH CITY RLTY/ROBERTA KOEPPEL | EIGHTH CITY REALTY CO | 287146 MANHATTAN NY 10128-0020 (40.781770000585084, -73.95062814906976) | CA407888N | 7/5/05 | FEDERAL FST175 | 1 | 7.4 | 1988 | 2023 |  | 21 to 26 years old | ICI DEG84P | #6 | 80483 | 56338 | 12072 | 8451 | Yes | 2018 | Elevator Apartments | 5 | 114939 | 1 | 9 | 106 | 107 | 1960
1014080033 | 181 73 STREET Manhattan, NY 10021 (40.770648552269144, -73.96054460123115) | Con Edison | THE ARGO CORPPRATIONON | 181 E 73 ST TENANTS C | 50 17TH NEW YORK, NY 10011 (40.738563940959885, -73.99384605181096) | CA172798X | 7/5/05 | FEDERAL FST 175 | 2 | 7.4 | 1998 | 2033 | DUAL FUEL | 11 to 15 years old | INDUSTRIAL DEG-84 P | #6 | 80483 | 56338 | 12072 | 8451 | Yes | 2018 | Elevator Apartments | 4 | 177975 | 1 | 19 | 116 | 119 | 1958 |  | YES
1018720061 | 838 END AVENUE Manhattan, NY 10025 (40.79685012763133, -73.96372581059762) | Con Edison | ZAUDERER REALTY ASSOCIATES LLC | ZAUDERER REALTY ASSOC | 521 FIFTH AVENUE MANHATTAN, NY 10175 (40.753415999748654, -73.98068099982822) | CB247702X | 7/7/05 | BEST 5D-175 (NEW) | 1 | 5.86 | 2002 | 2037 | DUAL FUEL | 5 to 10 years old | INDUSTRIAL COMBUSTION DEG-84 (S) (EXTSG) | #6 | 80483 | 56338 | 12072 | 8451 | Yes | 2022 | Elevator Apartments | 9 | 108377 | 1 | 12 | 69 | 69 | 1913
1015340012 | 224 89 STREET Manhattan, NY 10128 (40.78046613398128, -73.95199562506777) | Con Edison | 212-234 EAST 89 ST. LLC % GOLDMAN INVESTMENTS | 217 E 88TH AND 212-23 | 640 5 AVENUE MANHATTAN, NY 10019 (40.75918853863369, -73.97674417161663) | CB195806M | 7/5/05 | FEDERAL FST - 175 (NEW) | 1 | 5.8 | 2006 | 2041 | DUAL FUEL | Fewer than 5 years old | ICI DEG-84 (P) (NEW) | #4 | 80483 | 56338 | 11670 | 8169 | Yes | 2014 | Elevator Apartments | 5 | 120555 | 13 | 5 | 181 | 181 | 1901
1013107503 | 150 56 STREET Manhattan, NY 10022 (40.76004433796711, -73.96921920722693) | Con Edison | B.H.S. MGMT, LLC. | 150 E 56 STREET LLC | 450 7th AVENUE NEW YORK, NY 10123 (40.75125144131903, -73.99042240589591) | CA209997P | 7/5/05 | (NEW)FEDERAL FST-175 | 1 | 7.4 | 1997 | 2032 | DUAL FUEL | 11 to 15 years old | (NEW)ICI DEG-84 P | #4 | 80483 | 56338 | 11670 | 8169 | Yes | 2020 | Elevator Apartments | 4 | 58813 | 1 | 13 | 75 | 80 | 1956 | YES
1009177501 | 201 36 STREET Manhattan, NY 10016 (40.74702302483443, -73.97714068261794) | Con Edison | KREISEL CO.,INC. | MURRAY HILL TERRACE C | 7 PENN PLAZA NEW YORK, NY 10001 (40.74956954963903, -73.99160848411982) | CA351093J | 7/7/05 | FEDERAL FLW 2125 | 1 | 8.55 | 1993 | 2028 |  | 16 to 20 years old | HEVE DEG-84 (S) | #6 | 80482 | 56338 | 12072 | 8451 | Yes | 2017 | Office Buildings | 4 | 113264 | 1 | 19 | 118 | 119 | 1963 | YES
1010290036 | 200 58 STREET Manhattan, NY 10019 (40.76618017816466, -73.97959926863413) | Con Edison | LILLIAN GOLDMAN MARITAL TRUST | 200 WEST 58TH STREET | 640 5 AVENUE MANHATTAN, NY 10019 (40.75918853863369, -73.97674417161663) | CA173899J | 7/4/05 | FEDERAL FST-175 | 1 | 7.4 | 1999 | 2034 | DUAL FUEL | 11 to 15 years old | ICI DEG-84 P | #6 | 80482 | 56338 | 12072 | 8451 | Yes | 2019 | Condominiums | 4 | 94166 | 1 | 13 | 61 | 66 | 1913
1016710031 | 338 100 STREET Manhattan, NY 10029 (40.78638939653871, -73.94429818132159) | Con Edison | PRIME REALTY SERVICE LLC. | 326-338 E 100TH LLC | 1920 MANHATTAN NY 10116 (40.8110019996426, -73.95309800037239) | CA244896J | 7/4/05 | FEDERAL FST-175 | 1 | 7.4 | 1996 | 2031 | DUAL FUEL | 11 to 15 years old | INDUSTRIAL COMB. DEG-84 (P) | #6 | 80482 | 56338 | 12072 | 8451 | Yes | 2021 | Cultural & Public Assembly | 8 | 84180 | 4 | 6 | 92 | 92 | 1910
1012380010 | 255 90 STREET Manhattan, NY 10024 (40.791214001427925, -73.97537704105163) | Con Edison | WEST 90TH OWNERS CORP | WEST 90TH OWNERS CORP | 1133 BROADWAY MANHATTAN, NY 10010 (40.743831409426136, -73.98905094736057) | CA046198P | 7/5/05 | FEDERAL FST-175 | 1 | 7.4 | 1998 | 2033 | DUAL FUEL | 11 to 15 years old | INDUSTRIAL COMB. DEG-84 P | #6 | 80482 | 56338 | 12072 | 8451 | Yes | 2018 | Elevator Apartments | 6 | 96627 | 1 | 12 | 38 | 43 | 1920 |  | YES
1018220024 | 109 112 STREET Manhattan, NY 10026 (40.79967549784962, -73.95193348069246) | Con Edison | 109 W. 112TH ST. REALTY LLC | 109 WEST 112TH STREET | 161 SUFFOLK STREET MANHATTAN, NY 10002 (40.72099824825341, -73.98504446016068) | CA120885J | 7/7/05 | FEDERAL FST-100 | 1 | 4.2 | 1985 | 2020 |  | 21 to 26 years old | ICI MMG-42-P | #4 | 80300 | 56210 | 11644 | 8150 |  |  | Elevator Apartments | 9 | 45956 | 1 | 6 | 50 | 53 | 1915
1021760152 | 719 180 STREET Manhattan, NY 10033 (40.84965392752149, -73.93683338700681) | Con Edison | 719 WEST 180TH STREET LLC | 719 WEST 180TH ST. | 234602 GREAT NECK NY 11023 (40.8000656500098, -73.74286100083447) | CA003074N | 7/7/05 | ROCKMILLS # MP-100 | 1 | 4.2 | 1974 | 2010 |  | 36 - 40 year old | HEV-E-OIL # AM6CM | #4 | 80300 | 56210 | 11644 | 8150 |  |  | Elevator Apartments | 7 | 39313 | 1 | 6 | 36 | 36 | 1909
1021360036 | 870 RIVERSIDE DRIVE Manhattan, NY 10032 (40.836830925627225, -73.94670636205166) | Con Edison | 870 RIVERSIDE DRIVE HDFC | 870 RIVERSIDE DR HDFC |  | CA107188H | 7/7/05 | FEDERAL FST 100 | 1 | 4.2 | 1988 | 2023 |  | 21 to 26 years old | ICI MMG 42P | #4 | 80300 | 56210 | 11644 | 8150 | Yes | 2016 | Elevator Apartments | 7 | 74879 | 1 | 6 | 36 | 37 | 1920 |  | YES
1021700277 | 356 WADSWORTH AVENUE Manhattan, NY 10040 (40.8558965526484, -73.93054554518511) | Con Edison | LEMLE & WOLFF INC. | 354 356 WADSWORTH SSC | 5925 BROADWAY BRONX, NY 10463 (40.888406443876256, -73.899128719106) | CA345486J | 7/5/05 | FEDERAL FST-100 | 1 | 4.2 | 1986 | 2021 |  | 21 to 26 years old | IND. COMB. MMG-42-P | #4 | 80300 | 56210 | 11644 | 8150 |  |  | Elevator Apartments | 10 | 17480 | 1 | 5 | 20 | 20 | 1917
1010360029 | 301 45 STREET Manhattan, NY 10036 (40.759216381181325, -73.98843998036443) | Con Edison | MELOHN PROPERTIES | 301 WEST 45TH STREETL | 1995 BROADWAY MANHATTAN, NY 10023 (40.77543421068691, -73.98229253475102) | CA003779N | 7/5/05 | ROCKMILLS MP 175 | 1 | 7.7 | 1979 | 2014 |  | 31 to 35 years old | IRON FIREMAN A06-9.8 RK | #6 | 80300 | 56210 | 12045 | 8432 | Yes | 2016 | Elevator Apartments | 3 | 126778 | 1 | 17 | 176 | 182 | 1966
1012000005 | 51 86 STREET Manhattan, NY 10024 (40.78598159294056, -73.97089162443868) | Con Edison | WEINREB MANAGEMENT. | ABRAHAM REISS | 276 RIVERSIDE DRIVE MANHATTAN, NY 10025 (40.79837591565439, -73.97328132801744) | CA093073N | 7/7/05 | ROCKMILLS BOILER MODEL #MP-150 | 1 | 5.8 | 1973 | 2010 |  | 36 - 40 year old | SUPERIOR MODEL #AB-100 | #6 | 80300 | 56210 | 12045 | 8432 | Yes | 2020 | Elevator Apartments | 6 | 70144 | 1 | 16 | 83 | 83 | 1927
1021800160 | 10 OVERLOOK TERRACE Manhattan, NY 10033 (40.85311764757785, -73.93643610447702) | Con Edison | 10 OVERLOOK REALTY LLC. | 10 OVERLOOK REALTY LL | 4815 15TH AVENUE BROOKLYN, NY 11219 (40.632814452719735, -73.98719281010634) | CA145182Y | 7/4/05 | FEDERAL FST-125 | 1 | 6.3 | 1982 | 2017 | DUAL FUEL | 26 to 30 years old | HEVEOIL DE 54P | #6 | 80220 | 56154 | 12033 | 8423 | Yes | 2020 | Elevator Apartments | 7 | 67422 | 1 | 6 | 63 | 63 | 1941
1014080020 | 149 73 STREET Manhattan, NY 10021 (40.77095185815892, -73.9612700761296) | Con Edison | 149 EAST 73RD CO/EQUITY MGMT | 149 EAST 73RD STREET | 149 73RD STREET MANHATTAN, NY 10017 (40.75245652744684, -73.97297648087982) | CA075579L | 7/5/05 | ROCKMILLS MP-150 | 1 | 6.4 | 1979 | 2014 | DUAL FUEL | 31 to 35 years old | I C I DEG 63S | #6 | 80000 | 56000 | 12000 | 8400 | Yes | 2018 | Elevator Apartments | 4 | 78000 | 1 | 11 | 24 | 30 | 1925 |  | YES
1014077501 | 157 72 STREET Manhattan, NY 10021 (40.77015354226069, -73.96149471401243) | Con Edison | 157 EAST 72ND ST. COND. | 157 EAST 72ND STREET | 675 THIRD AVE MANHATTAN, NY 10017 (40.75129610835038, -73.97404990585339) | CA270382L | 7/5/05 | FEDERAL FST 250 | 1 | 10.1 | 1982 | 2017 |  | 26 to 30 years old | JOHNSON FDG8CAHM-200 | #6 | 80000 | 56000 | 12000 | 8400 | Yes | 2017 | Elevator Apartments | 4 | 90279 | 1 | 15 | 139 | 144 | 1924 | YES
1016080001 | 1215 5 AVENUE Manhattan, NY 10029 (40.79189180382315, -73.95284873151178) | Con Edison | DOUGLAS,ELLIMAN,GIBBONS & IVES | BRISBANE HOUSE INC | 770 LEXINGTON AVENUE MANHATTAN, NY 10065 (40.76307014183385, -73.96759762551441) | CA095978R | 7/5/05 | ROCKMILLLS MP200 | 1 | 9.2 | 1978 | 2013 |  | 31 to 35 years old | IRON FIREMAN A06-9.8-RK | #6 | 80000 | 56000 | 12000 | 8400 | Yes | 2018 | Condominiums | 8 | 124081 | 1 | 15 | 62 | 62 | 1926 |  | YES
1021420120 | 300 FORT WASHINGTON AVENUE Manhattan, NY 10032 (40.84513166795767, -73.94061795191328) | Con Edison | FERIZ KUKAJ | BRUNO ILIBASSI LLC | 3545 NEW HYDE PARK NY 11040 (40.74529996182383, -73.6796319322678) | CA258783K | 7/5/05 | FEDERAL FST-125 | 1 | 4.2 | 1983 | 2018 |  | 26 to 30 years old | IRON FIREMAN AGO 6-6.3 RK | #6 | 80000 | 56000 | 12000 | 8400 | Yes | 2022 | Elevator Apartments | 10 | 68240 | 1 | 6 | 54 | 56 | 1920
1008770030 | 44 GRAMERCY PARK Manhattan, NY 10010 (40.73816504959456, -73.98562493650431) | Con Edison | GRAMERCY OWNERS LTD TUDOR RLTY | GRAMERCY OWNERS LTD | 4 PARK AVENUE MANHATTAN, NY 10016 (40.74650915812013, -73.98194367109245) | CA420088L | 7/5/05 | ROCKMILLS MP100 | 2 | 3.2 | 1988 | 2023 |  | 21 to 26 years old | S.T.JOHNSON FD68CAHM-100 | #6 | 80000 | 56000 | 12000 | 8400 | Yes | 2017 | Elevator Apartments | 2 | 87793 | 1 | 16 | 79 | 84 | 1930 |  | YES
1015020033 | 1120 PARK AVENUE Manhattan, NY 10128 (40.78294354963157, -73.95530388065174) | Con Edison | GUMLEY-HAFT | 1120 PARK CORP | 415 MADISON AVENUE MANHATTAN, NY 10017 (40.756779530947306, -73.976317020908) | CA499785L | 7/5/05 | FEDERAL FST-250 | 1 | 8 | 1985 | 2020 |  | 21 to 26 years old | ICI DEG 105P | #6 | 80000 | 56000 | 12000 | 8400 | Yes | 2022 | Elevator Apartments | 4 | 213729 | 1 | 21 | 70 | 75 | 1929 |  | YES
1013977504 | 130 63 STREET Manhattan, NY 10021 (40.76920532766377, -73.959183941086) | Con Edison | KOEPPEL & KOEPPEL |  | 6 43rd STREET MANHATTAN, NY 10017 (40.75381517729913, -73.97967506743592) | CA116176P | 7/5/05 | FEDERAL FST 150 | 2 | 6.3 | 1976 | 2011 |  | 31 to 35 years old | S T JOHNSON FD68A-150 | #6 | 80000 | 56000 | 12000 | 8400 | Yes | 2017 | Walk-Up Apartments | 4 | 115462 | 1 | 15 | 73 | 74 | 1950 | YES
1007860013 | 255 36 STREET Manhattan, NY 10018 (40.752959002285536, -73.99122097525742) | Con Edison | MANCHESTER WEST 36 LLC | MANCHESTER WEST 36 LL | 369 LEXINGTON AVE NEW YORK, NY 10017-6506 (40.750629764301834, -73.97662587260498) | CA256970R | 7/7/05 | KEWANEE UNKNOWN | 2 | 4.9 | 1970 | 2010 |  | 36 - 40 year old | RAY AR 131 5 | #4 | 80000 | 56000 | 11600 | 8120 | Yes | 2016 | Elevator Apartments | 3 | 112578 | 1 | 14 | 0 | 15 | 1923
1012990048 | 132 45 STREET Manhattan, NY 10017 (40.75332076069168, -73.97463463673756) | Con Edison | PAM AM EQUITIES CORP. | PAMELA EQUITIES CORP | 18 50th STREET MANHATTAN, NY 10022 (40.75808530605632, -73.97621184317944) | CA124777K | 7/7/05 | SPENCER #9F-99345 | 2 | 8.2 | 1977 | 2012 |  | 31 to 35 years old | HEAVE OIL DE84-S | #4 | 80000 | 56000 | 11600 | 8120 | Yes | 2019 | Condominiums | 4 | 72000 | 1 | 12 | 94 | 95 | 1915
1013240034 | 230 51 STREET Manhattan, NY 10022 (40.75612273942822, -73.96960466666211) | Con Edison | PICKWICK ARMS HOTEL | PANTA REALTY INC | 230 51 STREET MANHATTAN, NY 10022 (40.75612273942822, -73.96960466666211) | CA156590R | 7/6/05 | FEDERAL FST 125 | 2 | 5.32 | 1990 | 2025 |  | 16 to 20 years old | ICI DEG 54P | #6 | 80000 | 56000 | 12000 | 8400 | Yes | 2014 | Hotels | 5 | 68500 | 1 | 13 | 0 | 3 | 1931
1013030041 | 150 49 STREET Manhattan, NY 10017 (40.75572410432748, -73.97257258106109) | Con Edison | W P G RESIDENTIAL | 150 EAST 49 ST OWNERS | 150 49 MANHATTAN, NY 10017 (40.75245652744684, -73.97297648087982) | CA634786M | 7/6/05 | ROCKMILLS MP 100 | 1 | 4.2 | 1986 | 2021 |  | 21 to 26 years old | ICI MMG 42 P | #4 | 80000 | 56000 | 11600 | 8120 | Yes | 2013 | Elevator Apartments | 4 | 57000 | 1 | 10 | 48 | 49 | 1923 |  | YES
1019910032 | 490 RIVERSIDE DRIVE Manhattan, NY 10027 (40.81311548354525, -73.96270109211001) | Con Edison | RIVERSIDE CHURCH. | THE PEAMORE CORPORATI | 490 RIVERSIDE DRIVE MANHATTAN, NY 10027 (40.81311548354525, -73.96270109211001) | CA032689M | 7/6/05 | FEDERAL FST 200 | 3 | 7.8 | 1989 | 2024 | DUAL FUEL | 21 to 26 years old | RAY PAECR-144-200 | #4 | 79893 | 55925 | 11584 | 8109 | Yes | 2021 | Elevator Apartments | 9 | 259640 | 3 | 19 | 0 | 2 | 1927
1020530033 | 321 EDGECOMBE AVENUE Manhattan, NY 10031 (40.825888310560025, -73.94225582907852) | Con Edison | CHAMA HOLDING CORP | 22 HOLDING CORPORATIO | 191024 BROOKLYN NY 11219 (40.63277295540763, -73.99667681118586) | CA297892L | 7/6/05 | ROCKMILLS MP 125 | 1 | 5.25 | 1992 | 2027 |  | 16 to 20 years old | ICI DEG-54 (P) | #6 | 79716 | 55801 | 11957 | 8370 | Yes | 2013 | Walk-Up Apartments | 7 | 54654 | 1 | 6 | 118 | 118 | 1930
1014607501 | 404 66 STREET Manhattan, NY 10021 (40.76920532766377, -73.959183941086) | Con Edison | HARDENBROOK HOUSE CONDOMINIUM |  | 1981 MARUS AVE LAKE SUCCESS, NY 11042 (40.75821855484247, -73.69618824249335) | CA311294J | 7/5/05 | FITZGIBBONS DM 364 | 1 | 10.8 | 1994 | 2029 |  | 16 to 20 years old | HEVE-DEG 105 P | #6 | 79380 | 55566 | 11907 | 8335 | Yes | 2020 | Walk-Up Apartments | 5 | 132789 | 2 | 13 | 158 | 180 | 1959 | YES
1015070045 | 60 96 STREET Manhattan, NY 10128 (40.78706720014382, -73.95385120963837) | Con Edison | 60 TENANTS CORP. | 60 TENANTS CORP-B.H.S | 770 LEXENGTON AVE MANHATTAN, NY 10021 (40.76920532766377, -73.959183941086) | CA294872K | 7/7/05 | FEDERAL FST 200SP | 1 | 7 | 1972 | 2010 |  | 36 - 40 year old | ICI DE-84 | #6 | 79300 | 55510 | 11895 | 8326 | Yes | 2017 | Walk-Up Apartments | 4 | 114003 | 1 | 17 | 83 | 83 | 1929 |  | YES
1013680036 | 430 57 STREET Manhattan, NY 10022 (40.75797810077796, -73.9622242759904) | Con Edison | 432 EAST 57TH STREET COMPANY | 432 EAST 57TH STREET | 415 MADISON AVE MANHATTAN, NY 10017 (40.756779530947306, -73.976317020908) | CA004678Z | 7/5/05 | ROCKMILLS MP 150 | 1 | 6.27 | 1978 | 2013 |  | 31 to 35 years old | ICI DE63-9 | #6 | 79000 | 55300 | 11850 | 8295 | Yes | 2018 | Condominiums | 5 | 103000 | 1 | 15 | 60 | 60 | 1926 |  | YES
1008250001 | 71 23 STREET Manhattan, NY 10010 (40.74049554811734, -73.98700357713972) | Con Edison | NEWMARK & CO. REAL ESTATE INC. | TRUSTEES MASONIC HALL | 71 23 STREET MANHATTAN, NY 10010 (40.74049554811734, -73.98700357713972) | CA470085L | 7/5/05 | FEDERAL FST 350 | 2 | 14.7 | 1985 | 2020 |  | 21 to 26 years old | ICI DEG 145 | #4 | 79000 | 55300 | 11455 | 8018 | Yes | 2015 | Office Buildings | 3 | 219718 | 1 | 19 | 0 | 37 | 1912
1008820028 | 95 LEXINGTON AVENUE Manhattan, NY 10016 (40.74175460068966, -73.9831289042383) | Con Edison | 95 LEXINGTON AVE%INSIGNIA RESIDENTIAL | NAGEL PARTNERS, LP | 95 LEXINGTON AVENUE MANHATTAN, NY 10016 (40.74175460068966, -73.9831289042383) | CA163366H | 7/7/05 | ROCKMILLS MP 125 | 1 | 4.88 | 1966 | 2010 |  | 41 - 45 years old | RAY AE 125 | #6 | 78900 | 55230 | 11835 | 8284 | Yes | 2022 | Elevator Apartments | 2 | 52092 | 1 | 6 | 77 | 77 | 1939
1008120022 | 1359 BROADWAY Manhattan, NY 10018 (40.75181801419751, -73.98757155506303) | Con Edison | MARLBORO BLDG. ASSOC. % NEWMARK KNIGHT | MARLBORO BUILDING ASS | 1359 BROADWAY NEW YORK, NY 10018 (40.75181801419751, -73.98757155506303) | CB090606N | 7/5/05 | BEST 5E-350 (NEW) | 1 | 11.7 | 2006 | 2041 | DUAL FUEL | Fewer than 5 years old | ICI DEG-145P (NEW) | #6 | 78870 | 55209 | 11830 | 8281 | Yes | 2022 | Elevator Apartments | 3 | 397978 | 1 | 21 | 0 | 147 | 1924
1011840087 | 304 75 STREET Manhattan, NY 10023 (40.78196225375113, -73.98363099767487) | Con Edison | 304 WEST 75TH APARTMENTS CORP. | 304 WEST 75TH APARTME | 50 17TH STREET MANHATTAN, NY 10011 (40.738563940959885, -73.99384605181096) | CA005383X | 7/5/05 | ROCKMILLS MP-200 | 1 | 8.4 | 1983 | 2018 |  | 26 to 30 years old | IRON FIREMAN AG0-6-9.8 RK | #6 | 78840 | 55188 | 11826 | 8278 | Yes | 2014 | Elevator Apartments | 6 | 77310 | 1 | 16 | 120 | 120 | 1930 |  | YES
1021800435 | 680 FORT WASHINGTON AVENUE Manhattan, NY 10040 (40.85683184755885, -73.9358155722768) | Con Edison | 680 FT WASH AVE REALTY CO. | 680 FT. WASHINGTON AV | 613 LENOX HILL STATION MANHATTAN, NY 10021 (40.76920532766377, -73.959183941086) | CA085380N | 7/6/05 | FEDERAL FST 175 | 1 | 6.9 | 1980 | 2015 | DUAL FUEL | 26 to 30 years old | IRON FIREMAN AGO 6.9.8 RK | #6 | 78840 | 55188 | 11826 | 8278 | Yes | 2020 | Elevator Apartments | 7 | 90198 | 1 | 6 | 86 | 86 | 1941
1021220001 | 505 162 STREET Manhattan, NY 10032 (40.83618444676338, -73.94015928553702) | Con Edison | ALMA REALTY CORP. | PINNACLE UPTOWN LLC | 31 10 37TH AVE LIC, NY 11101 (40.74570244980828, -73.93866902925225) | CA180295Y | 7/6/05 | BEST 4C-125 | 1 | 5.1 | 1995 | 2030 | DUAL FUEL | 11 to 15 years old | INDUSTRIAL COMB. MEG-54 (P) | #4 | 78840 | 55188 | 11432 | 8002 | Yes | 2022 | Elevator Apartments | 10 | 55933 | 1 | 6 | 60 | 66 | 1922
1013927501 | 40 78 STREET Manhattan, NY 10021 (40.76920532766377, -73.959183941086) | Con Edison | CHARLES HOUSE CONDOMINIUMS | CHARLES HOUSE CONDO | 4 PARK AVENUE MANHATTAN, NY 10016 (40.74650915812013, -73.98194367109245) | CA171989Y | 7/6/05 | FEDERAL FST 150 | 2 | 5.81 | 1989 | 2024 |  | 21 to 26 years old | ICI DEG-63P | #6 | 78840 | 55188 | 11826 | 8278 | Yes | 2022 | Hospitals & Health | 4 | 193124 | 1 | 16 | 111 | 112 | 1958 | YES
1014027501 | 1160 3 AVENUE Manhattan, NY 10021 (40.76784004386488, -73.96201212701389) | Con Edison | INSIGNIA RESIDENTIAL GRP. . | FROST HOUSE CONDOMINI | 4 PARK AVENUE MANHATTAN, NY 10016 (40.74650915812013, -73.98194367109245) | CA040377N | 7/4/05 | FEDERAL FST 175 | 2 | 7.6 | 1977 | 2012 |  | 31 to 35 years old | ST. JOHNSON FD68 SIZE 200 | #6 | 78840 | 55188 | 11826 | 8278 | Yes | 2022 | Elevator Apartments | 4 | 144425 | 1 | 19 | 163 | 164 | 1965 | YES
1010770043 | 514 49 STREET Manhattan, NY 10019 (40.764418501511685, -73.99316943494595) | Con Edison | REAL ESTATE INDUSTRIAL INC. | THE AMERICAN NATIONA | 555 FIFTH AVENUE NEW YORK, NY 10017 (40.755748591817614, -73.97917707760661) | CA223793Y | 7/7/05 | FEDERAL FST 200 | 1 | 8.4 | 1993 | 2028 |  | 16 to 20 years old | S.T.JOHNSON FD68 AA MM SIZE 200 | #4 | 78840 | 55188 | 11432 | 8002 | Yes | 2017 | Office Buildings | 3 | 131272 | 1 | 4 | 0 | 3 | 1920
1013670020 | 36 SUTTON PLACE Manhattan, NY 10022 (40.75830220317902, -73.96003178265079) | Con Edison | 36 SUTTON PLACE C/O CENTURY OPERTING | 36 SUTTON SOUTH CORP | 250 PARK AVENUE NEW YORK, NY 10003 (40.738333453173844, -73.9878407889095) | CA145696L | 7/6/05 | FEDERAL FST-200 | 1 | 8.2 | 1996 | 2031 | DUAL FUEL | 11 to 15 years old | ICI DE-84S | #6 | 78624 | 55037 | 11794 | 8256 | Yes | 2017 | Elevator Apartments | 5 | 147000 | 1 | 17 | 102 | 102 | 1948 |  | YES
1008510001 | 175 5 AVENUE Manhattan, NY 10010 (40.74099155658962, -73.98995091907865) | Con Edison | NEWMARK & CO. REAL ESTATE | MICHELANGELO GIIK FLA | 125 PARK AVENUE MANHATTAN, NY 10017 (40.75150189626578, -73.97791375384898) | CA255581Z | 7/5/05 | FEDREAL FST 250 | 1 | 7.6 | 1981 | 2016 |  | 26 to 30 years old | INDUSTRIAL COMBUSTION - DEG 105(P) | #6 | 78432 | 54902 | 11765 | 8235 | Yes | 2021 | Elevator Apartments | 2 | 183449 | 1 | 21 | 0 | 38 | 1903
1013330042 | 314 41 STREET Manhattan, NY 10017 (40.74897426572642, -73.97232249343317) | Con Edison | 302-24 OWNERS CORPORATION/KERISEL | 304 324 OWNERS CORP | 675 THIRD AVENUE MANHATTAN, NY 10017 (40.75129610835038, -73.97404990585339) | CA016379R | 7/6/05 | FEDERAL FST 200 | 1 | 8.2 | 1979 | 2014 |  | 31 to 35 years old | HEV-E-OIL DE-84P | #6 | 78322 | 54825 | 11748 | 8224 | Yes | 2013 | Walk-Up Apartments | 4 | 128798 | 3 | 10 | 200 | 200 | 1928 |  | YES
1007890009 | 257 39 STREET Manhattan, NY 10018 (40.75483670314879, -73.98993647738841) | Con Edison | BERDAR EQUITIES CO. | BERDAR EQUITIES, CO. | 150 58 ST MANHATTAN, NY 10155 (40.761456027272516, -73.96836646308732) | CA444484J | 7/7/05 | FEDERAL FST-150 | 2 | 8 | 1984 | 2019 |  | 26 to 30 years old | TODD C1 | #6 | 78110 | 54677 | 11716 | 8202 | Yes | 2019 | Educational Structures | 3 | 177975 | 1 | 16 | 0 | 1 | 1925
1007870001 | 265 37 STREET Manhattan, NY 10018 (40.753706803684814, -73.99104457720938) | Con Edison | MAURICE BAER ETHAL | 265 W. 37TH STREET | 380 MADISON AVENUE MANHATTAN, NY 10017 (40.755596213835844, -73.97727528530339) | CA073678H | 7/6/05 | ROCKMILLS MP 250 | 1 | 10.4 | 1978 | 2013 |  | 31 to 35 years old | ICI DE-105-S | #6 | 78000 | 54600 | 11700 | 8190 | Yes | 2017 | Condominiums | 3 | 225858 | 1 | 23 | 0 | 0 | 1925
1014060069 | 755 PARK AVENUE Manhattan, NY 10021 (40.77105306910082, -73.96366572864426) | Con Edison | BROWN HARRIS STEVENS | 755 PARK AVE CORP - B | 770 LEXINGTON AVENUE MANHATTAN, NY 10065 (40.76307014183385, -73.96759762551441) | CB138201J | 7/6/05 | EASTMOND ESP-250 | 1 | 10.5 | 2001 | 2036 | DUAL FUEL | 5 to 10 years old | INDUSTRIAL COMB.-DEG-105 | #4 | 77700 | 54390 | 11266 | 7887 | Yes | 2016 | Elevator Apartments | 4 | 130533 | 1 | 12 | 45 | 48 | 1914 |  | YES
1005500013 | 7 WASHINGTON SQUARE Manhattan, NY 10003 (40.731218327517844, -73.9952210268883) | Con Edison | NYU C/OGRUBB & ELLIS MGT | NEW YORK UNIVERSITY R | 7 WASHINGTON SQUARE VILLAGE MANHATTAN, NY 10003 (40.73194394755518, -73.98887214913032) | CA370994K | 7/5/05 | ROCKMILLS MP-250 | 1 | 10.5 | 1994 | 2029 |  | 16 to 20 years old | ICI DEG-105 (P) | #6 | 77700 | 54390 | 11655 | 8158 | Yes | 2020 | Condominiums | 1 | 83277 | 11 | 5 | 92 | 92 | 1932
1018320010 | 41 96 STREET Manhattan, NY 10025 (40.792188513694946, -73.96584485091246) | Con Edison | 41 W. 96TH ST. CORP. | 41 WEST 96TH ST CORP | 41 96 STREET MANHATTAN, NY 10025 (40.792188513694946, -73.96584485091246) | CA371370R | 7/6/05 | KEWANEE#532 | 1 | 5.9 | 1970 | 2010 |  | 36 - 40 year old | ACE DREH #17 | #4 | 77572 | 54300 | 11248 | 7874 | Yes | 2022 | Elevator Apartments | 8 | 93857 | 1 | 15 | 61 | 61 | 1926 |  | YES
1021090088 | 450 162 STREET Manhattan, NY 10032 (40.835349094025354, -73.93893057417286) | Con Edison | 450 WEST 162 MGMT LLC. | VERMILYEA PARTNERS LL | 5114 FT HAMILTON PKWY BROOKLYN, NY 11219 (40.637343385949755, -73.99925479861427) | CA020380X | 7/5/05 | ROCKMILLS MP 100 | 1 | 4.2 | 1980 | 2015 | DUAL FUEL | 26 to 30 years old | HEVEOIL MMG 42P | #4 | 77458 | 54220 | 11231 | 7862 |  |  | Elevator Apartments | 7 | 37020 | 1 | 6 | 45 | 48 | 1910
1015180049 | 1349 LEXINGTON AVENUE Manhattan, NY 10128 (40.78182839031524, -73.95385597218456) | Con Edison | 1349 TENANTS CORP. | 1349 TENANTS CORP | 10 COLUMBUS AVE MANHATTAN, NY 10019 (40.76816944121637, -73.9823758122559) | CA024180J | 7/5/05 | ROCKMILLS MP-150 | 1 | 6.27 | 1980 | 2015 |  | 26 to 30 years old | ICI DEG-63(P) | #6 | 77380 | 54166 | 11607 | 8125 | Yes | 2018 | Walk-Up Apartments | 5 | 112398 | 1 | 10 | 68 | 71 | 1922 |  | YES
1007870067 | 246 38 STREET Manhattan, NY 10018 (40.754057314500606, -73.9901363665406) | Con Edison | 246 W 38TH ST TENANTS CORP | WISHPEARL WORLD, LLC | 855 AVENUE MANHATTAN, NY 10001 (40.75025902143676, -73.99688630375988) | CA128069H | 7/6/05 | UNKNOWN | 1 | 7.4 | 1969 | 2010 |  | 41 - 45 years old | PETRO # WD6AH | #6 | 77380 | 54166 | 11607 | 8125 | Yes | 2017 | Walk-Up Apartments | 3 | 96275 | 1 | 14 | 0 | 15 | 1922
1014957501 | 25 83 STREET Manhattan, NY 10028 (40.779128184781385, -73.96070287448039) | Con Edison | 25 EAST 83 CORP. |  | 4 PARK AVENUE NEW YORK, NY 10017 (40.75097476072633, -73.97861704138076) | CA063378R | 7/5/05 | ROCKMILLS MP 175 | 1 | 7.4 | 1978 | 2013 |  | 31 to 35 years old | HEV-E-OIL DE 84 (P) | #6 | 77380 | 54166 | 11607 | 8125 | Yes | 2015 | Office Buildings | 4 | 98413 | 1 | 12 | 56 | 63 | 1938 | YES
1015180049 | 1349 LEXINGTON AVENUE Manhattan, NY 10128 (40.78182839031524, -73.95385597218456) | Con Edison | ARGO CORP. | 1349 TENANTS CORP | 1349 LEXINGTON AVE MANHATTAN, NY 10128 (40.78182839031524, -73.95385597218456) | CA307872K | 7/4/05 | OIL CITY 466 | 1 | 8.4 | 1972 | 2010 |  | 36 - 40 year old | IRON FIREMAN A-06-9.8-60 | #6 | 77380 | 54166 | 11607 | 8125 | Yes | 2018 | Elevator Apartments | 5 | 112398 | 1 | 10 | 68 | 71 | 1922 |  | YES
1006107501 | 45 CHRISTOPHER STREET Manhattan, NY 10014 (40.73375962784917, -74.00178084312597) | Con Edison | GOODSTEIN MGMT INC. | 315 EAST 72ND OWNERS | 7 PENN PLAZA MANHATTAN, NY 10001 (40.74956954963903, -73.99160848411982) | CA010786R | 7/5/05 | ROCKMILLS MP-175-SS | 1 | 7.3 | 1986 | 2021 |  | 21 to 26 years old | ICI DEG-84P | #6 | 77380 | 54166 | 11607 | 8125 | Yes | 2020 | Elevator Apartments | 3 | 107291 | 1 | 17 | 113 | 121 | 1931 | YES
1008170001 | 552 6 AVENUE Manhattan, NY 10011 (40.73833717697829, -73.99611511434136) | Con Edison | MANHATTAN SKYLINE MGMT. | LEFT BANK COMPANY | 103 55 STREET MANHATTAN, NY 10019 (40.76312503200586, -73.97825056178426) | CA234572Y | 7/7/05 | FEDERAL FLW-2125 | 1 | 7.4 | 1972 | 2010 |  | 36 - 40 year old | IRON FIREMAN A06-9.8-56 | #6 | 77380 | 54166 | 11607 | 8125 | Yes | 2017 | Elevator Apartments | 3 | 101231 | 1 | 6 | 108 | 111 | 1973
1018740061 | 878 END AVENUE Manhattan, NY 10025 (40.79685012763133, -73.96372581059762) | Con Edison | 878 WESTEND AVEC/O MIDBORO MGMT | 878 RESIDENTS CORP | 9 38th STREET MANHATTAN, NY 10016 (40.75058238108704, -73.98167876193074) | CA029580L | 7/5/05 | FEDERAL FST-90 | 1 | 3.8 | 1980 | 2015 | DUAL FUEL | 26 to 30 years old | HEVE MEG-42-P ( I.C.I. ) | #6 | 77316 | 54121 | 11597 | 8118 | Yes | 2014 | Office Buildings | 8 | 61779 | 1 | 15 | 60 | 60 | 1923 |  | YES
1021270015 | 550 171 STREET Manhattan, NY 10032 (40.842319345667356, -73.93708904260008) | Con Edison | LE FRANK MANAGEMENT CORP. | JAY H. MCDOWELL, AS T |  | CA186580K | 7/6/05 | ROCKMILLS MP SS 90 | 1 | 4 | 1980 | 2015 | DUAL FUEL | 26 to 30 years old | HEV-E-OIL MEG 42 P | #6 | 77316 | 54121 | 11597 | 8118 |  |  | Elevator Apartments | 10 | 44980 | 1 | 6 | 50 | 55 | 1923
1007860051 | 498 7 AVENUE Manhattan, NY 10018 (40.752618410803564, -73.98946013132456) | Con Edison | GRORGE COMFORT & SONS INC. | 498 SEVENTH LLC | 200 MADISON AVENUE MANHATTAN, NY 10016 (40.74877830573848, -73.9822475686496) | CA250498P | 7/6/05 | OIL CITY #922 | 1 | 10.81 | 1998 | 2033 | DUAL FUEL | 11 to 15 years old | INDUSTRIAL COMB. DEG-105 S | #6 | 77200 | 54040 | 11580 | 8106 | Yes | 2016 | Elevator Apartments | 3 | 842295 | 1 | 24 | 0 | 1 | 1920
1007790041 | 352 7 AVENUE Manhattan, NY 10001 (40.74822971930058, -73.99265272452857) | Con Edison | AM PROPERTY HOLDING | 352 ACQUISITION COMPA | 352 7 AVENUE MANHATTAN, NY 10001 (40.74822971930058, -73.99265272452857) | CA343593X | 7/7/05 | FEDERAL FST-200 | 1 | 8.1 | 1993 | 2028 |  | 16 to 20 years old | HEVE (IC) DEG-84 (P) | #6 | 77198 | 54039 | 11580 | 8106 | Yes | 2019 | Condominiums | 3 | 127488 | 1 | 16 | 0 | 19 | 1923
1011990040 | 10 86 STREET Manhattan, NY 10024 (40.78550064750614, -73.96989836149613) | Con Edison | 10 W 86 CO/A.WOLK & CO | TEN WEST EIGHTY SIX C | 1 DUPONT STREET PLAINVIEW, NY 11803 (40.79724276989748, -73.46616262891547) | CA512570H | 7/5/05 | YORK-SHIPLEY WBL-125 | 1 | 4.9 | 1970 | 2010 |  | 36 - 40 year old | YORK-SHIPLEY FA-150 | #6 | 77088 | 53962 | 11563 | 8094 | Yes | 2019 | Elevator Apartments | 6 | 66227 | 1 | 15 | 28 | 30 | 1925 |  | YES
1013740045 | 30 60 STREET Manhattan, NY 10022 (40.7640865075239, -73.97072773011179) | Con Edison | WALTER & SAMUELS | FORTUSA REALTY CORP | 419 PARK AVENUE MANHATTAN, NY 10016 (40.743735340676835, -73.98364802421948) | CA382769M | 7/7/05 | KEWANEE 420 | 1 | 7.7 | 1969 | 2010 |  | 41 - 45 years old | YORK C55-175 | #6 | 77000 | 53900 | 11550 | 8085 | Yes | 2014 | Elevator Apartments | 4 | 92550 | 1 | 16 | 0 | 63 | 1917
1008900020 | 132 35 STREET Manhattan, NY 10016 (40.74711483809476, -73.97945465351236) | Con Edison | 132 E.35 OWNERS INC.%EQUIRE MGMT. | SANDLER, JOSIE | 148 37TH ST NEW YORK, NY 10018 (40.75269934978621, -73.98872268726052) | CB213001X | 7/7/05 | ROCKMILLS MP 300 | 1 | 12.6 | 2001 | 2036 | DUAL FUEL | 5 to 10 years old | ICI DEG-145 P | #6 | 76680 | 53676 | 11502 | 8051 | Yes | 2020 | Walk-Up Apartments | 2 | 205000 | 1 | 18 | 187 | 189 | 1969 |  | YES
1015190008 | 115 90 STREET Manhattan, NY 10128 (40.78249351133314, -73.9546899129215) | Con Edison | 115 TENANTS CORP. | 115 TENANTS CORP. | 4 PARK AVE MANHATTAN, NY 10016 (40.74650915812013, -73.98194367109245) | CA204670K | 7/4/05 | KEWANEE # 114 | 1 | 4.2 | 1970 | 2010 |  | 36 - 40 year old | PETRO WD5AH | #6 | 76650 | 53655 | 11498 | 8048 |  |  | Elevator Apartments | 4 | 49555 | 1 | 9 | 44 | 44 | 1923
1013670035 | 430 56 STREET Manhattan, NY 10022 (40.75730447772368, -73.96271527239549) | Con Edison | BROWN HARRIS STEVENS INC. | HAFT, GAIL S | 675 THIRD AVENUE MANHATTAN, NY 10017 (40.75129610835038, -73.97404990585339) | CA328884K | 7/6/05 | FED FST-175 | 1 | 7 | 1984 | 2019 |  | 26 to 30 years old | ICI DEG 84P | #6 | 76650 | 53655 | 11498 | 8048 | Yes | 2017 | Elevator Apartments | 5 | 90000 | 1 | 13 | 82 | 82 | 1955 |  | YES
1010290014 | 225 57 STREET Manhattan, NY 10019 (40.76618648331196, -73.98153584330116) | Con Edison | CIRCLE PROPERTIES | BROADWAY TRIO LLC | 445 PARK AVENUE MANHATTAN, NY 10022 (40.76156537367167, -73.97059102179936) | CA074177Y | 7/6/05 | FEDERAL FST-200 | 1 | 8.4 | 1977 | 2012 |  | 31 to 35 years old | ST. JOHNSON FD-68A SIZE200 | #4 | 76650 | 53655 | 11114 | 7780 | Yes | 2019 | Walk-Up Apartments | 4 | 106380 | 3 | 12 | 0 | 25 | 1909
1002157502 | 161 HUDSON STREET Manhattan, NY 10013 (40.72177166519862, -74.00826495495721) | Con Edison | ELLEN ROSE ASSOCIATES |  | 890 GARRISON AVENUE MANHATTAN, NY 10474 (40.817114194167054, -73.89198548226072) | CA400062P | 7/7/05 | HEGGIE SIMPLEX 321 | 1 | 4.64 | 1962 | 2010 |  | 46 - 50 years old | PETRO W-5 | #4 | 76650 | 53655 | 11114 | 7780 |  |  | Walk-Up Apartments | 1 | 58015 | 1 | 9 | 24 | 26 | 1930
1016030001 | 1160 5 AVENUE Manhattan, NY 10029 (40.788780149601735, -73.95509703658502) | Con Edison | FIFTH AVENUE DEVELOPEMENT | FIFTH AVE. DEV. COMPA | 524 NORTH AVENUE NEW ROCHELLE, NY 10801 (40.92001821333747, -73.78689683744506) | CA182980L | 7/5/05 | ROCKMILLS MP 175 | 1 | 7.4 | 1980 | 2015 | DUAL FUEL | 26 to 30 years old | HEVE OIL DEG 84P | #6 | 76650 | 53655 | 11498 | 8048 | Yes | 2013 | Elevator Apartments | 8 | 90349 | 1 | 6 | 74 | 82 | 1925
1018950001 | 400 RIVERSIDE DRIVE Manhattan, NY 10025 (40.8063259223934, -73.9673188229632) | Con Edison | FOWLER COURT TENANTS INC. | FOWLER COURT TENANTS | 666 BROADWAY MANHATTAN, NY 10012 (40.727111630718575, -73.99526134940452) | CA367672K | 7/7/05 | ROCKMILLS MP 150 | 1 | 6.3 | 1972 | 2010 |  | 36 - 40 year old | IRON FIREMAN AO6-6.3-45 | #6 | 76650 | 53655 | 11498 | 8048 | Yes | 2015 | Elevator Apartments | 9 | 78701 | 1 | 6 | 58 | 58 | 1920 |  | YES
1014940015 | 1100 MADISON AVENUE Manhattan, NY 10028 (40.778937720815705, -73.9602501015421) | Con Edison | GEREL CORPORATION | GEREL CORP | 1100 MADISION AVENUE MANHATTAN, NY 10028 (40.778937720815705, -73.9602501015421) | CA069876R | 7/4/05 | ROCKMILLS MP 175 | 1 | 7.3 | 1976 | 2011 |  | 31 to 35 years old | HEV-E-OIL DE 84 | #4 | 76650 | 53655 | 11114 | 7780 | Yes | 2014 | Office Buildings | 4 | 106947 | 1 | 10 | 102 | 112 | 1911
1014060001 | 737 PARK AVENUE Manhattan, NY 10021 (40.77056887850841, -73.96406327721712) | Con Edison | KATZ 737 CORPORATION | PEMBROKE OWNERS INC | 415 MADISON AVE MANHATTAN, NY 10017 (40.756779530947306, -73.976317020908) | CA365685K | 7/4/05 | FEDERAL FST-200 SP | 2 | 7 | 1985 | 2020 |  | 21 to 26 years old | IND. COMB. DEG-84 (P) | #6 | 76650 | 53655 | 11498 | 8048 | Yes | 2016 | Elevator Apartments | 4 | 215600 | 1 | 20 | 116 | 120 | 1940
1020010060 | 575 RIVERSIDE DRIVE Manhattan, NY 10031 (40.820984871470955, -73.95791191453674) | Con Edison | REX MANAGEMENT CORP. | 575 RIVERHOUSE CORP. | 152 36TH NEW YORK, NY 10018 (40.75185525786973, -73.98875396551415) | CA081081P | 7/7/05 | ROCKMILLS MP-100 | 1 | 4.2 | 1981 | 2016 |  | 26 to 30 years old | IND COMBMARC II MMG-42-P | #4 | 76650 | 53655 | 11114 | 7780 | Yes | 2021 | Walk-Up Apartments | 7 | 50388 | 1 | 6 | 42 | 42 | 1926 |  | YES
1010450061 | 360 55 STREET Manhattan, NY 10019 (40.766125063916114, -73.98556332663634) | Con Edison | SIBA MANAGEMENT | 360 WEST 55TH ST., LP | 580 55th NEW YORK, NY 10036 (40.64122298048288, -74.01148580008298) | CA132279H | 7/5/05 | ROCKMILLS MP-175 | 1 | 7.4 | 1979 | 2014 | DUAL FUEL | 31 to 35 years old | RAY #PAEOR144 SIZE 200 | #6 | 76650 | 53655 | 11498 | 8048 | Yes | 2015 | Elevator Apartments | 3 | 100000 | 1 | 6 | 102 | 109 | 1942
1013670031 | 440 56 STREET Manhattan, NY 10022 (40.757214178821265, -73.9624985550297) | Con Edison | SUTTON MANOR APTS INC. | SUTTON MANOR APARTMEN | 675 THIRD AVENUE MANHATTAN, NY 10017 (40.75129610835038, -73.97404990585339) | CA328984H | 7/6/05 | FED FST-175 | 1 | 7 | 1984 | 2019 |  | 26 to 30 years old | ICI DEG-84P | #6 | 76650 | 53655 | 11498 | 8048 | Yes | 2017 | Walk-Up Apartments | 5 | 90000 | 1 | 13 | 82 | 82 | 1955 |  | YES
1013910045 | 70 77 STREET Manhattan, NY 10021 (40.76920532766377, -73.959183941086) | Con Edison | SAMUEL LEWIS | 70 EAST 77TH STREET, | 211 46 STREET MANHATTAN, NY 10017 (40.75322376589619, -73.97228807391832) | CA003381N | 7/7/05 | ROCKMILLS M9-125 | 1 | 5.2 | 1981 | 2016 |  | 26 to 30 years old | IND.COMB. DEG 54-P | #6 | 76504 | 53553 | 11476 | 8033 | Yes | 2021 | Elevator Apartments | 4 | 67685 | 1 | 9 | 30 | 32 | 1917 |  | YES
1014180011 | 225 63 STREET Manhattan, NY 10021 (40.76920532766377, -73.959183941086) | Con Edison | INSIGNIA RESIDENTAL GRP. | GREENPOINT-GOLDMAN CO | 675 3 AVENUE MANHATTAN, NY 10017 (40.75129610835038, -73.97404990585339) | CA059989Y | 7/6/05 | FEDERAL FST 250 | 1 | 10.4 | 1989 | 2024 |  | 21 to 26 years old | ICI DEG 105P | #6 | 76000 | 53200 | 11400 | 7980 | Yes | 2018 | Elevator Apartments | 4 | 105282 | 1 | 14 | 151 | 152 | 1962
1022150470 | 135 225 STREET Manhattan, NY 10463 (40.87472202024278, -73.91115722543007) | Con Edison | HILLMARK REALTY CO. | HILMARK REALTY LLC | 1775 BROADWAY MANHATTAN, NY 10019 (40.766316065397184, -73.98188404443792) | CA094278L | 7/5/05 | ROCKMILLS MP-175 | 1 | 7.3 | 1978 | 2013 |  | 31 to 35 years old | IRON FIREMAN A06-9.8RK | #6 | 75920 | 53144 | 11388 | 7972 | Yes | 2015 | Elevator Apartments | 10 | 83290 | 1 | 7 | 82 | 82 | 1937
1008480061 | 900 BROADWAY Manhattan, NY 10003 (40.73908791889474, -73.98981185377654) | Con Edison | JUSTIN MGMT | 20TH ST PROPERTY ASSO | 1235 BROADWAY MANHATTAN, NY 10001 (40.74694649193549, -73.98845979260703) | CA083675L | 7/6/05 | ROCKMILLS #MP75 | 1 | 7.3 | 1975 | 2010 |  | 31 to 35 years old | IRON FIREMAN A06-98 | #4 | 75920 | 53144 | 11008 | 7706 | Yes | 2018 | Elevator Apartments | 2 | 98146 | 1 | 10 | 0 | 31 | 1900
1008320049 | 4 31 STREET Manhattan, NY 10001 (40.74658004284939, -73.98612525678418) | Con Edison | WOLCOTT,HOTEL | WOLCOTT HOTEL CO | 4 31 STREET MANHATTAN, NY 10001 (40.74658004284939, -73.98612525678418) | CA090975Z | 7/4/05 | ROCKMILLS MP175 | 1 | 7.3 | 1975 | 2010 |  | 31 to 35 years old | IRON FIREMAN A06-9.8 | #6 | 75920 | 53144 | 11388 | 7972 | Yes | 2022 | Elevator Apartments | 3 | 90633 | 2 | 13 | 0 | 2 | 1906
1014070016 | 125 72 STREET Manhattan, NY 10021 (40.770420402710315, -73.96214541483477) | Con Edison | 72ND TENANTS CORP.%BROWN,HARRIS, STEVENS | 72ND TENANTS CORP - B | 770 LEXINGTON AVE N Y 10021 (40.76920532766377, -73.959183941086) | CB141300X | 7/4/05 | BEST 5D-300 | 1 | 10.04 | 2000 | 2035 | DUAL FUEL | 5 to 10 years old | IND.COMB. DEG-145 P | #4 | 75740 | 53018 | 10982 | 7688 | Yes | 2017 | Walk-Up Apartments | 4 | 173024 | 1 | 14 | 62 | 66 | 1917 |  | YES
1011630061 | 260 END AVENUE Manhattan, NY 10023 (40.774536138232236, -73.97994335610099) | Con Edison | 260 APTS CORP. | 260 APTS CORP | 148 37 ST NY, NY 10018 (40.75251096987246, -73.98836465376176) | CA199896J | 7/6/05 | FEDERAL FST-150 | 1 | 5.95 | 1996 | 2031 | DUAL FUEL | 11 to 15 years old | HEVE(I.C.)DEG-63 P | #6 | 75700 | 52990 | 11355 | 7948 | Yes | 2013 | Elevator Apartments | 6 | 109069 | 1 | 15 | 75 | 80 | 1925 |  | YES
1000907501 | 15 PARK ROW Manhattan, NY 10038 (40.71144027216215, -74.00781337890503) | Con Edison | UNITED ENTERPRISES LTD. |  | 80 BROAD ST 29th STREET MANHATTAN, NY 10004 (40.688827825343935, -74.01911250583743) | CA110192H | 7/5/05 | FEDERAL FST-600 | 1 | 24.22 | 1992 | 2027 |  | 16 to 20 years old | ICI DEG-252 (P) | #6 | 75688 | 52981 | 11353 | 7947 | Yes | 2020 | Walk-Up Apartments | 1 | 336447 | 1 | 29 | 2 | 5 | 1896 | YES
1011500056 | 164 79 STREET Manhattan, NY 10024 (40.78289716536122, -73.97779975045331) | Con Edison | 164 WEST 79 STREET CORP./ETC MGMT | 164 W 79 ST CORP | 8 38 STREET MANHATTAN, NY 10018 (40.75108854154199, -73.98303674630506) | CA057880L | 7/6/05 | ROCKMILLS MP4-162 | 1 | 6.4 | 1980 | 2015 |  | 26 to 30 years old | ICI DEG-84-P | #6 | 75555 | 52888 | 11333 | 7933 | Yes | 2020 | Elevator Apartments | 6 | 93100 | 2 | 15 | 60 | 62 | 1925 |  | YES
1014240006 | 205 69 STREET Manhattan, NY 10021 (40.767766611844095, -73.96182568763976) | Con Edison | 205-69 APARTMENTS, INC. | 205 69 SR APTS | 8 38TH ST NEW YORK, NY 10018-0165 (40.751314393861094, -73.98349762627032) | CA224182J | 7/5/05 | FEDERAL FST-175 | 1 | 7.4 | 1982 | 2017 |  | 26 to 30 years old | IND. COMB DEG-84 (P) | #6 | 75555 | 52888 | 11333 | 7933 | Yes | 2014 | Condominiums | 4 | 82306 | 1 | 11 | 72 | 76 | 1929 |  | YES
1001440001 | 16 HUDSON STREET Manhattan, NY 10013 (40.716492644886614, -74.00917327020682) | Con Edison | ONE HUDSON PARK INC | ONE HUDSON PARK INC | 666 BROADWAY MANHATTAN, NY 10012 (40.727111630718575, -73.99526134940452) | CA028979Z | 7/5/05 | ROCKMILLS MP-4-162 | 1 | 6.4 | 1979 | 2014 |  | 31 to 35 years old | ICI DE-84-P | #6 | 75555 | 52888 | 11333 | 7933 | Yes | 2014 | Walk-Up Apartments | 1 | 78306 | 3 | 6 | 25 | 33 | 1915 |  | YES
1008990040 | 222 19 STREET Manhattan, NY 10003 (40.73592620876717, -73.98394387837327) | Con Edison | MISSIONRY SISTRS SACRED HEART | MISSIONARY SISTERS ET | 770 LEXINGTON AVENUE MANHATTAN, NY 10021 (40.76920532766377, -73.959183941086) | CA040584X | 7/6/05 | GIBRALTER GBC-161-3 | 2 | 7.37 | 1984 | 2019 |  | 26 to 30 years old | JOHNSON FD-68-CA 150 0 | #6 | 75554 | 52888 | 11333 | 7933 | Yes | 2019 | Elevator Apartments | 2 | 87960 | 1 | 12 | 102 | 106 | 1963
1007880037 | 209 38 STREET Manhattan, NY 10018 (40.75366944714504, -73.98904941997993) | Con Edison | NEWMARK & CO REAL ESTATE | 209-219 W. 38 LLC | 1501 BROADWAY MANHATTAN, NY 10036 (40.75664722311285, -73.98607810294877) | CA179472H | 7/5/05 | FEDERAL FST-200 SP | 1 | 6.9 | 1972 | 2010 |  | 36 - 40 year old | IRON FIREMAN A06-9.8 | #6 | 75373 | 52761 | 11306 | 7914 | Yes | 2018 | Hotels | 3 | 144635 | 1 | 12 | 0 | 0 | 1910
1007800071 | 254 31 STREET Manhattan, NY 10001 (40.749889568848694, -73.99392239862588) | Con Edison | BRAUSE REALTY INC | THIRTY ONE CO | 52 VANDERBILT AVENUE MANHATTAN, NY 10017 (40.754138265033134, -73.97709445342167) | CA087669N | 7/6/05 | TITUSVILLE T97 | 1 | 3.9 | 1969 | 2010 |  | 41 - 45 years old | IRON FIREMAN RAH035 | #4 | 75372 | 52760 | 10929 | 7650 | Yes | 2020 | Hotels | 3 | 65977 | 1 | 15 | 0 | 0 | 1926
1003970063 | 250 HOUSTON STREET Manhattan, NY 10002 (40.72207669599914, -73.98546342664231) | Con Edison | 205 E. HOUSTON ST. ASSOC. L.P. % PK. SQ. ASSOC. | 250 E HOUSTON ST ASSO | 250 HOUSTON STREET NEW YORK, NY 10274 (40.72207669599914, -73.98546342664231) | CB540503K | 7/6/05 | (EXISTING) FEDERAL FST-125 | 2 | 4.1 | 2003 | 2038 | DUAL FUEL | 5 to 10 years old | (NEW) ICI DEG-54P | #6 | 75336 | 52735 | 11300 | 7910 | Yes | 2017 | Elevator Apartments | 2 | 126660 | 1 | 13 | 130 | 146 | 1989
1013690045 | 400 58 STREET Manhattan, NY 10022 (40.75893307055433, -73.96239440080599) | Con Edison | DAVID FRANKEL REALTY | 400 EAST 58TH STREETC | 160 65 STREET NEW YORK, NY 10021 (40.64021838650345, -74.02510492794114) | CB097808Z | 7/4/05 | EASTMOND ESP 125 (NEW) | 2 | 4.1 | 2008 | 2043 | DUAL FUEL | Fewer than 5 years old | INDUSTRIAL COMBUSTION DEG 54P | #6 | 75336 | 52735 | 11300 | 7910 | Yes | 2019 | Elevator Apartments | 5 | 140000 | 1 | 16 | 125 | 130 | 1929
1012170025 | 115 86 STREET Manhattan, NY 10024 (40.786753851563574, -73.97272779387588) | Con Edison | MARSHAL ESTATES INC. % RUDIN MGMT. | MARSHALL ESTATES INC | 345 PARK AVENUE NEW YORK, NY 10154 (40.758068302301126, -73.97318240259426) | CB135603K | 7/5/05 | EASTMOND ESP-125 (NEW) | 2 | 4.18 | 2003 | 2038 | DUAL FUEL | 5 to 10 years old | INDUSTRIAL COMBUSTION DEG-54P (NEW) | #6 | 75336 | 52735 | 11300 | 7910 | Yes | 2017 | Walk-Up Apartments | 6 | 83837 | 1 | 20 | 81 | 81 | 1931
1015080072 | 911 PARK AVENUE Manhattan, NY 10021 (40.76920532766377, -73.959183941086) | Con Edison | DOUBLAS ELLIMAN GIBBONS | NINE ELEVEN PARK INC | 675 3 AVENUE MANHATTAN, NY 10017 (40.75129610835038, -73.97404990585339) | CA137191X | 7/7/05 | FEDERAL FST-150 | 2 | 12.54 | 1991 | 2026 |  | 16 to 20 years old | ICI DEG-63 P | #6 | 75219 | 52653 | 11283 | 7898 | Yes | 2018 | Office Buildings | 4 | 173873 | 1 | 14 | 40 | 40 | 1926 |  | YES
1013690007 | 419 57 STREET Manhattan, NY 10022 (40.75813473601504, -73.96244796414541) | Con Edison | 419 APARTMENT CORP. | FRANK HIRSCHL | 4 PARK AVENUE MANHATTAN, NY 10016 (40.74650915812013, -73.98194367109245) | CA182996X | 7/6/05 | FEDERAL FST-250 | 1 | 10.4 | 1996 | 2031 | DUAL FUEL | 11 to 15 years old | INDUSTRIAL COMB. DEG-105 (P) | #6 | 75214 | 52650 | 11282 | 7897 | Yes | 2019 | Factory & Industrial Buildings | 5 | 128114 | 1 | 15 | 92 | 92 | 1927 |  | YES
1010460009 | 347 55 STREET Manhattan, NY 10019 (40.76601232962042, -73.98514766757806) | Con Edison | J/O INC. | 355 CO. | 654 MADISON AVE MANHATTAN, NY 10065 (40.76431417641167, -73.97094047808838) | CA212480J | 7/6/05 | ROCKMILLS MP4-133 | 1 | 5.3 | 1980 | 2015 |  | 26 to 30 years old | ICI DEG54 P | #6 | 75130 | 52591 | 11269 | 7889 | Yes | 2016 | Elevator Apartments | 6 | 53952 | 1 | 8 | 96 | 96 | 1911
1015010040 | 1112 PARK AVENUE Manhattan, NY 10128 (40.78257482759955, -73.95556468404027) | Con Edison | 1112 PARK AVE OWNERS CO,C/O BROWN, HARRIS& STEVENS | 1112 PARK AVE CORP | 770 LEXINGTON AVE MANHATTAN, NY 10021 (40.76920532766377, -73.959183941086) | CA295693J | 7/4/05 | BEST 4C125 | 2 | 4.81 | 1993 | 2028 |  | 16 to 20 years old | I.C.I. DEG 54P | #6 | 75000 | 52500 | 11250 | 7875 | Yes | 2021 | Educational Structures | 4 | 128811 | 1 | 15 | 43 | 45 | 1927 |  | YES
1012520034 | 210 RIVERSIDE DRIVE Manhattan, NY 10025 (40.79416708855723, -73.9762850635953) | Con Edison | 210 RIVERSIDE DRIVE TENANTS | 210 RIVERSIDE TENANTS | 820 SECOND AVENUE MANHATTAN, NY 10017 (40.75090969894791, -73.97140174497622) | CA123281M | 7/7/05 | FEDERAL FMR2429 | 1 | 8.4 | 1981 | 2016 |  | 26 to 30 years old | IRON FIREMAN A50 | #6 | 75000 | 52500 | 11250 | 7875 | Yes | 2022 | Elevator Apartments | 6 | 121313 | 1 | 12 | 89 | 89 | 1910 |  | YES
1014280009 | 215 73 STREET Manhattan, NY 10021 (40.77030133301674, -73.95971636686284) | Con Edison | 215 E.73/AMER.LANDMARK CORP. | 215 E 73RD OWNER CORP | 4 PARK AVENUE NEW YORK, NY 10016 (40.74650915812013, -73.98194367109245) | CA404588H | 7/5/05 | FEDERAL FST250 | 1 | 10.5 | 1988 | 2023 |  | 21 to 26 years old | GORDON PIATT F14-GO-50 | #6 | 75000 | 52500 | 11250 | 7875 | Yes | 2018 | Elevator Apartments | 4 | 74726 | 1 | 10 | 71 | 73 | 1930 |  | YES
1014280013 | 225 73 STREET Manhattan, NY 10021 (40.7702098958268, -73.95949898788297) | Con Edison | 225 EAST 73RD OWNERS CORP. | 225 EAST 73RD OWNERS | 415 52 STREET MANHATTAN, NY 10022 (40.75501898261203, -73.96486306193471) | CA178289P | 7/5/05 | FEDERAL FST 250 | 1 | 10.5 | 1989 | 2024 |  | 21 to 26 years old | GORDON PIATT F14-GO-50 | #6 | 75000 | 52500 | 11250 | 7875 | Yes | 2018 | Loft Buildings | 4 | 89016 | 1 | 13 | 88 | 88 | 1932 |  | YES
1014280017 | 231 73 STREET Manhattan, NY 10021 (40.77015503350429, -73.95936856047473) | Con Edison | 235 EAST 73 CO/AMERICAN MGMT | GRAMATAN MANAGEMENT | 4 PARK AVENUE MANHATTAN, NY 10016 (40.74650915812013, -73.98194367109245) | CA043589Z | 7/5/05 | FEDERAL FST 250 | 1 | 10.5 | 1989 | 2024 |  | 21 to 26 years old | GORDON PIATT F14-GO-50 | #6 | 75000 | 52500 | 11250 | 7875 | Yes | 2018 | Elevator Apartments | 4 | 88955 | 1 | 13 | 84 | 84 | 1936 |  | YES
1014310021 | 241 76 STREET Manhattan, NY 10021 (40.77197117700888, -73.95779120193907) | Con Edison | 241 EAST 76TH TENANTS CORP. | HOCHENSTEIN, TAMMY | 275 MADISON AVENUE MANHATTAN, NY 10016 (40.751498300217534, -73.98018777354403) | CA236190H | 7/6/05 | ROCKMILLS MP150 | 1 | 6.3 | 1990 | 2025 |  | 16 to 20 years old | ICI DEG 63P | #6 | 75000 | 52500 | 11250 | 7875 | Yes | 2021 | Elevator Apartments | 4 | 80080 | 1 | 10 | 92 | 100 | 1959 |  | YES
1010950035 | 653 11 AVENUE Manhattan, NY 10036 (40.764453488709194, -73.9957463923094) | Con Edison | 411 ASSOCIATES | PR II HORIZEN NYC LLC | 653 11 AVENUE MANHATTAN, NY 10036 (40.764453488709194, -73.9957463923094) | CA103078Z | 7/5/05 | ROCKMILLS MP 250 | 1 | 9.5 | 1978 | 2013 |  | 31 to 35 years old | ICI DE105S | #6 | 75000 | 52500 | 11250 | 7875 | Yes | 2015 | Walk-Up Apartments | 3 | 153363 | 1 | 16 | 0 | 1 | 1929
1021320010 | 219 AUDUBON AVENUE Manhattan, NY 10033 (40.845779179818805, -73.93450256211406) | Con Edison | AUDUBON REALTY LLC. | AUDOBON REALTY, | 1324 EAST15TH STREET BROOKLYN, NJ 11230 (40.62192951023877, -73.96551106018723) | CA188281J | 7/4/05 | FEDERAL FMB 1822 | 1 | 6.6 | 1981 | 2016 |  | 26 to 30 years old | I.C.I. ME63 (S) | #6 | 75000 | 52500 | 11250 | 7875 |  |  | Elevator Apartments | 10 | 47612 | 1 | 6 | 42 | 43 | 1910
1014270038 | 210 73 STREET Manhattan, NY 10021 (40.77028998125437, -73.9598384666711) | Con Edison | BROWN HARRIS STEVENS,INC. | 210 E 73RD OWNER CORP | 211 46th STREET MANHATTAN, NY 10017 (40.75322376589619, -73.97228807391832) | CA404988R | 7/5/05 | FEDERAL FST 250 | 1 | 10.5 | 1988 | 2023 |  | 21 to 26 years old | GORDON PIATT F14-GO-50 | #6 | 75000 | 52500 | 11250 | 7875 | Yes | 2017 | Elevator Apartments | 4 | 75133 | 1 | 11 | 81 | 81 | 1929 |  | YES
1015667501 | 455 86 STREET Manhattan, NY 10028 (40.77637964323101, -73.94810570667923) | Con Edison | CHANNEL CLUB CONDOMINIUM | CHANNEL CLUB CONDONIN | 770 LEXINGTON AVE NEW YORK, NY 10065-8165 (40.76307014183385, -73.96759762551441) | CA018188N | 7/7/05 | CLEAVERBROOKS CB-400-250 | 2 | 10.36 | 1988 | 2023 |  | 21 to 26 years old | INTEGRAL | #6 | 75000 | 52500 | 11250 | 7875 | Yes | 2016 | Walk-Up Apartments | 5 | 149171 | 1 | 36 | 141 | 143 | 1986 | YES
1014430001 | 315 68 STREET Manhattan, NY 10021 (40.76920532766377, -73.959183941086) | Con Edison | GOODSTEIN | ADAM WEISS, MARK | 211 46TH STREET MANHATTAN, NY 10017 (40.75322376589619, -73.97228807391832) | CA259591K | 7/5/05 | FEDERAL FST-350 | 1 | 14.74 | 1991 | 2026 |  | 16 to 20 years old | ICI DEG 145P | #6 | 75000 | 52500 | 11250 | 7875 | Yes | 2013 | Elevator Apartments | 5 | 324854 | 1 | 17 | 289 | 296 | 1931 |  | YES
1012200029 | 600 COLUMBUS AVENUE Manhattan, NY 10024 (40.788414775002416, -73.97080868698944) | Con Edison | GRENADIER REALTY CORP. A/A/F | COLUMBUS TOWNHOUSE AS | 155 ELMIRA LOOP BROOKLYN, NY 11239 (40.649723063146425, -73.88037616574464) | CA378086L | 7/4/05 | CLEAVER BROOKS CB-600-125 | 2 | 5.24 | 1986 | 2021 |  | 21 to 26 years old | CLEAVER BROOKS INTEGRAL | #4 | 75000 | 52500 | 10875 | 7612 | Yes | 2020 | Elevator Apartments | 6 | 175436 | 1 | 13 | 166 | 170 | 1986
1007800010 | 251 30 STREET Manhattan, NY 10001 (40.7491104370181, -73.99388533231058) | Con Edison | JUSTIN TOWER LTD. | TOWER, JUSTIN | 1235 BROADWAY MANHATTAN, NY 10001 (40.74694649193549, -73.98845979260703) | CA018982K | 7/6/05 | WEIL MCLAIN H1594 | 2 | 4.9 | 1982 | 2017 |  | 26 to 30 years old | ICI #DEG 54 | #6 | 75000 | 52500 | 11250 | 7875 | Yes | 2020 | Elevator Apartments | 3 | 104199 | 1 | 16 | 0 | 36 | 1927
1005460015 | 14 WASHINGTON PLACE Manhattan, NY 10003 (40.7296527405336, -73.99511901296636) | Con Edison | NEW YORK UNIVERSITY%GRUBB &ELLIS MGT. | NEW YORK UNIVERSITY | 10 ASTOR PLACE MANHATTAN, NY 10003 (40.729992944114834, -73.99259500832595) | CA215191R | 7/4/05 | ROCKMILLS MP-200 | 1 | 8.19 | 1991 | 2026 |  | 16 to 20 years old | ICI DEG-84 P | #6 | 75000 | 52500 | 11250 | 7875 | Yes | 2016 | Loft Buildings | 1 | 115694 | 1 | 14 | 151 | 154 | 1931
1005110008 | 584 BROADWAY Manhattan, NY 10012 (40.72482936009823, -73.99727523975918) | Con Edison | OLMSTEAD PROPERTIES, INC. | 584 BROADWAY, L L C | 575 8th AVE MANHATTAN, NY 10018 (40.754911681978285, -73.99150159233108) | CA408987N | 7/7/05 | ROCKMILLS MP350SL | 1 | 14 | 1987 | 2022 |  | 21 to 26 years old | IRON FIREMAN AGO 6-15RK | #6 | 75000 | 52500 | 11250 | 7875 | Yes | 2021 | Walk-Up Apartments | 1 | 254822 | 1 | 12 | 0 | 101 | 1900
1018377501 | 418 CENTRAL PARK Manhattan, NY 10025 (40.79548390382456, -73.96195054738543) | Con Edison | RUDD REALTY MGT. CORP. | BRAENDER CONDOMINIUM | 109 15 14TH AVENUE COLLEGE POINT, NY 11356 (40.7849280967543, -73.84181070040347) | CA073588Y | 7/7/05 | ROCKMILLS MP175 | 1 | 7.28 | 1988 | 2023 |  | 21 to 26 years old | ICI DEG 84 P | #6 | 75000 | 52500 | 11250 | 7875 | Yes | 2017 | Walk-Up Apartments | 8 | 72427 | 1 | 10 | 88 | 88 | 1902 | YES
1018710020 | 233 99 STREET Manhattan, NY 10025 (40.796474753819915, -73.97002409661256) | Con Edison | ORSID REALTY CORP/233 W 99 ST | 233 WEST 99TH ST INC | 1740 BROADWAY MANHATTAN, NY 10019 (40.76509834187077, -73.98206124052132) | CA038688H | 7/4/05 | FEDERAL FST 175 | 1 | 7.4 | 1988 | 2023 |  | 21 to 26 years old | INDUSTRIAL COMBUSTION DEG 84 P | #6 | 74970 | 52479 | 11246 | 7872 | Yes | 2021 | Office Buildings | 8 | 94674 | 1 | 20 | 87 | 91 | 1930 |  | YES
1012370001 | 600 END AVENUE Manhattan, NY 10024 (40.78362556816552, -73.96653900057436) | Con Edison | 600 WESTEND AVENUE OWNERS CORP | 600 WEST END AVE OWNE | 1740 BROADWAY MANHATTAN, NY 10019 (40.76509834187077, -73.98206124052132) | CA367369H | 7/6/05 | ROCKMILLS MP 200 | 1 | 5.74 | 1969 | 2010 |  | 41 - 45 years old | IRON FIREMAN A06-9.8 | #6 | 74825 | 52378 | 11224 | 7857 | Yes | 2017 | Elevator Apartments | 6 | 100977 | 1 | 12 | 68 | 69 | 1910 |  | YES
1014470005 | 311 72 STREET Manhattan, NY 10021 (40.768696601263834, -73.95803942336902) | Con Edison | 81 REALTY COMPANY | EIGHTY ONE REALTY LLC | 271 MADISON AVENUE MANHATTAN, NY 10011 (40.74471526669623, -74.00460000028977) | CA044780L | 7/5/05 | ROCKMILLS MP200 | 1 | 8.2 | 1980 | 2015 |  | 26 to 30 years old | ICI DEG 84(P) | #6 | 74734 | 52314 | 11210 | 7847 | Yes | 2017 | Elevator Apartments | 5 | 121234 | 1 | 17 | 128 | 131 | 1929
1012500001 | 160 RIVERSIDE DRIVE Manhattan, NY 10024 (40.791424156367896, -73.97922584663115) | Con Edison | 160 RIVERSIDE CORP. % ORSID RLTY. CORP. | 160 RIVERSIDE CORP | 1740 BROADWAY NEW YORK, NY 10019 (40.76509834187077, -73.98206124052132) | CB083508N | 7/7/05 | ROCKMILLS MP - 250 (EXSTG) | 1 | 8.3 | 2008 | 2043 | DUAL FUEL | Fewer than 5 years old | ICI DEG - 105P (NEW) | #6 | 74679 | 52275 | 11202 | 7841 | Yes | 2020 | Elevator Apartments | 6 | 139009 | 1 | 15 | 70 | 70 | 1923 |  | YES
1007927504 | 161 16 STREET Manhattan, NY 10011 (40.73943189401948, -73.997577736403) | Con Edison | 161 W. 16TH ST. OWNERS CORP. % UNITED MGMT |  | 166 MONTAGUE STREET BROOKLYN, NY 11201 (40.69426897571554, -73.9924875252791) | CB097107Z | 7/6/05 | ROCKMILLS MP - 250 (EXSTG) | 1 | 8.3 | 2007 | 2042 | DUAL FUEL | Fewer than 5 years old | ICI DEG - 105P (NEW) | #6 | 74679 | 52275 | 11202 | 7841 | Yes | 2022 | Walk-Up Apartments | 3 | 0 | 1 | 19 | 155 | 156 | 1930 | YES
1012220001 | 165 91 STREET Manhattan, NY 10024 (40.79047531106041, -73.97168625009543) | Con Edison | 165 WEST 91ST STREET LLC | 165 WEST 91ST STREET, | 165 WEST91TH SUITE STREET NEW YORK, NY 10024 (40.78362556816552, -73.96653900057436) | CB568303X | 7/6/05 | EASTMOND ESP-250 (NEW) | 1 | 8.36 | 2003 | 2038 | DUAL FUEL | 5 to 10 years old | ICI DEG 105P (NEW) | #6 | 74679 | 52275 | 11202 | 7841 | Yes | 2022 | Walk-Up Apartments | 6 | 170023 | 1 | 15 | 115 | 118 | 1926
1018370029 | 415 CENTRAL PARK Manhattan, NY 10025 (40.79512988325511, -73.96221809731276) | Con Edison | 415 C.P.W. OWNERS CORP. % MATTHEW ADAMS PROP. | KETRAC MANAGEMENT INC | 127 59 STREET NEW YORK, NY 10022 (40.76241654818314, -73.96854870758665) | CB563703N | 7/6/05 | (EXISTING) ROCKMILLS MP 250 | 1 | 0 | 2003 | 2038 | DUAL FUEL | 5 to 10 years old | (NEW) ICI | #6 | 74679 | 52275 | 11202 | 7841 | Yes | 2017 | Walk-Up Apartments | 8 | 132877 | 1 | 17 | 92 | 93 | 1926 |  | YES
1014730018 | 440 79TH STREET Manhattan, NY 10075 (40.77192594427977, -73.9517743441101) | Con Edison | 440 E. 79TH ST. OWNRS % CENTURY OPERATING CORP. | 440 EAST 79TH STREET | 7 PENN PLAZA NEW YORK, NY 10001 (40.74956954963903, -73.99160848411982) | CB150107Y | 7/6/05 | FEDERAL FST - 250 (EXSTG) | 1 | 8.3 | 2007 | 2042 | DUAL FUEL | Fewer than 5 years old | ICI DEG - 105P (NEW) | #6 | 74679 | 52275 | 11202 | 7841 | Yes | 2013 | Elevator Apartments | 5 | 238293 | 1 | 16 | 219 | 222 | 1956 |  | YES
1011840028 | 5 RIVERSIDE DRIVE Manhattan, NY 10023 (40.78087510896421, -73.98544915507387) | Con Edison | 5 RIVERSIDE CORP. | 5 RIVERSIDE CP | 5 RIVERSIDE DRIVE N Y 10023 (40.78087510896421, -73.98544915507387) | CB053701R | 7/5/05 | FEDERAL FST 250 | 1 | 10.4 | 2001 | 2036 | DUAL FUEL | 5 to 10 years old | INDUSTRIAL COMB. DEG-105 P | #6 | 74679 | 52275 | 11202 | 7841 | Yes | 2014 | Walk-Up Apartments | 6 | 127782 | 1 | 19 | 100 | 100 | 1936 |  | YES
1011507504 | 172 79 STREET Manhattan, NY 10024 (40.78294443381894, -73.97790865707655) | Con Edison | A. V. J. MANAGEMENT. |  | 733 YONKERS AVENUE YONKERS, NY 10704 (40.92365098316586, -73.86577167165724) | CB104703X | 7/5/05 | BEST 5D-250 (NEW) | 1 | 8.36 | 2003 | 2038 | DUAL FUEL | 5 to 10 years old | ICI DEG-105 (P) | #6 | 74679 | 52275 | 11202 | 7841 | Yes | 2020 | Office Buildings | 6 | 99687 | 1 | 19 | 98 | 99 | 1930 | YES
1011680056 | 250 77 STREET Manhattan, NY 10024 (40.78268063224396, -73.98139348478419) | Con Edison | BELLCLAIRE HOTEL LLC | LOPHIJO REALTY CORP. | 250 77 STREET N Y 10024 (40.78268063224396, -73.98139348478419) | CB249000L | 7/5/05 | FEDERAL FST-250 | 1 | 10.5 | 2000 | 2035 | DUAL FUEL | 5 to 10 years old | IND.COMB DEG-105 P | #6 | 74679 | 52275 | 11202 | 7841 | Yes | 2018 | Store Buildings | 6 | 121147 | 1 | 10 | 0 | 6 | 1910
1012350061 | 574 END AVENUE Manhattan, NY 10024 (40.78362556816552, -73.96653900057436) | Con Edison | CENTRAL HUDSON ASSOC%CENTRAL HUDSON MGMT. | CENTRAL HUDSON ASSOCI | 236 26 STREET SUITE805 N Y 10024 (40.78362556816552, -73.96653900057436) | CB258001J | 7/6/05 | FEDERAL FST-250 | 1 | 10.5 | 2001 | 2036 | DUAL FUEL | 5 to 10 years old | INDUSTRIAL COMB. DEG-105P | #6 | 74679 | 52275 | 11202 | 7841 | Yes | 2015 | Elevator Apartments | 6 | 136843 | 1 | 12 | 76 | 76 | 1920
1010280056 | 250 57 STREET Manhattan, NY 10019 (40.766393521786576, -73.98218601253214) | Con Edison | FISK BUILDING | 250 WEST 57TH ST. AS | 250 57TH MANHATTAN, NY 10107 (40.766393521786576, -73.98218601253214) | CA264996P | 7/7/05 | ROCKMILLS MP-250 | 1 | 9.55 | 1996 | 2031 | DUAL FUEL | 11 to 15 years old | INDUSTRIAL COMB. DEG-105 P | #6 | 74679 | 52275 | 11202 | 7841 | Yes | 2018 | Walk-Up Apartments | 6 | 435677 | 1 | 24 | 0 | 375 | 1921
1012460001 | 125 RIVERSIDE DRIVE Manhattan, NY 10024 (40.78876216316115, -73.98103348391004) | Con Edison | LYDONVILLE PROPERTIES MGMT. INC. | ARNAV INDUSTRIES INC | 441 END AVENUE NEW YORK, NY 10024 (40.78362556816552, -73.96653900057436) | CB280202J | 7/4/05 | FEDERAL FST-250SP | 1 | 8.36 | 2002 | 2037 | DUAL FUEL | 5 to 10 years old | INDUSTRIAL COMBUSTION DEG-105P | #6 | 74679 | 52275 | 11202 | 7841 | Yes | 2016 | Elevator Apartments | 6 | 70328 | 1 | 12 | 60 | 64 | 1907
1010650012 | 423 55 STREET Manhattan, NY 10019 (40.76693311691327, -73.98733281463804) | Con Edison | W. 55 ST. BLDG. LLC. % WINTER MGMT. | 423 WEST 55TH STREET, | 730 FIFTH AVENUE NEW YORK, NY 10019 (40.76267283109115, -73.97418065004678) | CB114103L | 7/5/05 | ROCKMILLS MP-250SS (NEW) | 1 | 10.5 | 2003 | 2038 | DUAL FUEL | 5 to 10 years old | INDUSTRIAL COMBUSTION DEG-105P | #6 | 74679 | 52275 | 11202 | 7841 | Yes | 2015 | Elevator Apartments | 6 | 263438 | 1 | 12 | 0 | 24 | 1915
1013360015 | 333 43 STREET Manhattan, NY 10017 (40.74976542235286, -73.96989101060808) | Con Edison | 333 E.43RD OWNERS/INSIGNIA | WYNN, GARY J |  | CA206299Y | 7/4/05 | FEDERAL FST-250 | 1 | 9.55 | 1999 | 2034 | DUAL FUEL | 11 to 15 years old | ICI DEG-105 P | #6 | 74674 | 52272 | 11201 | 7841 | Yes | 2016 | Elevator Apartments | 4 | 149000 | 1 | 10 | 215 | 217 | 1928 |  | YES
1004970001 | 530 BROADWAY Manhattan, NY 10012 (40.72313863468315, -73.9986871753452) | Con Edison | SCHACK & SCHACK REAL ESTATE CO | 530 BROADWAY LLC, A D | 25 39TH STREET -11TH FL N Y 10018 (40.75197275983901, -73.98306175058497) | CB336400J | 7/5/05 | EXISTING-FEDERAL-FST-250SP | 1 | 10.5 | 2000 | 2035 | DUAL FUEL | 5 to 10 years old | ICI-DEG-105P | #6 | 74674 | 52272 | 11201 | 7841 | Yes | 2017 | Elevator Apartments | 1 | 78033 | 1 | 11 | 0 | 24 | 1900
1021440013 | 619 176 STREET Manhattan, NY 10033 (40.846338705019946, -73.93652971526639) | Con Edison | MIRIMAR MGMT CORP. | 176-177 WADSWORTH ASS | 771 MANHATTAN NY 10033 (40.85621992920642, -73.94585900019268) | CA394784Z | 7/7/05 | ROCKMILLS MP-90 | 1 | 3.6 | 1984 | 2019 | DUAL FUEL | 26 to 30 years old | HEVEOIL DEG-42P | #6 | 74552 | 52187 | 11183 | 7828 |  |  | Elevator Apartments | 10 | 45330 | 1 | 5 | 55 | 56 | 1940
1012400036 | 200 93 STREET Manhattan, NY 10025 (40.792118447656364, -73.97183656318624) | Con Edison | FOREST HILLS ASSOCIATES | 92 EQUITIES LLC | 770 LEXINGTON AVENUE NEW YORK, NY 10065 (40.76307014183385, -73.96759762551441) | CA127380X | 7/6/05 | ROCKMILLS #MP4-122 | 1 | 5.1 | 1980 | 2015 |  | 26 to 30 years old | INDUSTRIAL COMBUSTION #MEG-54-P | #4 | 74460 | 52122 | 10797 | 7558 | Yes | 2020 | Elevator Apartments | 6 | 68840 | 2 | 6 | 67 | 81 | 1934
1014970034 | 1020 PARK AVENUE Manhattan, NY 10028 (40.77978692930873, -73.95760614504678) | Con Edison | 1020 PARK AVE/BRN,HARRIS,STEVENS | 1020 PARK AVE INC-C/O |  | CA294270N | 7/7/05 | GIBRALTAR #GCB-257 | 1 | 9.1 | 1970 | 2010 |  | 36 - 40 year old | ACE #DPGH-65 | #6 | 74460 | 52122 | 11169 | 7818 | Yes | 2017 | Elevator Apartments | 4 | 117879 | 2 | 21 | 52 | 57 | 1962 |  | YES
1015210020 | 145 92 STREET Manhattan, NY 10128 (40.78329001405525, -73.9527208924684) | Con Edison | WEINREB MANAGEMENT | 145 EAST 92 ASSOCIATE | 276 RIVERSIDE DRIVE MANHATTAN, NY 10025 (40.79837591565439, -73.97328132801744) | CA033574R | 7/6/05 | ROCKMILLS BOILER MODEL #M P - 150 | 1 | 5.8 | 1974 | 2010 |  | 36 - 40 year old | SUPERIOR MODEL #AB-100 | #6 | 74460 | 52122 | 11169 | 7818 | Yes | 2021 | Elevator Apartments | 4 | 85924 | 1 | 11 | 48 | 49 | 1929
1011240021 | 17 71 STREET Manhattan, NY 10023 (40.7757837077912, -73.9769651956913) | Con Edison | 17 W APT CO/QUADRAGLE RTY | 17 WEST APARTMENTS CO | 770 LEXINGTON AVE NEW YORK, NY 10065 (40.76307014183385, -73.96759762551441) | CA125078X | 7/6/05 | FEDERAL FST-100 | 1 | 4.74 | 1978 | 2013 |  | 31 to 35 years old | ICI DE42 (P) | #6 | 74351 | 52045 | 11153 | 7807 | Yes | 2014 | Elevator Apartments | 6 | 71907 | 1 | 9 | 39 | 39 | 1923 |  | YES
1014970044 | 68 86 STREET Manhattan, NY 10028 (40.78057391459784, -73.95821173829054) | Con Edison | 68 EAST 86 STREET OWNERS CORP. | 68 EAST 86THST OWNERS | 1740 BROADWAY MANHATTAN, NY 10019 (40.76509834187077, -73.98206124052132) | CA068678L | 7/7/05 | FEDERAL FST-100 | 1 | 4.2 | 1978 | 2013 |  | 31 to 35 years old | HEVEOIL DE 42-S | #6 | 74351 | 52045 | 11153 | 7807 | Yes | 2017 | Elevator Apartments | 4 | 53220 | 1 | 12 | 26 | 27 | 1912 |  | YES
1018260013 | 225 110 STREET Manhattan, NY 10026 (40.79975234571992, -73.95597784938498) | Con Edison | LEVITES REALTY | CATHEDRAL ASSETS | 341 149 STREET BRONX, NY 10451 (40.816753941887974, -73.9199605312092) | CA233782H | 7/6/05 | FEDERAL BOILER FST-125 | 1 | 5.2 | 1982 | 2017 | DUAL FUEL | 26 to 30 years old | INDUSTRIAL COMBUSTION MEG-54-P | #4 | 74275 | 51992 | 10770 | 7539 | Yes | 2016 | Walk-Up Apartments | 9 | 53098 | 1 | 6 | 58 | 58 | 1926
1008220031 | 156 5 AVENUE Manhattan, NY 10010 (40.73999148655478, -73.99078247577172) | Con Edison | HRC CORPORATION | 156 5 AVE CORP | 156 5th AVENUE MANHATTAN, NY 10010 (40.73999148655478, -73.99078247577172) | CA156794Z | 7/5/05 | FEDERAL FST-350 | 1 | 13.86 | 1994 | 2029 |  | 16 to 20 years old | INDUSTRIAL COMB. DEG-145 (P) | #6 | 74250 | 51975 | 11138 | 7796 | Yes | 2022 | Elevator Apartments | 3 | 184509 | 1 | 14 | 0 | 116 | 1900
1007570054 | 330 34 STREET Manhattan, NY 10001 (40.75254891665044, -73.99438541733568) | Con Edison | MENDIK REALTY CO INC | 330 WEST 34TH SPE LLC |  | CA307486M | 7/5/05 | FEDERAL FST-350 | 2 | 14.7 | 1986 | 2021 |  | 21 to 26 years old | S.T. JOHNSON FD68CAHM-300 | #6 | 74250 | 51975 | 11138 | 7796 | Yes | 2017 | Walk-Up Apartments | 3 | 622264 | 2 | 18 | 0 | 6 | 1926
1007760001 | 322 8 AVENUE Manhattan, NY 10001 (40.74736637015246, -73.99696947026922) | Con Edison | NEWMARK & COMPANY | 322 PARTNERS, | 520 EIGHTH AVENUE NEW YORK, NY 10018 (40.75376054978079, -73.99232896859803) | CA238689X | 7/5/05 | FEDERAL FST 250 | 1 | 10.36 | 1989 | 2024 |  | 21 to 26 years old | HEVE DEG 105 P ( I.C.I. ) | #6 | 74250 | 51975 | 11138 | 7796 | Yes | 2016 | Elevator Apartments | 3 | 173491 | 1 | 21 | 0 | 42 | 1925
1014130071 | 895 PARK AVENUE Manhattan, NY 10021 (40.77360343863116, -73.96179703944546) | Con Edison | PARK 79 CORP%GUMLEY-HAFT | PARK SEVENTY-NINTH CO | 895 PARK AVE N Y, NEW YORK 10019 (40.76761164715987, -73.99180550022362) | CB157902J | 7/7/05 | ROCKMILLS MP 200 | 2 | 7.81 | 2002 | 2037 | DUAL FUEL | 5 to 10 years old | HEVE (ICI) DEG-84 P | #6 | 73913 | 51739 | 11087 | 7761 | Yes | 2013 | Elevator Apartments | 4 | 216186 | 1 | 21 | 37 | 44 | 1930 |  | YES
1021760054 | 701 179 STREET Manhattan, NY 10033 (40.84895628212769, -73.93713715349594) | Con Edison | R A I REALTY CO | 701 WEST ASSOCIATES | 1841 BROADWAY MANHATTAN, NY 10023 (40.76937278020944, -73.9822205889887) | CA112879N | 7/6/05 | ROCKMILLS MP-4-162 | 1 | 6.7 | 1979 | 2014 |  | 31 to 35 years old | IRON FIREMAN A0-6-9.8RK | #6 | 73913 | 51739 | 11087 | 7761 | Yes | 2016 | Office Buildings | 7 | 67838 | 1 | 6 | 50 | 57 | 1920
1005587502 | 115 FOURTH AVENUE Manhattan, NY 10003 (40.73283525634806, -73.98996916915604) | Con Edison | THE PETERFIELD | THE PETERFIELD CONDON | 675 THIRD AVENUE NEW YORK, NY 10017 (40.75129610835038, -73.97404990585339) | CB171603M | 7/5/05 | BEST 5C-175 (NEW) | 1 | 5.85 | 2003 | 2038 | DUAL FUEL | 5 to 10 years old | HEVE IC DEG-84P | #6 | 73913 | 51739 | 11087 | 7761 | Yes | 2018 | Walk-Up Apartments | 2 | 12800 | 1 | 8 | 70 | 71 | 1905 | YES
1008990032 | 242 19 STREET Manhattan, NY 10003 (40.73578895483796, -73.9836284863657) | Con Edison | VINTAGE R/E/ SERVICES LTD | 242 APARTMENT CORP | 450 SEVENTH AVE MANHATTAN, NY 10123 (40.7508900001734, -73.99041199981389) | CA230898X | 7/6/05 | FEDERAL FST-175 | 1 | 7 | 1998 | 2033 | DUAL FUEL | 11 to 15 years old | HEVE (ICI) DEG 84 P | #6 | 73913 | 51739 | 11087 | 7761 | Yes | 2019 | Elevator Apartments | 2 | 138470 | 1 | 16 | 118 | 127 | 1929 |  | YES
1018940011 | 601 110 STREET Manhattan, NY 10025 (40.80426116265111, -73.96681723562222) | Con Edison | COLLEGE RESIDENCE HOTEL | I SHELY INC | 601 110 STREET MANHATTAN, NY 10025 (40.80426116265111, -73.96681723562222) | CA225484J | 7/6/05 | FEDERAL FST 250 | 1 | 9.31 | 1984 | 2019 |  | 26 to 30 years old | ICI DEG 105-P | #4 | 73913 | 51739 | 10717 | 7502 | Yes | 2014 | Elevator Apartments | 9 | 164315 | 1 | 13 | 0 | 5 | 1920
1004310031 | 141 3 STREET Manhattan, NY 10009 (40.72383705456298, -73.9856428510305) | Con Edison | 141 E. 3RD ST. OWNERS CORPC/O J.R.D. MGMT. CORP. | 141 EAST THIRD OWNERS | 7 PENN PLAZA NEW YORK, NY 10016 (40.74956954963903, -73.99160848411982) | CA192696N | 7/4/05 | FEDERAL FST-175 | 1 | 7 | 1996 | 2031 | DUAL FUEL | 11 to 15 years old | HEVE DEG-84P | #6 | 73912 | 51739 | 11087 | 7761 | Yes | 2021 | Office Buildings | 2 | 120605 | 1 | 10 | 100 | 105 | 1929 |  | YES
1008610044 | 470 PARK AVENUE Manhattan, NY 10016 (40.74541398971918, -73.98270866745645) | Con Edison | 470P.A.ASSOC/S.L.GREEN MG | TEACHERS INSURANCE AN | 70 36 STREET MANHATTAN, NY 10018 (40.75080614697955, -73.98625751968467) | CA199594Y | 7/5/05 | EASTMOND ESP-200 | 1 | 8.4 | 1994 | 2029 |  | 16 to 20 years old | RAY PAECR 134 SIZE 200 | #4 | 73912 | 51739 | 10717 | 7502 | Yes | 2021 | Walk-Up Apartments | 2 | 227053 | 3 | 17 | 0 | 31 | 1925
1008900005 | 15 PARK AVENUE Manhattan, NY 10016 (40.74745630235543, -73.98092556526649) | Con Edison | DIANN FERRARA | 15-17 PARK AVENUE DEL | 97 77 QUEENS BOULEVARD REGO PARK, NY 11374 (40.72646491702238, -73.86148084756303) | CA290981L | 7/4/05 | ROCKMILLS MP175 | 1 | 7 | 1981 | 2016 |  | 26 to 30 years old | ICI DEG 84 P | #6 | 73912 | 51739 | 11087 | 7761 | Yes | 2020 | Factory & Industrial Buildings | 2 | 71115 | 2 | 16 | 100 | 102 | 1924
1021347502 | 779 RIVERSIDE DRIVE Manhattan, NY 10032 (40.83492436292511, -73.94729092137067) | Con Edison | FANNY GRUNBERG & ASSOCIATES LLC |  | 915 179TH STREET MANHATTAN, NY 10460 (40.843564784322965, -73.88272170363504) | CA076697R | 7/4/05 | FEDERAL FST-200 | 1 | 8.19 | 1997 | 2032 | DUAL FUEL | 11 to 15 years old | HEVE (I.C.) DEG 84-P | #6 | 73912 | 51739 | 11087 | 7761 | Yes | 2014 | Elevator Apartments | 7 | 111028 | 1 | 6 | 163 | 165 | 1930 | YES
1007880056 | 214 39 STREET Manhattan, NY 10018 (40.75430327883748, -73.98881584327712) | Con Edison | GRANITE HOLDINGS CORP. | 214 WEST 39TH STREET | 214 39 STREET MANHATTAN, NY 10018 (40.75430327883748, -73.98881584327712) | CA174193M | 7/7/05 | FEDERAL FST 200 | 1 | 7.77 | 1993 | 2028 |  | 16 to 20 years old | HEV-E DEG-84 P | #6 | 73912 | 51739 | 11087 | 7761 | Yes | 2018 | Office Buildings | 3 | 179949 | 3 | 12 | 0 | 85 | 1910
1015290001 | 201 83 STREET Manhattan, NY 10028 (40.77685975270769, -73.95531801604884) | Con Edison | HOFFMAN MGMT. | SAXON TOWERS OWNERS C | 300 55 STREET MANHATTAN, NY 10019 (40.76543669712509, -73.98393298423655) | CA315095P | 7/6/05 | FEDERAL FST-175 | 1 | 7.28 | 1995 | 2030 | DUAL FUEL | 11 to 15 years old | S.T. JOHNSON FD68 CAHM (SIZE 150) | #6 | 73912 | 51739 | 11087 | 7761 | Yes | 2019 | Condominiums | 5 | 96699 | 1 | 18 | 115 | 120 | 1964 |  | YES
1005357501 | 693 BROADWAY Manhattan, NY 10012 (40.72812691158504, -73.99451015091009) | Con Edison | MERCER SQUARE OWNERS CORP. | STRUGATZ, DONNA | 250 MERCER ST MANHATTAN, NY 10012 (40.7279034570449, -73.99577822115788) | CA257795N | 7/6/05 | FEDERAL FST-250 | 1 | 8.23 | 1995 | 2030 | DUAL FUEL | 11 to 15 years old | ONE HEVE (IC) DEG-105 P | #6 | 73912 | 51739 | 11087 | 7761 | Yes | 2015 | Elevator Apartments | 1 | 323092 | 1 | 12 | 274 | 275 | 1908 | YES
1005480024 | 303 MERCER STREET Manhattan, NY 10003 (40.728900827313744, -73.9950217538919) | Con Edison | SNUG HARBOR OWNERS % J.J. GROGAN ASSOC. | SNUG HARBOR OWNERS IN | 320 39TH STREET MANHATTAN, NY 10016 (40.74750679156492, -73.97271722657062) | CB196901X | 7/5/05 | ROCKMILLS MP-175 | 1 | 7.35 | 2001 | 2036 | DUAL FUEL | 5 to 10 years old | HEVE IC DEG-84S | #6 | 73912 | 51739 | 11087 | 7761 | Yes | 2018 | Elevator Apartments | 1 | 86332 | 2 | 6 | 63 | 63 | 1900 |  | YES
1012360029 | 205 88 STREET Manhattan, NY 10024 (40.789071266189104, -73.9741961960372) | Con Edison | 205 REALTY LLC | WEST 88 STREET LLC | 574 CEDARHURST NY 11516-0574 (40.63035943500745, -73.72995581741695) | CA241191X | 7/4/05 | ROCKMILLS MP 175 | 1 | 7 | 1991 | 2026 |  | 16 to 20 years old | HEV-E DEG 84 P | #6 | 73912 | 51738 | 11087 | 7761 | Yes | 2016 | Elevator Apartments | 6 | 96058 | 2 | 15 | 116 | 117 | 1923
1012450019 | 465 END AVENUE Manhattan, NY 10024 (40.78362556816552, -73.96653900057436) | Con Edison | 465 WEST END AVE CORP | 465 WEA OWNERS CORP | 1740 BROADWAY NEW YORK, NY 10019 (40.76509834187077, -73.98206124052132) | CA509485X | 7/5/05 | FEDERAL #FST-200 | 1 | 7.3 | 1985 | 2020 |  | 21 to 26 years old | IND COMB #DEG-84-P | #6 | 73912 | 51738 | 11087 | 7761 | Yes | 2015 | Walk-Up Apartments | 6 | 100400 | 1 | 12 | 41 | 41 | 1911 |  | YES
1021360167 | 900 RIVERSIDE DRIVE Manhattan, NY 10032 (40.83828782731473, -73.94630166713847) | Con Edison | 900 RIVERSIDE ASSOC. LLC % LANGSAM PROP. | 900 RIVERSIDE ASSOCIA | 1601 BRONXDALE AVENUE BRONX, NY 10462 (40.84351657306597, -73.85691921749257) | CB041908J | 7/6/05 | FEDERAL FST - 175 (NEW) | 1 | 5.8 | 2008 | 2043 | DUAL FUEL | Fewer than 5 years old | HEVE ICI DEG - 84P (NEW) | #6 | 73912 | 51738 | 11087 | 7761 | Yes | 2016 | Walk-Up Apartments | 7 | 93184 | 1 | 6 | 71 | 73 | 1915
1014940037 | 970 PARK AVENUE Manhattan, NY 10028 (40.77808721067339, -73.95884720944719) | Con Edison | CHARLES H. GREENTHAL CO. | 970 PARK OWNENS CORP | 4 PARK AVENUE MANHATTAN, NY 10016 (40.74650915812013, -73.98194367109245) | CA168185L | 7/4/05 | FEDERAL FST-200 | 1 | 8.2 | 1985 | 2020 |  | 21 to 26 years old | HEV-E-OIL DEG84-P | #6 | 73912 | 51738 | 11087 | 7761 | Yes | 2014 | Walk-Up Apartments | 4 | 96379 | 1 | 15 | 40 | 42 | 1912 |  | YES
1013110058 | 130 57 STREET Manhattan, NY 10022 (40.760884795791654, -73.96910724996388) | Con Edison | FIFTY SEVENTH STREET OPERSTING LLC. | SOL GOLDMAN INVESTMEN | 222 77TH STREET NY, NY 10024 (40.78250310607537, -73.98094966936273) | CA286084J | 7/7/05 | ROCKMILLS MP 175 | 1 | 7.4 | 1984 | 2019 |  | 26 to 30 years old | HEV-E DEG -84-P | #4 | 73912 | 51738 | 10717 | 7502 | Yes | 2021 | Elevator Apartments | 4 | 111084 | 1 | 17 | 0 | 9 | 1922
1014370001 | 301 62 STREET Manhattan, NY 10021 (40.76920532766377, -73.959183941086) | Con Edison | HUDSON VIEW5STEVEN GOLD | 30162 OWNERS CORP | 159 00 RIVERSIDE DRIVE NY, NY 10032 (40.83693034905639, -73.94917852197119) | CA362190P | 7/4/05 | FEDERAL FST 200 | 1 | 8.19 | 1990 | 2025 |  | 16 to 20 years old | ICI DEG 84P | #6 | 73912 | 51738 | 11087 | 7761 | Yes | 2017 | Elevator Apartments | 5 | 120328 | 1 | 14 | 130 | 131 | 1959 |  | YES
1013420023 | 349 49 STREET Manhattan, NY 10017 (40.753773454786646, -73.96779631066327) | Con Edison | INSIGNIA RESIDENTIAL GRP. | 349 EAST 49TH STREET | 675 3 AVENUE NY, NY 10017 (40.75129610835038, -73.97404990585339) | CA435584M | 7/7/05 | FEDERAL #FST-200 | 1 | 8.1 | 1984 | 2019 |  | 26 to 30 years old | INDUS COMBU #DEG-84 | #6 | 73912 | 51738 | 11087 | 7761 | Yes | 2022 | Walk-Up Apartments | 5 | 106000 | 1 | 6 | 106 | 113 | 1940 |  | YES
1021420178 | 370 FT WASHINGTON AVENUE Manhattan, NY 10033 (40.84753285777589, -73.93964668412161) | Con Edison | PREMSHAW ASSOCIATES | DPA 370 FT. WASHINGTO | 41 83 STREET MANHATTAN, NY 10024 (40.783864691795316, -73.97192038491741) | CB044002R | 7/6/05 | ROCKMILLS-MP-175 | 1 | 7.35 | 2002 | 2037 | DUAL FUEL | 5 to 10 years old | HEVE(I.C.) DEG-84P | #6 | 73912 | 51738 | 11087 | 7761 | Yes | 2022 | Walk-Up Apartments | 10 | 92580 | 1 | 6 | 80 | 80 | 1929
1015070001 | 1140 5 AVENUE Manhattan, NY 10128 (40.78732324791429, -73.95614025013901) | Con Edison | MIDBORO MANAGEMENT CO. | 1140 TENANTS CORP | 148 85TH STREET NEW YORK, NY 10018 (40.62526251599092, -74.0347926945171) | CA040181L | 7/6/05 | FEDERAL FST 175 | 1 | 7 | 1981 | 2016 |  | 26 to 30 years old | ICI DEG 84P | #6 | 73910 | 51737 | 11086 | 7761 | Yes | 2017 | Elevator Apartments | 4 | 77858 | 1 | 14 | 44 | 44 | 1922 |  | YES
1012370061 | 610 END AVENUE Manhattan, NY 10024 (40.78362556816552, -73.96653900057436) | Con Edison | 610 WEST END CORPORATION | 61 WEST END CORP | 610 END AVENUE NY, NY 10024 (40.78362556816552, -73.96653900057436) | CA223983P | 7/5/05 | ROCKMILLS #MP-200 | 1 | 8.2 | 1983 | 2018 |  | 26 to 30 years old | INDUSTRIAL COMBUSTON #DEG-84-P | #6 | 73900 | 51730 | 11085 | 7759 | Yes | 2017 | Elevator Apartments | 6 | 177048 | 1 | 12 | 60 | 60 | 1915 |  | YES
1021260001 | 565 169 STREET Manhattan, NY 10032 (40.841287251169376, -73.93831344468167) | Con Edison | WOODROW COURT INC. | ALEXANDER PRISCILLA | 6 43RD STREET MANHATTAN, NY 10017 (40.75381517729913, -73.97967506743592) | CA507485R | 7/5/05 | FEDERAL FST 125 | 1 | 6.3 | 1985 | 2020 |  | 21 to 26 years old | I.C.I. DEG 54 P | #6 | 73900 | 51730 | 11085 | 7759 | Yes | 2016 | Loft Buildings | 10 | 84102 | 1 | 6 | 55 | 64 | 1910 |  | YES
1014240001 | 201 69 STREET Manhattan, NY 10010 (40.73914078212147, -73.98289845639863) | Con Edison | FAIRFAX LLC % ROCKROSE DEVELOPMENT CORP. | FAIRFAX | 290 PARK AVENUE NEW YORK, NY 10021 (40.76861350549685, -73.96581689882925) | CB087406X | 7/5/05 | FEDERAL FST-250 (NEW) | 2 | 8.3 | 2006 | 2041 | DUAL FUEL | Fewer than 5 years old | ICI DEG-105P | #6 | 73656 | 51559 | 11048 | 7734 | Yes | 2014 | Elevator Apartments | 4 | 316500 | 1 | 14 | 300 | 309 | 1927
1011440001 | 175 72 STREET Manhattan, NY 10023 (40.778626293838805, -73.98158823749817) | Con Edison | G & L REALTY LLC | G&L REALTY DELAWARE L | 825 233 STREET N Y 10466 (40.89221310483329, -73.85355883486339) | CB103500M | 7/4/05 | ROCKMILLS MP-250 | 1 | 9.54 | 2000 | 2035 | DUAL FUEL | 5 to 10 years old | INDUSTRIAL COMB. DEG-105 | #6 | 73656 | 51559 | 11048 | 7734 | Yes | 2014 | Elevator Apartments | 6 | 111997 | 1 | 12 | 59 | 65 | 1906
1007730056 | 214 24 STREET Manhattan, NY 10011 (40.744926426486366, -73.99565375685515) | Con Edison | ABS PARTNERS R.E LLC | LMH 2324 L.L.C. | 200 PARK AVENUE N Y 10009 (40.72664935898081, -73.97911148500697) | CB275500J | 7/5/05 | FEDERAL FST 250 | 1 | 10.5 | 2000 | 2035 | DUAL FUEL | 5 to 10 years old | ICI DEG-105 P | #6 | 73650 | 51555 | 11048 | 7733 | Yes | 2013 | Elevator Apartments | 3 | 57207 | 1 | 6 | 118 | 118 | 1930
1019690048 | 49 ST NICHOLAS' TERRACE Manhattan, NY 10027 (40.81401512574388, -73.95100512135167) | Con Edison | 49 TERRACE CORP | 49 TERRACE CORP | 369 62ND STREET MANHATTAN, NY 10021 (40.76920532766377, -73.959183941086) | CA434587N | 7/4/05 | FEDERAL FST 150 | 1 | 6.27 | 1987 | 2022 |  | 21 to 26 years old | INDUSTRIAL COMBUSTION DEG 63 P | #6 | 73584 | 51509 | 11038 | 7726 | Yes | 2019 | Condominiums | 7 | 67440 | 1 | 6 | 61 | 61 | 1926
1015860035 | 530 90 STREET Manhattan, NY 10128 (40.778161620282944, -73.94456023862709) | Con Edison | GARCIE GARDENS OWNERS CORP | GRACIE GARDENS OWNERS | 6 43 STREET MANHATTAN, NY 10017 (40.75381517729913, -73.97967506743592) | CA437787L | 7/7/05 | FEDERAL FST 150 | 1 | 6.27 | 1987 | 2022 |  | 21 to 26 years old | ICI DEG 63 P | #6 | 73584 | 51509 | 11038 | 7726 | Yes | 2016 | Walk-Up Apartments | 5 | 71000 | 1 | 6 | 68 | 68 | 1942 |  | YES
1015860013 | 525 89 STREET Manhattan, NY 10128 (40.77762659721878, -73.94508175684756) | Con Edison | GRACIE GARDENS OWNERS CO. | GRACIE GARDENS OWNERS | 6 43 STREET MANHATTAN, NY 10017 (40.75381517729913, -73.97967506743592) | CA439487Z | 7/7/05 | ROCKMILLS MP 150 | 1 | 6.27 | 1987 | 2022 |  | 21 to 26 years old | ICI DEG 63 P | #6 | 73584 | 51509 | 11038 | 7726 | Yes | 2016 | Elevator Apartments | 5 | 71000 | 1 | 6 | 70 | 70 | 1942 |  | YES
1015860005 | 515 89 STREET Manhattan, NY 10128 (40.77772234748372, -73.94530948720742) | Con Edison | GRACIE GARDENS OWNERS CORP | GRACIE GARDENS OWNERS | 6 43 STREET MANHATTAN, NY 10017 (40.75381517729913, -73.97967506743592) | CA437887Z | 7/7/05 | SPENCER #FPC-4390A A.K.A.4F-675-NY | 1 | 6.27 | 1987 | 2022 |  | 21 to 26 years old | ICI DEG 84 P | #6 | 73584 | 51509 | 11038 | 7726 | Yes | 2016 | Elevator Apartments | 5 | 71000 | 1 | 6 | 70 | 70 | 1942 |  | YES
1015860043 | 520 90 STREET Manhattan, NY 10128 (40.77825411735848, -73.94477637975255) | Con Edison | GRACIE GARDENS OWNERS CORP. | GRACIE GARDENS OWNERS | 6 43 STREET MANHATTAN, NY 10017 (40.75381517729913, -73.97967506743592) | CA437687Y | 7/7/05 | ROCKMILL MP 150 | 1 | 6.27 | 1987 | 2022 |  | 21 to 26 years old | INDUSTRIAL COMBUSTION DEG 63 P | #6 | 73584 | 51509 | 11038 | 7726 | Yes | 2016 | Elevator Apartments | 5 | 71000 | 1 | 6 | 68 | 68 | 1942 |  | YES
1011210036 | 88 CENTRAL PARK Manhattan, NY 10023 (40.77417159516067, -73.97750431005886) | Con Edison | 88 ASSOCIATES INC. | PHILIP & SARINA BIRSH | 770 LEXINGTON AVE NEW YORK, NY 10021 (40.76851425537591, -73.96362286271633) | CA087495M | 7/6/05 | FEDERAL FMB-2429 | 1 | 8.55 | 1995 | 2030 | DUAL FUEL | 11 to 15 years old | ICI DEG-84 (S) | #6 | 73320 | 51324 | 10998 | 7699 | Yes | 2021 | Office Buildings | 6 | 132291 | 1 | 12 | 42 | 42 | 1910 |  | YES
1014117502 | 170 77 STREET Manhattan, NY 10021 (40.76920532766377, -73.959183941086) | Con Edison | 170 EAST 77ST REALTY CORP. |  | 200 MADISON AVENUE MANHATTAN, NY 10016 (40.74877830573848, -73.9822475686496) | CA354968R | 7/7/05 | NATIONAL DB 674 | 1 | 6.29 | 1968 | 2010 |  | 41 - 45 years old | PETRO W6AH | #6 | 73000 | 51100 | 10950 | 7665 | Yes | 2021 | Elevator Apartments | 4 | 92357 | 1 | 10 | 56 | 59 | 1942 | YES
1014460038 | 340 72 STREET Manhattan, NY 10021 (40.76836403345389, -73.95739919488906) | Con Edison | 340 E. 72nd St. Owners%Brown Harris Stevens | 342 E 72ND ST CORPORA | 340 72ND MANHATTAN, NY 10021 (40.76836403345389, -73.95739919488906) | CA287181X | 7/4/05 | FEDERAL (EASTMOND) MODEL FST-175 | 1 | 7 | 1981 | 2016 |  | 26 to 30 years old | IND COMB DEG 84 P | #6 | 73000 | 51100 | 10950 | 7665 | Yes | 2016 | Elevator Apartments | 5 | 90247 | 1 | 16 | 33 | 35 | 1930 |  | YES
1021360075 | 25 FORT WASHINGTON AVENUE Manhattan, NY 10032 (40.83616542732557, -73.94466490104514) | Con Edison | BLASGOLD HOLDING CO. | JOHN BLASER TIC LLC | 141 HALSTED AVE MOMPRONECK, NY 10032 (40.83693034905639, -73.94917852197119) | CA244987P | 7/7/05 | FEDERAL FST 100 | 1 | 4.2 | 1987 | 2022 |  | 21 to 26 years old | ICI ME 42 P | #6 | 73000 | 51100 | 10950 | 7665 |  |  | Elevator Apartments | 7 | 45557 | 1 | 6 | 47 | 47 | 1920
1009177501 | 201 36 STREET Manhattan, NY 10016 (40.74702302483443, -73.97714068261794) | Con Edison | CENTURY OPERATING | MURRAY HILL TERRACE C | 7 PENN PLAZA MANHATTAN, NY 10001 (40.74956954963903, -73.99160848411982) | CA237582L | 7/5/05 | FEDERAL FLW 2125 | 1 | 7.2 | 1982 | 2017 |  | 26 to 30 years old | ICI DEG 84(S) | #6 | 73000 | 51100 | 10950 | 7665 | Yes | 2017 | Elevator Apartments | 4 | 113264 | 1 | 19 | 118 | 119 | 1963 | YES
1017180037 | 2 120 STREET Manhattan, NY 10027 (40.80321668371189, -73.94464278545456) | Con Edison | DUNMORE REALTY | 2 WEST 120TH REALTYCO | 1920 NEW YORK, NY 10116 (40.8110019996426, -73.95309800037239) | CA223896R | 7/7/05 | FEDERAL FST-175 | 1 | 7 | 1996 | 2031 | DUAL FUEL | 11 to 15 years old | I.C. DEG-84 P | #4 | 73000 | 51100 | 10585 | 7409 | Yes | 2018 | Elevator Apartments | 9 | 77093 | 1 | 7 | 106 | 109 | 1900
1018510005 | 145 96 STREET Manhattan, NY 10025 (40.79342367421685, -73.96878870309469) | Con Edison | KIPLING ARMS ASSOCIATES | KIPLING ARMS LLC | 244 54 STREET MANHATTAN, NY 10019-5502 (40.76433809589014, -73.9833074894785) | CA493785Y | 7/5/05 | ROCKMILLS MP-175 | 1 | 7 | 1985 | 2020 |  | 21 to 26 years old | ICI DEG-84P | #6 | 73000 | 51100 | 10950 | 7665 | Yes | 2021 | Elevator Apartments | 8 | 96000 | 1 | 15 | 92 | 92 | 1927
1021610060 | 530 AUDUBON AVENUE Manhattan, NY 10040 (40.85549185773522, -73.92739791808259) | Con Edison | LEMLE & WOLFF INC. | 530 AUDUBON ASSOCIATE | 5925 BROADWAY BRONX, NY 10463 (40.888406443876256, -73.899128719106) | CA574186R | 7/6/05 | FEDERAL FST-90 | 1 | 3.7 | 1986 | 2021 |  | 21 to 26 years old | ICI MMG 42 P | #4 | 73000 | 51100 | 10585 | 7409 |  |  | Elevator Apartments | 10 | 39485 | 1 | 5 | 45 | 45 | 1923
1021660061 | 615 186 STREET Manhattan, NY 10033 (40.85248985696995, -73.93167612072212) | Con Edison | LEOR MANAGEMENT CORP. | 261 WADSWORTH AVENUE | 3 73RD STREET MANHATTAN, NY 10023 (40.77705498414906, -73.97574912944017) | CA229581J | 7/4/05 | FEDERAL FST 150 | 1 | 6 | 1981 | 2016 |  | 26 to 30 years old | HEV-E-OIL AM7E | #6 | 73000 | 51100 | 10950 | 7665 | Yes | 2016 | Elevator Apartments | 10 | 76212 | 1 | 6 | 82 | 83 | 1920
1008580022 | 79 MADISON AVENUE Manhattan, NY 10016 (40.74419176338904, -73.98553908727683) | Con Edison | MADISON 28 ASSOC.C/O GVA WILLIAMS | 79 MADISON LLC | 380 MADISON AVENUE MANHATTAN, NY 10017 (40.755596213835844, -73.97727528530339) | CA293281Y | 7/4/05 | FEDERAL FST-300 | 1 | 7 | 1981 | 2016 |  | 26 to 30 years old | ICI DEG-145P | #6 | 73000 | 51100 | 10950 | 7665 | Yes | 2018 | Elevator Apartments | 2 | 222449 | 1 | 16 | 0 | 23 | 1925
1008580022 | 79 MADISON AVENUE Manhattan, NY 10016 (40.74419176338904, -73.98553908727683) | Con Edison | MADISON 28 ASSOCIATES. | 79 MADISON LLC | 380 MADISON AVE MANHATTAN, NY 10017 (40.755596213835844, -73.97727528530339) | CA043679M | 7/5/05 | TITUSVILLE 131 | 1 | 7 | 1979 | 2014 |  | 31 to 35 years old | ICI DE84S | #6 | 73000 | 51100 | 10950 | 7665 | Yes | 2018 | Elevator Apartments | 2 | 222449 | 1 | 16 | 0 | 23 | 1925
1012020036 | 285 CENTRAL PARK Manhattan, NY 10024 (40.787030616469856, -73.96812247581065) | Con Edison | ORSID REALTY CORP. | 285 CENTRAL PARK W CO | 1740 BROADWAY MANHATTAN, NY 10019 (40.76509834187077, -73.98206124052132) | CA241067Z | 7/4/05 | FEDERAL PLW 265 | 2 | 10.36 | 1967 | 2010 |  | 41 - 45 years old | HEVEOIL AM 8 1/2 | #6 | 73000 | 51100 | 10950 | 7665 | Yes | 2022 | Office Buildings | 6 | 177679 | 1 | 12 | 53 | 58 | 1966 |  | YES
1002227502 | 189 HUDSON STREET Manhattan, NY 10013 (40.723293756681414, -74.00803864493513) | Con Edison | RAPPORT METROPOLITAN/J.GLOVER |  | 530 5 AVENUE MANHATTAN, NY 10036 (40.7550285938421, -73.97974745340815) | CA047477M | 7/6/05 | CROTTY CSM125 | 1 | 5.7 | 1977 | 2012 |  | 31 to 35 years old | I C I AM6CM | #4 | 73000 | 51100 | 10585 | 7409 | Yes | 2022 | Churches, Synagogues, etc. | 1 | 70622 | 1 | 7 | 27 | 27 | 1920 | YES
1007780020 | 229 28 STREET Manhattan, NY 10001 (40.74762257760033, -73.99419795813556) | Con Edison | S.N.Y.INC./ELDAN PROP. | 229 WEST 28TH OWNER L | 462 SEVENTH AVE NEW YORK, NY 10018 (40.751862980298995, -73.98999972454214) | CA204668L | 7/6/05 | FEDERAL FST-250SP | 1 | 7 | 1968 | 2010 |  | 41 - 45 years old | HEVEOIL AME 8 | #6 | 73000 | 51100 | 10950 | 7665 | Yes | 2018 | Elevator Apartments | 3 | 139923 | 1 | 12 | 0 | 10 | 1917
1008920001 | 41 PARK AVENUE Manhattan, NY 10016 (40.74849951590937, -73.98017013476192) | Con Edison | SP 41 PARK LLC | SP 41 PARK LLC | 235 48 STREET NY, NY 10036 (40.76046677832929, -73.98558985323699) | CA284868Z | 7/4/05 | FITZGIBBONS DM 151 | 1 | 4.09 | 1968 | 2010 |  | 41 - 45 years old | ST.JOHNSON-30AVH-150 1/2 | #6 | 73000 | 51100 | 10950 | 7665 | Yes | 2022 | Elevator Apartments | 3 | 115221 | 1 | 16 | 113 | 119 | 1950
1018960074 | 606 116 STREET Manhattan, NY 10027 (40.8082620652579, -73.96454688690758) | Con Edison | TRUSTEES OF COLUMBIA UNIVERSITY | DTRUSTEES OF COLUMBIA | 400 119 STREET MANHATTAN, NY 10027 (40.808041658732606, -73.9580165248943) | CA109278K | 7/7/05 | FEDERAL FST-200 | 1 | 8.8 | 1978 | 2013 |  | 31 to 35 years old | HEV-E-OIL DEG 84-S | #6 | 73000 | 51100 | 10950 | 7665 | Yes | 2016 | Walk-Up Apartments | 9 | 73800 | 1 | 12 | 48 | 48 | 1908
1011960029 | 225 CENTRAL PARK Manhattan, NY 10024 (40.78309010964309, -73.97099741328788) | Con Edison | ALDEN OWNERS INC. | ALDEN OWNERS INC (THE | 225 CENTRAL PARK MANHATTAN, NY 10024 (40.78309010964309, -73.97099741328788) | CA072377J | 7/5/05 | FEDERAL FST 350 | 1 | 14.7 | 1977 | 2012 |  | 31 to 35 years old | HEV-E-OIL DE 145S | #6 | 72955 | 51068 | 10943 | 7660 | Yes | 2016 | Condominiums | 6 | 245676 | 1 | 16 | 338 | 345 | 1926 |  | YES
1018680044 | 230 97 STREET Manhattan, NY 10025 (40.79514023523063, -73.97091159155632) | Con Edison | A.D.G.RLTY INC. | B & M EMPIRE INC | 85 11 NORTHERN BOULEVARD JACKSON HEIGHTS, NY 11372 (40.75163073936716, -73.88361254528269) | CA160886H | 7/5/05 | ROCKMILLS MP-200 | 1 | 7.7 | 1986 | 2021 |  | 21 to 26 years old | IND COMB INC. DEG 84P | #6 | 72927 | 51049 | 10939 | 7657 | Yes | 2018 | Office Buildings | 8 | 57300 | 1 | 7 | 28 | 31 | 1910
1004980007 | 561 BROADWAY Manhattan, NY 10012 (40.724046949932756, -73.99792275162025) | Con Edison | A.K.A. 88 PRINCE STREET | SINGER STUDIO CORP | 1740 BROADWAY MANHATTAN, NY 10019 (40.76509834187077, -73.98206124052132) | CA123173P | 7/5/05 | FEDERAL FM 1872 | 1 | 5.4 | 1973 | 2010 |  | 36 - 40 year old | RAY ARV141 SIZE 6 | #6 | 72900 | 51030 | 10935 | 7654 | Yes | 2018 | Elevator Apartments | 1 | 114488 | 1 | 12 | 14 | 35 | 1904
1014737502 | 460 79 STREET Manhattan, NY 10021 (40.76920532766377, -73.959183941086) | Con Edison | GREGORY TOWERS CONDOMINIUM | ORSID RLTY CORP | 1740 BROADWAY MANHATTAN, NY 10018 (40.756840774582145, -73.99669149981281) | CA067071K | 7/6/05 | FEDERAL FLR 1822 | 1 | 6.3 | 1971 | 2010 |  | 36 - 40 year old | PETRO WD 6 | #6 | 72900 | 51030 | 10935 | 7654 | Yes | 2013 | Office Buildings | 5 | 131003 | 1 | 20 | 118 | 127 | 1960 | YES
1008660076 | 401 5 AVENUE Manhattan, NY 10016 (40.750083486622245, -73.98334259591435) | Con Edison | CONTINENTAL DEVELOPMENT CORP. | 400 FIFTH AVENUE HOLD | 401 FIFTH AVE MANHATTAN, NY 10016 (40.750083486622245, -73.98334259591435) | CA133280J | 7/5/05 | ROCKMILLS-MP-250 | 1 | 9.3 | 1980 | 2015 |  | 26 to 30 years old | IND COMB INC DEG-105P | #6 | 72820 | 50974 | 10923 | 7646 | Yes | 2016 | Elevator Apartments | 3 | 113653 | 1 | 9 | 0 | 16 | 1905
1022210022 | 570 204 STREET Manhattan, NY 10034 (40.864133788562384, -73.9213070386077) | Con Edison | 570 REALTY COMPANY | 570 WEST 204 LLC | 186 NEW YORK, NY 10003 (40.73194394755518, -73.98887214913032) | CA312683H | 7/6/05 | ROCKMILLS MP-150 | 1 | 6.5 | 1983 | 2018 | DUAL FUEL | 26 to 30 years old | I.C.I. DEG 63 P | #6 | 72688 | 50882 | 10903 | 7632 | Yes | 2021 | Elevator Apartments | 10 | 88356 | 1 | 6 | 89 | 91 | 1925
1012320055 | 250 85 STREET Manhattan, NY 10024 (40.787691745025256, -73.97721963646677) | Con Edison | 85 REALTY LLC | 85 D REALTY LLC | 745 5 MANHATTAN, NY 10151 (40.76281299962028, -73.97354599994787) | CA069873L | 7/4/05 | ROCKMILLS MP-200 | 1 | 6.69 | 1973 | 2010 |  | 36 - 40 year old | IRON FIREMAN AO-6-9.8 | #6 | 72529 | 50770 | 10879 | 7616 | Yes | 2022 | Office Buildings | 6 | 111811 | 1 | 15 | 125 | 128 | 1922
1013427501 | 309 49 STREET Manhattan, NY 10017 (40.75416199976945, -73.96871053415224) | Con Edison | 309 EAST 49TH ST. CONDO.HERON LTD | 309 E 49 ST | 309 49TH STREET MANHATTAN, NY 10017 (40.75416199976945, -73.96871053415224) | CA255481L | 7/4/05 | CLEVER BROOKS CB600-150 | 2 | 6.25 | 1981 | 2016 |  | 26 to 30 years old | CLEAVER BROOKS INTEGRAL | #6 | 72270 | 50589 | 10840 | 7588 | Yes | 2022 | Office Buildings | 5 | 107510 | 1 | 22 | 85 | 88 | 1982 | YES
1014010020 | 131 66 STREET Manhattan, NY 10021 (40.76920532766377, -73.959183941086) | Con Edison | 131 E. 66TH ST./BROWN,HARRIS,STEVENS | 131 E 66 ST CORP | 131 66TH ST MANHATTAN, NY 10075 (40.77293949176419, -73.95609016263086) | CA169768H | 7/4/05 | TITUSVILLE HRT | 1 | 6.7 | 1968 | 2010 |  | 41 - 45 years old | TODD G | #6 | 72000 | 50400 | 10800 | 7560 | Yes | 2021 | Elevator Apartments | 4 | 134467 | 2 | 11 | 44 | 44 | 1907 |  | YES
1008030004 | 307 7 AVENUE Manhattan, NY 10001 (40.74698865490018, -73.99355204655791) | Con Edison | COMET RLTY. CORP. % BERNSTEIN R.E. | COMET REALTY CORP | 150 30TH STREET NEW YORK, NY 10001 (40.74821173286, -73.99182534826161) | CB478603H | 7/5/05 | ROCKMILLS MP-200 (NEW) | 2 | 6.6 | 2003 | 2038 | DUAL FUEL | 5 to 10 years old | ICI DEG-84P (NEW) | #6 | 72000 | 50400 | 10800 | 7560 | Yes | 2013 | Elevator Apartments | 3 | 197612 | 2 | 23 | 0 | 98 | 1926
1013900057 | 20 76 STREET Manhattan, NY 10021 (40.774552374621884, -73.96407570451609) | Con Edison | CONTROLLED COMBUSTION CO. INC. | SURREY ASSOCIATES | 2377 WASHINGTON AVENUE MANHATTAN, NY 10458 (40.85713793434301, -73.89161870477952) | CA075679Z | 7/5/05 | FEDERAL FST-200 | 1 | 8.4 | 1979 | 2014 |  | 31 to 35 years old | S T JOHNSON MODEL FD-68 AHM 200 | #6 | 72000 | 50400 | 10800 | 7560 | Yes | 2020 | Walk-Up Apartments | 4 | 135582 | 2 | 15 | 112 | 114 | 1926
1021580040 | 570 189 STREET Manhattan, NY 10040 (40.85394785962414, -73.92929438278273) | Con Edison | 1570 ST NICK ASSOC/SDG.MGMT.CORP. | 1570 ST. NICK ASSOCIA | 888 SEVENTH AVENUE MANHATTAN, NY 10019 (40.765163953112335, -73.98028704662573) | CA146182Z | 7/7/05 | ROCKMILLS MP 100 | 1 | 4.2 | 1982 | 2017 |  | 26 to 30 years old | I.C.I. DEG 42 P | #6 | 71795 | 50256 | 10769 | 7538 |  |  | Loft Buildings | 10 | 45000 | 1 | 6 | 33 | 40 | 1914
1011250009 | 37 72 STREET Manhattan, NY 10023 (40.77670392223392, -73.97700356546527) | Con Edison | ALAN R BUSH INC. | 37 WEST 72 ST INC | 1881 BROADWAY MANHATTAN, NY 10023 (40.770928607320116, -73.98226555509018) | CA290473P | 7/5/05 | ROCKMILLS MP 175 | 1 | 5.9 | 1973 | 2010 |  | 36 - 40 year old | IRON FIREMAN AO 6-9.8 | #6 | 71540 | 50078 | 10731 | 7512 | Yes | 2015 | Office Buildings | 6 | 80281 | 1 | 16 | 92 | 94 | 1929
1018360036 | 410 CENTRAL PARK Manhattan, NY 10025 (40.79470085387003, -73.96253007497548) | Con Edison | CATEENDI CORP./EICHNER RUDD MGMT ASSOC. | CATCENDIX CORP | 545 MADISON AVENUE MANHATTAN, NY 10022 (40.760784254829616, -73.97345219920305) | CA197666P | 7/6/05 | ROCKMILLS MP 175 | 1 | 7 | 1966 | 2010 |  | 41 - 45 years old | O D & S 3HC7 | #6 | 71540 | 50078 | 10731 | 7512 | Yes | 2016 | Educational Structures | 8 | 100530 | 1 | 16 | 99 | 99 | 1929 |  | YES
1008920049 | 156 37 STREET Manhattan, NY 10016 (40.74787210621306, -73.97737971916659) | Con Edison | SOLIL MANAGEMENT | 156 EAST 37TH STREET | 640 5 AVENUE MANHATTAN, NY 10019 (40.75918853863369, -73.97674417161663) | CA293385Z | 7/4/05 | ROCKMILLS MP80 | 1 | 3.43 | 1985 | 2020 |  | 21 to 26 years old | ICI DEG 42P | #4 | 71540 | 50078 | 10373 | 7261 |  |  | Walk-Up Apartments | 4 | 41306 | 1 | 10 | 39 | 39 | 1924
1004830013 | 514 BROADWAY Manhattan, NY 10012 (40.72275192621055, -73.99901093127573) | Con Edison | A.K.A 66 CROSBY STREET | SOHO PLAZA CORP | 514 BROADWAY MANHATTAN, NY 10012 (40.72275192621055, -73.99901093127573) | CA029779Z | 7/5/05 | ROCKMILLS MP4-133 | 1 | 5.9 | 1979 | 2014 |  | 31 to 35 years old | HEV-E-OIL MM54P (I.C.I.) | #4 | 71400 | 49980 | 10353 | 7247 | Yes | 2013 | Elevator Apartments | 1 | 76550 | 1 | 6 | 49 | 53 | 1900 |  | YES
1012620048 | 20 47 STREET Manhattan, NY 10036 (40.7569253914677, -73.97925477654863) | Con Edison | F.M. RING ASSOCIATES | 20 WEST 47TH OWNER LL | 20 47 STREET MANHATTAN, NY 10036 (40.7569253914677, -73.97925477654863) | CA271472J | 7/5/05 | FITZGIBBONS UNKNOWN | 2 | 10 | 1972 | 2010 |  | 36 - 40 year old | PETRO WD6AH | #6 | 70664 | 49465 | 10600 | 7420 | Yes | 2022 | Elevator Apartments | 3 | 110553 | 1 | 14 | 0 | 62 | 1924
1002120018 | 13 LAIGHT STREET Manhattan, NY 10013 (40.72171044693523, -74.00576306214566) | Con Edison | MAZDA REALTY ASSOC.. | MAZDA REALTY ASSOCIAT | 15 30 MANHATTAN, NY 10010 (40.73914078212147, -73.98289845639863) | CA176980K | 7/6/05 | ROCKMILLS MP 150 | 1 | 6.3 | 1980 | 2015 |  | 26 to 30 years old | INDUSTRIAL COMBUSTION DEG 63P | #6 | 70640 | 49448 | 10596 | 7417 | Yes | 2022 | Elevator Apartments | 1 | 79642 | 1 | 6 | 9 | 26 | 1900
1011290055 | 44 77 STREET Manhattan, NY 10024 (40.78018602227798, -73.97537736833773) | Con Edison | PARK 44 CORP. | PARK 44 CORP | 770 LEXINGTON AVENUE MANHATTAN, NY 10019 (40.76761164715987, -73.99180550022362) | CA114879M | 7/5/05 | ROCKMILLS MP 150 | 1 | 6.44 | 1979 | 2014 |  | 31 to 35 years old | I.C.I. DEG-63 P | #6 | 70628 | 49440 | 10594 | 7416 | Yes | 2019 | Walk-Up Apartments | 6 | 118168 | 1 | 14 | 32 | 32 | 1909 |  | YES
1006240015 | 607 HUDSON STREET Manhattan, NY 10014 (40.737329936305514, -74.00573786005492) | Con Edison | VILLAGE NURSING HOME INC. | 607 HUDSON OWNER LLC | 607 HUDSON STREET MANHATTAN, NY 10014 (40.737329936305514, -74.00573786005492) | CA043387K | 7/6/05 | FEDERAL FST 150 | 1 | 6.4 | 1987 | 2022 |  | 21 to 26 years old | IND.COMBUSTION DE 84 P | #6 | 70518 | 49363 | 10578 | 7404 |  |  | Walk-Up Apartments | 3 | 44975 | 1 | 6 | 0 | 1 | 1906
1011250009 | 37 72 STREET Manhattan, NY 10023 (40.77670392223392, -73.97700356546527) | Con Edison | 37 WEST 72 STREET INC. | 37 WEST 72 ST INC | 1881 BROADWAY MANHATTAN, NY 10023 (40.770928607320116, -73.98226555509018) | CA273973R | 7/6/05 | TITUSVILLE WS 6612 | 1 | 5.7 | 1973 | 2010 |  | 36 - 40 year old | IRON FIREMAN RAH 50 | #6 | 70080 | 49056 | 10512 | 7358 | Yes | 2015 | Elevator Apartments | 6 | 80281 | 1 | 16 | 92 | 94 | 1929
1011397502 | 1995 BROADWAY Manhattan, NY 10023 (40.77543421068691, -73.98229253475102) | Con Edison | 1995 CAM LP | ELI ACQUISITION LLC | 42 BROADWAY MANHATTAN, NY 10006 (40.70628731772358, -74.01285394729842) | CA197872X | 7/5/05 | SUPERIOR N4 AA 5200 | 2 | 7.8 | 1972 | 2010 |  | 36 - 40 year old | SUPERIOR INTEGRAL | #4 | 70000 | 49000 | 10150 | 7105 | Yes | 2019 | Walk-Up Apartments | 6 | 236110 | 1 | 18 | 0 | 2 | 1974 | YES
1018920049 | 300 108 STREET Manhattan, NY 10025 (40.80297457039911, -73.96774805623606) | Con Edison | 300 WEST 108TH OWNERS FREDRICK LEE INC. | 300 W 108 OWNERS CORP | 50 17TH ST MANHATTAN, NY 10011 (40.738563940959885, -73.99384605181096) | CA104079P | 7/5/05 | ROCKMILLS MP-200 | 1 | 8.4 | 1979 | 2014 |  | 31 to 35 years old | I.C.I. DEG-84 S ( HEV-E-OIL ) | #6 | 70000 | 49000 | 10500 | 7350 | Yes | 2022 | Elevator Apartments | 9 | 109845 | 1 | 15 | 75 | 78 | 1924 |  | YES
1012420062 | 710 END AVENUE Manhattan, NY 10025 (40.79685012763133, -73.96372581059762) | Con Edison | 710 WEST END OWNERS CORP. | SLL 44TH 710 WEA LLC | 307 SEVENTH AVENUE MANHATTAN, NY 10001 (40.74698865490018, -73.99355204655791) | CA205684X | 7/6/05 | FEDERAL FST 175 | 1 | 7.28 | 1984 | 2019 |  | 26 to 30 years old | S T JOHNSON FD68 CAHM 200 | #6 | 70000 | 49000 | 10500 | 7350 | Yes | 2022 | Elevator Apartments | 6 | 99494 | 1 | 16 | 93 | 93 | 1928 |  | YES
1007610033 | 545 8 AVENUE Manhattan, NY 10018 (40.754372088760704, -73.99188830080368) | Con Edison | EAST GATE REALTY | 545 EIGHTH AVE ASSOC. | 1841 BROADWAY MANHATTAN, NY 10023 (40.76937278020944, -73.9822205889887) | CA250694M | 7/5/05 | ROCKMILLLS MP-200 | 1 | 7.77 | 1994 | 2029 |  | 16 to 20 years old | ICI DED-84P | #6 | 70000 | 49000 | 10500 | 7350 | Yes | 2021 | Elevator Apartments | 3 | 166874 | 1 | 23 | 0 | 58 | 1927
1008120069 | 148 37 STREET Manhattan, NY 10018 (40.75251096987246, -73.98836465376176) | Con Edison | FASHION BUSLIK & ASSOC MGMT | BUSLIK, JAMES B. | 411 5 AVENUE MANHATTAN, NY 10016 (40.75048701759414, -73.9831019245774) | CA179671K | 7/6/05 | BRICKSET | 1 | 7 | 1971 | 2010 |  | 36 - 40 year old | RAY AR 141-6 | #6 | 70000 | 49000 | 10500 | 7350 | Yes | 2022 | Walk-Up Apartments | 3 | 93846 | 1 | 14 | 0 | 18 | 1924
1021800605 | 690 FORT WASHINGTON AVENUE Manhattan, NY 10040 (40.85737144077643, -73.93541087736361) | Con Edison | FORT WAHINGTON HOLDINGS, LLC | JUDAH LLC | 347 FIFTH AVE NEW YORK, NY 10016 (40.74821954900994, -73.9846663506232) | CA440288Y | 7/5/05 | FEDERAL FST 250 | 1 | 9.95 | 1988 | 2023 |  | 21 to 26 years old | ICI DEG 105P | #6 | 70000 | 49000 | 10500 | 7350 | Yes | 2020 | Elevator Apartments | 7 | 90446 | 1 | 6 | 100 | 100 | 1940
1018710001 | 808 END AVENUE Manhattan, NY 10025 (40.79685012763133, -73.96372581059762) | Con Edison | GERTEL,SAMUEL | 808 WEST END AVENUE | 808 END AVENUE MANHATTAN, NY 11356 (40.7849280967543, -73.84181070040347) | CA146282X | 7/5/05 | ROCKMILLS MP-150 | 1 | 6.7 | 1982 | 2017 |  | 26 to 30 years old | ICI DEG-63P | #6 | 70000 | 49000 | 10500 | 7350 | Yes | 2021 | Walk-Up Apartments | 9 | 107120 | 1 | 12 | 132 | 132 | 1920
1005680001 | 35 5 AVENUE Manhattan, NY 10003 (40.733570770223025, -73.99537767027738) | Con Edison | NEW YORK UNIVERSITY | NEW YORK UNIVERSITY | 10 ASTOR PLACE MANHATTAN, NY 10003 (40.729992944114834, -73.99259500832595) | CA509585N | 7/5/05 | ROCKMILLS MP-250-SS | 2 | 20.7 | 1985 | 2020 |  | 21 to 26 years old | IND. COMB. DEG-105 (P) | #4 | 69806 | 48864 | 10122 | 7085 | Yes | 2018 | Walk-Up Apartments | 2 | 139340 | 1 | 15 | 0 | 1 | 1925
1008130055 | 1385 BROADWAY Manhattan, NY 10018 (40.752717336226794, -73.98735571777598) | Con Edison | B. BROS. REALTY, LLC | B. BROS. BROADWAY REA | 641 LEXINGTON AVENUE MANHATTAN, NY 10022 (40.75912465400864, -73.97040202325856) | CA379492L | 7/6/05 | FITZGIBBON 32 | 2 | 9.87 | 1992 | 2027 |  | 16 to 20 years old | S.T. JOHNSON 30 AVH, SIZE 6 1/2 | #6 | 69795 | 48856 | 10469 | 7328 | Yes | 2013 | Walk-Up Apartments | 3 | 438643 | 1 | 23 | 0 | 155 | 1926
1013840037 | 710 PARK AVENUE Manhattan, NY 10021 (40.76964257681823, -73.96502555178847) | Con Edison | INSIENIA RESIDENTIAL MGMT | 710 PARK AVE CORP | 675 THIRD AVE NEW YORK, NY 10017 (40.75129610835038, -73.97404990585339) | CA214568N | 7/6/05 | TITUSVILLE 164-A | 1 | 6.91 | 1968 | 2010 |  | 41 - 45 years old | ENTERPRISE H-Z-ALPC | #6 | 69496 | 48647 | 10424 | 7297 | Yes | 2014 | Walk-Up Apartments | 4 | 161000 | 1 | 20 | 84 | 87 | 1948 |  | YES
1015460035 | 332 84 STREET Manhattan, NY 10028 (40.776192057099905, -73.95191641414688) | Con Edison | BENENSON FUNDING CORP. | 332 EAST 84TH OWNERS | 445 PARK AVENUE MANHATTAN, NY 10022 (40.76156537367167, -73.97059102179936) | CA686186N | 7/6/05 | FEDERAL FST 80 | 1 | 3.4 | 1986 | 2021 |  | 21 to 26 years old | ICI #MEG-42-P | #6 | 69350 | 48545 | 10402 | 7282 | Yes | 2016 | Elevator Apartments | 5 | 52900 | 1 | 6 | 48 | 48 | 1920 |  | YES
1010660029 | 401 56 STREET Manhattan, NY 10019 (40.76730144684969, -73.9862820224729) | Con Edison | CADIM STONEHENGE ASSOC C/O STONAGE MGMT | CADIM STONEHENGE 56TH | 235 48 STREET STE#35-A N Y 10036 (40.76046677832929, -73.98558985323699) | CB154001X | 7/6/05 | EASCO FST 175 | 1 | 7.35 | 2001 | 2036 | DUAL FUEL | 5 to 10 years old | IND.COMB. DEG-84 | #6 | 69350 | 48545 | 10402 | 7282 | Yes | 2016 | Walk-Up Apartments | 6 | 63528 | 1 | 7 | 93 | 95 | 1963
1009110001 | 201 30 STREET Manhattan, NY 10016 (40.74319008733243, -73.97986113383936) | Con Edison | ACKVILLE REALTY CO. | ACKVILLE REALTY LLC C | 140 45th ST MANHATTAN, NY 10017 (40.75324493421924, -73.97444916928471) | CA435486Z | 7/6/05 | ROCKMILLS MP-100 | 1 | 4.2 | 1986 | 2021 |  | 21 to 26 years old | IND. COMB MEG 42 P | #6 | 69241 | 48468 | 10386 | 7270 |  |  | Office Buildings | 2 | 45947 | 1 | 6 | 52 | 58 | 1920
1011690060 | 260 78 STREET Manhattan, NY 10024 (40.78334282916309, -73.9809778029687) | Con Edison | COLLEGIATE SCHOOL | MINISTER,ELDENS ETAL | 260 78TH STREET MANHATTAN, NY 10024 (40.78334282916309, -73.9809778029687) | CA026982K | 7/4/05 | KEWANEE 7L 287 | 2 | 9.8 | 1982 | 2017 | DUAL FUEL | 26 to 30 years old | RAY-PAECR-144 SIZE 250 | #6 | 69203 | 48442 | 10380 | 7266 | Yes | 2019 | Walk-Up Apartments | 6 | 67350 | 1 | 8 | 0 | 1 | 1967
1011500001 | 173 78 STREET Manhattan, NY 10024 (40.782226362998614, -73.97818885367379) | Con Edison | JANOFF & OLSHAN | NEW AMSTERDAM REALTYC | 2109 BROADWAY MANHATTAN, NY 10023 (40.77992630106403, -73.98178152708138) | CA061171K | 7/4/05 | TITUSVILLE 6613 | 1 | 7 | 1971 | 2010 |  | 36 - 40 year old | RAY AR 131-6 | #4 | 68985 | 48290 | 10003 | 7002 | Yes | 2020 | Office Buildings | 6 | 96992 | 1 | 15 | 84 | 90 | 1929
1019620001 | 423 118 STREET Manhattan, NY 10027 (40.80760441606247, -73.95881022743247) | Con Edison | TRUSTEES COLUMBIA UNIVERSITY. | TRUSTEES OF COLUMBIA | 400 119 STREET MANHATTAN, NY 10027 (40.808041658732606, -73.9580165248943) | CA086780R | 7/7/05 | FEDERAL FST 90 | 1 | 3.79 | 1980 | 2015 | DUAL FUEL | 26 to 30 years old | HEV-E-OIL MPG 42 | #4 | 68985 | 48290 | 10003 | 7002 |  |  | Elevator Apartments | 9 | 34566 | 1 | 6 | 42 | 45 | 1925
1012740006 | 40 CENTRAL PARK Manhattan, NY 10019 (40.76482143266113, -73.97423991446307) | Con Edison | 40 CPS ASSOC. % ATCO PROP. MGMT | 40 CPS ASSOCIATES LLC | 555 FIFTH AVENUE MANHATTAN, NY 10017 (40.755748591817614, -73.97917707760661) | CB018907R | #N/A | FEDERAL FST - 300 (EXSTG) | 1 | 10 | 2007 | 2042 | DUAL FUEL | Fewer than 5 years old | ST.JOHNSON-FD-68CA300HM(NEW) | #6 | 68985 | 48290 | 10348 | 7243 | Yes | 2014 | Condominiums | 4 | 269346 | 2 | 11 | 330 | 338 | 1948
1021120015 | 2201 AMSTERDAM AVENUE Manhattan, NY 10032 (40.84047798574203, -73.93643614661478) | Con Edison | KMR AMSTERDAM LLC | KMR AMSTERDAM LLC | 377 5 AVENUE MANHATTAN, NY 10016-3300 (40.749308905735745, -73.98393829406467) | CA130499K | 7/6/05 | FEDERAL FST-175 | 1 | 7 | 1999 | 2034 | DUAL FUEL | 11 to 15 years old | HEVE/ICI DEG 84 P | #6 | 68985 | 48290 | 10348 | 7243 | Yes | 2022 | Elevator Apartments | 10 | 84651 | 1 | 6 | 82 | 84 | 1929
1015090069 | 935 PARK AVENUE Manhattan, NY 10028 (40.776792186951184, -73.95952170096916) | Con Edison | 80-81 ST PARK INC,C/O INSIGNIA RES. GRP | 80 81 STS PARK INC | 205 42 ST NEW YORK, NY 10017 (40.75048701759414, -73.97378494835385) | CA261581J | 7/4/05 | FEDERAL FST 1-50 | 1 | 6.6 | 1981 | 2016 |  | 26 to 30 years old | ICI DEG 63 P | #6 | 68912 | 48238 | 10337 | 7236 | Yes | 2019 | Elevator Apartments | 4 | 62598 | 1 | 15 | 31 | 34 | 1924 |  | YES
1018760007 | 245 104 STREET Manhattan, NY 10025 (40.79995343727105, -73.96854805351344) | Con Edison | ARNOLD KAUFMAN | 245 WEST 104TH ST ETC | 245 104th STREET NY, NY 10025 (40.79995343727105, -73.96854805351344) | CA037778R | 7/7/05 | ROCKMILLS MP-200 | 1 | 8.2 | 1978 | 2013 |  | 31 to 35 years old | HEV-E-OIL DE-845 | #6 | 68891 | 48224 | 10334 | 7234 | Yes | 2016 | Walk-Up Apartments | 8 | 145625 | 1 | 15 | 79 | 84 | 1926 |  | YES
1008430020 | 19 UNION SQUARE Manhattan, NY 10003 (40.73607087844216, -73.98945319375397) | Con Edison | 17-19 ASSOCIATES LLC. | MERIEL REALTY LLC. | 200 PARK AVE NEW YORK, NY 10003 (40.73677235664735, -73.98892053810698) | CA219486M | 7/5/05 | FEDERAL FST-150 | 1 | 6.3 | 1986 | 2021 |  | 21 to 26 years old | INDUSTRIAL COMBUSTION DEG-63P | #6 | 68730 | 48111 | 10310 | 7217 | Yes | 2013 | Elevator Apartments | 2 | 87545 | 1 | 12 | 0 | 11 | 1912
1015040069 | 1115 5 AVENUE Manhattan, NY 10128 (40.78576742080361, -73.9572913823365) | Con Edison | 1115 5TH AVE CORP%BROWN,HARRIS,STEVES MGMT | 1115 FIFTH AVENUE COR | 770 LEXINGTON AVE N Y, NEW YORK 10021 (40.76920532766377, -73.959183941086) | CB338300J | 7/5/05 | BEST 5C-150 | 2 | 6.3 | 2000 | 2035 | DUAL FUEL | 5 to 10 years old | IND COMB. DEG-63 P | #4 | 68730 | 48111 | 9966 | 6976 | Yes | 2014 | Elevator Apartments | 4 | 184263 | 1 | 14 | 40 | 42 | 1926 |  | YES
1015500007 | 309 87 STREET Manhattan, NY 10128 (40.77847020960211, -73.95096953891138) | Con Edison | 309 EAST 87TH TENANTS CORP/ARGO CORP. | 309 E 87 ST TENANTS C | 50 17 TH STREET MANAHTTAN, NY 10011 (40.738563940959885, -73.99384605181096) | CA256885M | 7/4/05 | FEDERAL FST-150 | 1 | 6.3 | 1985 | 2020 |  | 21 to 26 years old | INDUST COMB DEG-63(P) | #6 | 68730 | 48111 | 10310 | 7217 | Yes | 2020 | Office Buildings | 5 | 113000 | 1 | 6 | 122 | 122 | 1959 |  | YES
1020930029 | 3565 69 Manhattan, NY 10031 (40.82495420507257, -73.9501244360938) | Con Edison | 3569 ASSOCIATES | 3569 ASSOCIATES, LLC | 1841 BROADWAY MANHATTAN, NY 10023 (40.76937278020944, -73.9822205889887) | CA166990P | 7/6/05 | FEDERAL FST 150 | 1 | 6.3 | 1990 | 2025 |  | 16 to 20 years old | ICI DEG63P | #6 | 68730 | 48111 | 10310 | 7217 | Yes | 2013 | Elevator Apartments | 7 | 71525 | 1 | 10 | 65 | 71 | 1915
1018960014 | 609 114 STREET Manhattan, NY 10025 (40.80684630539838, -73.96510801634761) | Con Edison | 609 WEST OWNERS CORPORATION | 609 WEST OWNERS CORP | 244 PETTIT AVENUE BELLMORE, NY 11710 (40.66862135497597, -73.53091679218346) | CA334185M | 7/4/05 | FEDERAL FM 1822 | 1 | 6.3 | 1985 | 2020 |  | 21 to 26 years old | IND COMB MEG-63(S) | #6 | 68730 | 48111 | 10310 | 7217 | Yes | 2016 | Elevator Apartments | 9 | 76500 | 1 | 9 | 63 | 63 | 1920 |  | YES
1021800166 | 736 186 STREET Manhattan, NY 10033 (40.85355904784721, -73.93529660876325) | Con Edison | 736 W. 186TH ST. OWNERS % JRD MGMT | 736 WEST 186TH ST OWN | 736 186 STREET NEW YORK, NY 10033 (40.853720193337494, -73.93598644346241) | CB175302L | 7/4/05 | FEDERAL FST-150 | 1 | 5.02 | 2002 | 2037 | DUAL FUEL | 5 to 10 years old | INDUSTRIAL COMB.-DEG-63 | #4 | 68730 | 48111 | 9966 | 6976 | Yes | 2020 | Elevator Apartments | 7 | 55776 | 1 | 6 | 56 | 56 | 1939 |  | YES
1011990001 | 77 85 STREET Manhattan, NY 10024 (40.785543452802095, -73.97197170726318) | Con Edison | 76 W 86 STREET CORP. | 76 WEST 86TH ST CORP | 75-C 85 STREET MANHATTAN, NY 10024 (40.78362556816552, -73.96653900057436) | CA288285P | 7/5/05 | FEDERAL FST-150 | 1 | 6.3 | 1985 | 2020 |  | 21 to 26 years old | IND COMB DEG-63(P) | #6 | 68730 | 48111 | 10310 | 7217 |  |  | Elevator Apartments | 6 | 47765 | 1 | 6 | 31 | 38 | 1907
1015100001 | 941 PARK AVENUE Manhattan, NY 10028 (40.7771069496614, -73.95928787724154) | Con Edison | 941 PARK AVENUE CORPORATION | 941 PARK AVE INC | 675 THIRD AVE MANHATTAN, NY 10017 (40.75129610835038, -73.97404990585339) | CA175283K | 7/5/05 | FEDERAL FST150 | 2 | 6.27 | 1983 | 2018 |  | 26 to 30 years old | ICI DEG -63P | #6 | 68730 | 48111 | 10310 | 7217 | Yes | 2020 | Walk-Up Apartments | 4 | 164868 | 1 | 15 | 37 | 38 | 1927 |  | YES
1015120070 | 993 PARK AVENUE Manhattan, NY 10028 (40.778635797111235, -73.95816372470495) | Con Edison | 993 PARK AVE CORP%BROWN,HARRIS,STEVENS | 993 PARK AVE CORP | 770 LEXINGTON AVE N Y, NEW YORK 10021 (40.76920532766377, -73.959183941086) | CB013102M | 7/6/05 | BEST 5D-150 | 2 | 6.3 | 2002 | 2037 | DUAL FUEL | 5 to 10 years old | INDUSTRIAL COMB. DEG 63 P | #4 | 68730 | 48111 | 9966 | 6976 | Yes | 2022 | Elevator Apartments | 4 | 128388 | 1 | 13 | 49 | 53 | 1915 |  | YES
1015210007 | 115 92 STREET Manhattan, NY 10128 (40.783734312027875, -73.95375409253565) | Con Edison | BLDG MANAGEMENT CO. INC. | BACAEL INVESTMENT PAR | 417 FIFTH AVE MANHATTAN, NY 10016 (40.7508150795849, -73.98282286232246) | CA149599H | 7/7/05 | BEST 5C-150 | 1 | 6.3 | 1999 | 2034 | DUAL FUEL | 11 to 15 years old | INDUSTRIAL COMB. DEG-63 P | #6 | 68730 | 48111 | 10310 | 7217 | Yes | 2021 | Elevator Apartments | 4 | 65692 | 1 | 9 | 54 | 54 | 1927
1013110028 | 141 56 STREET Manhattan, NY 10022 (40.76022781097835, -73.96950644488093) | Con Edison | BLDG MGMT CO. INC. | NEW 56-79 IG ASSOCIAT | 52 VANDERBILT AVENUE MANHATTAN, NY 10017 (40.754138265033134, -73.97709445342167) | CA044987Z | 7/6/05 | FEDERAL FST-150 | 1 | 6.3 | 1987 | 2022 |  | 21 to 26 years old | INDUSTRIAL COMBUSTION DEG-63(P) | #6 | 68730 | 48111 | 10310 | 7217 | Yes | 2021 | Elevator Apartments | 4 | 106407 | 1 | 12 | 113 | 115 | 1940
1014720014 | 435 77 STREET Manhattan, NY 10021 (40.76920532766377, -73.959183941086) | Con Edison | EAST 77 STREET OWNERS CORP. | EAST 77 ST OWNERS CO | 9437 SHORE ROAD BROOKLYN, NY 11209 (40.61705649347334, -74.03865586600874) | CA304694N | 7/5/05 | FEDERAL FST 150 | 1 | 6.3 | 1994 | 2029 |  | 16 to 20 years old | INDUSTRIAL COMBUSTION DEG 63 P | #6 | 68730 | 48111 | 10310 | 7217 | Yes | 2022 | Elevator Apartments | 5 | 62920 | 1 | 12 | 87 | 87 | 1962 |  | YES
1011280001 | 57 75 STREET Manhattan, NY 10023 (40.778869327025646, -73.97612959211315) | Con Edison | EFPOL REALTY OWNERS | LA ROCHELLE 75 I LLC | 25 45TH STREET MANHATTAN, NY 10036 (40.75578802799439, -73.98029373864486) | CB192902M | 7/4/05 | ROCKMILLS MP 150 (NEW) | 1 | 5.02 | 2002 | 2037 | DUAL FUEL | 5 to 10 years old | ICI DEG 63 P (NEW) | #6 | 68730 | 48111 | 10310 | 7217 | Yes | 2018 | Elevator Apartments | 6 | 111854 | 1 | 10 | 91 | 95 | 1900
1021790106 | 95 CABRINI BOULEVARD Manhattan, NY 10033 (40.851161914532206, -73.94027612133777) | Con Edison | JEDT ASSOCIATES | JEDT ASSOCIATES | 95 CABRINI BLVD EASTCHESTER, NY 10709 (40.95524361420149, -73.80873831831872) | CA165689L | 7/5/05 | FEDERAL FST150 | 1 | 6.3 | 1989 | 2024 |  | 21 to 26 years old | ICI DEG-63P | #6 | 68730 | 48111 | 10310 | 7217 | Yes | 2019 | Walk-Up Apartments | 7 | 71185 | 1 | 6 | 79 | 84 | 1920
1013660047 | 400 55 STREET Manhattan, NY 10022 (40.75694554618467, -73.96382399868696) | Con Edison | K & W MANAGEMENT | 400 EAST 55TH ST ASSO | 1350 BROADWAY SUITE1615 N Y 10018 (40.756840774582145, -73.99669149981281) | CB244500R | 7/5/05 | NEW FEDERAL-FST 150 | 2 | 6.3 | 2000 | 2035 | DUAL FUEL | 5 to 10 years old | NEW IND.COMB.-DEG 63 P | #4 | 68730 | 48111 | 9966 | 6976 | Yes | 2016 | Walk-Up Apartments | 5 | 111792 | 1 | 17 | 128 | 132 | 1956
1015940012 | 35 110 STREET Manhattan, NY 10026 (40.79749042931943, -73.95061113713888) | Con Edison | MENON INVESTMENTS(AKA 35 C.P NORTH) | MENON INVESTMENTS, | 35 110TH ST N Y, NEW YORK 10026 (40.79749042931943, -73.95061113713888) | CB118300X | 7/5/05 | FEDERAL FST-150 | 1 | 6.3 | 2000 | 2035 | DUAL FUEL | 5 to 10 years old | INDUSTRIAL COMB. DEG-63 P | #4 | 68730 | 48111 | 9966 | 6976 |  |  | Elevator Apartments | 9 | 48369 | 1 | 6 | 64 | 64 | 1920
1022430332 | 50 PARK TERRACE Manhattan, NY 10034 (40.87025085401271, -73.91674545012192) | Con Edison | PENRO MANAGMENT | PARK TERRACE OWNERS C | 630 THIRD AVE NEW YORK, NY 10017 (40.74987547861423, -73.97510695173696) | CA407588L | 7/5/05 | FEDERAL FST150 | 1 | 6.3 | 1988 | 2023 |  | 21 to 26 years old | ICI DEG63P | #6 | 68730 | 48111 | 10310 | 7217 | Yes | 2013 | Walk-Up Apartments | 7 | 106983 | 1 | 6 | 72 | 72 | 1941 |  | YES
1007667502 | 270 17 STREET Manhattan, NY 10011 (40.741297428134686, -74.00032532135927) | Con Edison | ROSE ASSOCIATES | THE GRAND CHELSEA CON | 200 MADISON AVENUE MANHATTAN, NY 10016 (40.74877830573848, -73.9822475686496) | CB035103M | 7/4/05 | FEDERAL FST-150 (EXTG) | 1 | 5.02 | 2003 | 2038 | DUAL FUEL | 5 to 10 years old | IC DEC-63 (P) | #6 | 68730 | 48111 | 10310 | 7217 | Yes | 2016 | Walk-Up Apartments | 3 | 136095 | 1 | 20 | 157 | 159 | 1989 | YES
1020540082 | 66 ST NICHOLAS' PLACE Manhattan, NY 10032 (40.82922266125934, -73.94090573496266) | Con Edison | ST.NICHOLAS PLACE ASSOCIATES | PINNACLE HAMILTON LL | 1920 MANHATTAN NY 10116 (40.8110019996426, -73.95309800037239) | CA485187Y | 7/7/05 | FSDERAL FST 150 | 1 | 6.3 | 1987 | 2022 |  | 21 to 26 years old | INDUSTRIAL COMBUSTION DEG 63 P | #6 | 68730 | 48111 | 10310 | 7217 | Yes | 2014 | Elevator Apartments | 7 | 63132 | 1 | 6 | 85 | 85 | 1920
1020730001 | 561 141 STREET Manhattan, NY 10031 (40.82353045368725, -73.95137345261038) | Con Edison | STELLAR MGMT CO. | BIRDIE 141 BROADWAYAS | 156 WILLIAM STREET MANHATTAN, NY 10038 (40.70999054661479, -74.0060256431043) | CA254788L | 7/5/05 | ROCKMILLS MP 150 | 1 | 6.3 | 1988 | 2023 |  | 21 to 26 years old | ICI MMG 63 P | #4 | 68730 | 48111 | 9966 | 6976 | Yes | 2013 | Elevator Apartments | 7 | 91274 | 1 | 10 | 57 | 62 | 1910
1008720001 | 101 16 STREET Manhattan, NY 10003 (40.73595329332415, -73.98934469855897) | Con Edison | 101 EAST 16 ST REALTY CO. | 101 EAST 16TH REALTYL | 613 LENOX HILL STATION MANHATTAN, NY 10021 (40.76920532766377, -73.959183941086) | CA329387Y | 7/7/05 | FEDERAL FST 150 | 1 | 6.3 | 1987 | 2022 |  | 21 to 26 years old | ICI DEG 63 P | #6 | 68730 | 48111 | 10309 | 7217 | Yes | 2022 | Elevator Apartments | 2 | 65430 | 1 | 7 | 72 | 78 | 1963
1018870065 | 258 RIVERSIDE DRIVE Manhattan, NY 10025 (40.7969010275263, -73.97376696191327) | Con Edison | 258 RIVERSIDE OWNERS CORP. | 258 RIVERSIDE OWNERS | 50 17 STREET MANHATTAN, NY 10011 (40.738563940959885, -73.99384605181096) | CA207396K | 7/7/05 | FEDERAL FST-150 | 1 | 6.3 | 1996 | 2031 | DUAL FUEL | 11 to 15 years old | I.C. MEG-63 P | #6 | 68730 | 48111 | 10309 | 7217 | Yes | 2017 | Walk-Up Apartments | 9 | 141460 | 1 | 12 | 52 | 52 | 1912 |  | YES
1012480022 | 315 86 STREET Manhattan, NY 10024 (40.78907420679617, -73.97823882971662) | Con Edison | 315 W 86TH APARTMENTS | ANDRONIKE C TSAMAS | 150 30STREET MANHATTAN, NY 10001 (40.747873861245175, -73.99111945938847) | CA052697K | 7/4/05 | FEDERAL FST-150 | 1 | 6.3 | 1997 | 2032 | DUAL FUEL | 11 to 15 years old | INDUSTRIAL COMB. DEG-63 (P) | #6 | 68730 | 48111 | 10309 | 7217 | Yes | 2018 | Educational Structures | 6 | 100137 | 1 | 16 | 95 | 95 | 1927 |  | YES
1015690010 | 417 89 STREET Manhattan, NY 10128 (40.77865005688822, -73.9475206941692) | Con Edison | 417 EAST 89TH ST. ASSOCIATES | 417 EAST 89TH STREETA | 40 EXCHANGE PLACE NEW YORK, NY 10005 (40.70574493861897, -74.0098106474021) | CA087186Z | 7/6/05 | FEDERAL FST-150 | 1 | 6.3 | 1986 | 2021 |  | 21 to 26 years old | IND. COMB. DEG-63 (P) | #6 | 68730 | 48111 | 10309 | 7217 | Yes | 2019 | Walk-Up Apartments | 5 | 55220 | 2 | 5 | 67 | 67 | 1900
1013687501 | 444 57 STREET Manhattan, NY 10022 (40.75785129636457, -73.96192236072041) | Con Edison | 444 E 57 ST CONDO%ARCO GOLD MGMT | 444 E 57TH ST CONDOMI | 675 THIRD AVE N Y, NEW YORK 10016 (40.750068623744085, -73.97491796023698) | CB138600J | 7/7/05 | BEST 50-150 | 2 | 5.02 | 2000 | 2035 | DUAL FUEL | 5 to 10 years old | IND.COMB. DEG 63 P | #4 | 68730 | 48111 | 9966 | 6976 | Yes | 2018 | Walk-Up Apartments | 5 | 74683 | 1 | 14 | 60 | 60 | 1929 | YES
1011250001 | 53 72 STREET Manhattan, NY 10023 (40.77688228953559, -73.97744046514799) | Con Edison | BLDG MGMT/DEVON MGMT. | PARTNERSHIP 92 WEST, | 52 VANDERBILT AVENUE MANHATTAN, NY 10017 (40.754138265033134, -73.97709445342167) | CA089697J | 7/4/05 | FEDERAL FST-150 | 1 | 6.3 | 1997 | 2032 | DUAL FUEL | 11 to 15 years old | INDUSTRIAL COMB. MEG-63 (P) | #4 | 68730 | 48111 | 9966 | 6976 |  |  | Elevator Apartments | 6 | 30269 | 1 | 7 | 57 | 62 | 1925
1011210017 | 25 68 STREET Manhattan, NY 10023 (40.77399308700257, -73.97854683142334) | Con Edison | ESTATE OF SOL GOLDMAN | 25 WEST 68TH STREET | 640 5 AVENUE N Y 10019 (40.75918853863369, -73.97674417161663) | CB152200L | 7/7/05 | FEDERAL FST-150 | 1 | 6.27 | 2000 | 2035 | DUAL FUEL | 5 to 10 years old | IND.COMB. DEG-63 P | #6 | 68730 | 48111 | 10309 | 7217 | Yes | 2021 | Elevator Apartments | 6 | 106519 | 1 | 9 | 75 | 75 | 1925
1020640018 | 405 149 STREET Manhattan, NY 10031 (40.82671775059552, -73.94319130983376) | Con Edison | OWNER/AGENT | 441 CONVENT LLC | 1920 MANHATTAN NY 10116 (40.8110019996426, -73.95309800037239) | CA538786M | 7/6/05 | FEDERAL FST-150 | 1 | 6.3 | 1986 | 2021 |  | 21 to 26 years old | IND. COMB. DEG-63-P | #6 | 68730 | 48111 | 10309 | 7217 | Yes | 2014 | Office Buildings | 7 | 87872 | 1 | 6 | 90 | 90 | 1951
1022500084 | 579 215 STREET Manhattan, NY 10034 (40.8718674802799, -73.9189667671419) | Con Edison | ROBERTE HILL | ROBERT E HILL, TNC. | 279 231 STREET BRONX, NY 10463 (40.880419334248025, -73.9076260517666) | CA359894X | 7/5/05 | FEDERAL FST-150 | 1 | 6.3 | 1994 | 2029 |  | 16 to 20 years old | INDUSTRIAL COMB. DEG-63 (P) | #6 | 68730 | 48111 | 10309 | 7217 | Yes | 2020 | Elevator Apartments | 7 | 78130 | 1 | 10 | 76 | 76 | 1966 |  | YES
1008910077 | 120 36 STREET Manhattan, NY 10016 (40.74794721592563, -73.97947952428733) | Con Edison | STIMSON OWNERS CORP. | STIMSON OWNERS CORPO | 4 PARK AVENUE MANHATTAN, NY 10016 (40.74650915812013, -73.98194367109245) | CA190797N | 7/5/05 | FEDERAL FST-150 | 1 | 6.3 | 1997 | 2032 | DUAL FUEL | 11 to 15 years old | INDUSTRIAL COMB. DEG-63 (P) | #6 | 68730 | 48111 | 10309 | 7217 | Yes | 2021 | Office Buildings | 3 | 77193 | 1 | 13 | 95 | 103 | 1957 |  | YES
1018870036 | 244 RIVERSIDE DRIVE Manhattan, NY 10025 (40.79643338007111, -73.97444145343525) | Con Edison | TUC MGMT%244 RIVERSIDE OWNERS CO., INC. | 244 RIVERSIDE OWNERS | 200 57 STREET MANHATTAN, NY 10019 (40.76552265308292, -73.98010731260749) | CA225397L | 7/5/05 | FEDERAL FST-150 | 1 | 6.3 | 1997 | 2032 | DUAL FUEL | 11 to 15 years old | INDUSTRIAL COMB. DEG-63(P) | #6 | 68730 | 48111 | 10309 | 7217 |  |  | Elevator Apartments | 9 | 44336 | 1 | 6 | 63 | 63 | 1900
1011840010 | 263 END AVENUE Manhattan, NY 10023 (40.774536138232236, -73.97994335610099) | Con Edison | RIVERSIDE TOWER CORP. | RIVERSIDE TOWERS CORP | 770 LEXINGTON AVENUE MANHATTAN, NY 10021 (40.76920532766377, -73.959183941086) | CA073172K | 7/4/05 | PACIFIC 6781 | 1 | 8.4 | 1972 | 2010 |  | 36 - 40 year old | TODD RAH-C | #6 | 68620 | 48034 | 10293 | 7205 | Yes | 2014 | Office Buildings | 6 | 172671 | 1 | 22 | 119 | 125 | 1929 |  | YES
1008470038 | 222 PARK AVENUE Manhattan, NY 10003 (40.73720818400795, -73.98868692126493) | Con Edison | GRAMERCY 222 RESIDENTS CORP. /HERON LTD | GRAMERCY 222 RESIDENT | 820 SECOND AVENUE MANHATTAN, NY 10017 (40.75090969894791, -73.97140174497622) | CA278172J | 7/5/05 | FEDERAL FST 200 SP | 1 | 6.5 | 1972 | 2010 |  | 36 - 40 year old | ICI DE 84 | #6 | 68328 | 47830 | 10249 | 7174 | Yes | 2017 | Office Buildings | 2 | 106841 | 1 | 12 | 53 | 54 | 1910 |  | YES
1015070041 | 70 96 STREET Manhattan, NY 10128 (40.78694391807853, -73.95355885502643) | Con Edison | 70 E.96 ST.OWNERS%BWN,HARRIS,STEVENS | 70 EAST 96TH ST % BHS | 70 96TH N Y 10128 (40.781770000585084, -73.95062814906976) | CB360400Z | 7/5/05 | ROCKMILLS MP-150 | 2 | 6.3 | 2000 | 2035 | DUAL FUEL | 5 to 10 years old | INDUSTRIAL COMB. | #4 | 68219 | 47753 | 9892 | 6924 | Yes | 2017 | Elevator Apartments | 4 | 112083 | 1 | 17 | 74 | 74 | 1929 |  | YES
1019690040 | 41 ST NICHOLAS' TERRACE Manhattan, NY 10027 (40.81378130201631, -73.95117599253729) | Con Edison | BLM INC/47 NICK LLC | HERK MAINTENANCE CO,I | 280 CENTRAL PARK AVENUE HARTSDALE, NY 10530 (41.009522361399405, -73.80850888986508) | CA138291H | 7/4/05 | FEDERAL FST-150 | 1 | 6.2 | 1991 | 2026 |  | 16 to 20 years old | INDUSTRIAL COMB. MMG-63 P | #4 | 68219 | 47753 | 9892 | 6924 | Yes | 2019 | Hospitals & Health | 7 | 66300 | 1 | 6 | 72 | 75 | 1926
1009010048 | 214 21 STREET Manhattan, NY 10010 (40.7369941403466, -73.98281584449586) | Con Edison | SCHOOL OF VISUAL ARTS. | STAD HOLDING CORP | 209 23 STREET MANHATTAN, NY 10010 (40.738764246371424, -73.98289366582738) | CA103897M | 7/4/05 | FEDERAL FST-150 | 1 | 6.2 | 1997 | 2032 | DUAL FUEL | 11 to 15 years old | INDUSTRIAL COMB. MMG-63 (P) | #4 | 68219 | 47753 | 9892 | 6924 | Yes | 2021 | Elevator Apartments | 2 | 50509 | 1 | 7 | 0 | 0 | 1926
1008050094 | 150 30 STREET Manhattan, NY 10001 (40.747873861245175, -73.99111945938847) | Con Edison | 150 WEST 30TH STREET ASSOCIATE | 150 HABERN LLC | 150 30th STREET MANHATTAN, NY 10001 (40.747873861245175, -73.99111945938847) | CA154296R | 7/7/05 | ROCKMILLS MP-250SS | 2 | 9.55 | 1996 | 2031 | DUAL FUEL | 11 to 15 years old | INDUSTRIAL COMB. DEG-105 (P) | #6 | 68200 | 47740 | 10230 | 7161 | Yes | 2015 | Elevator Apartments | 3 | 216841 | 1 | 20 | 0 | 45 | 1926
1007840060 | 224 35 STREET Manhattan, NY 10001 (40.751950966865735, -73.99085593356672) | Con Edison | EMPIRE MGMT | PROFILE ENTERPRISES,L | 347 FIFTH AVE MANHATTAN, NY 10016 (40.74821954900994, -73.9846663506232) | CA243497H | 7/5/05 | ROCKMILLS MP-250 | 1 | 9.55 | 1997 | 2032 | DUAL FUEL | 11 to 15 years old | INDUSTRIAL COMB. DEG-105 P | #6 | 68200 | 47740 | 10230 | 7161 | Yes | 2014 | Elevator Apartments | 3 | 143448 | 1 | 17 | 0 | 34 | 1924
1008400071 | 42 39 STREET Manhattan, NY 10018 (40.7521356788207, -73.98360508393972) | Con Edison | J.R.PERLMAN%ADAM & CO.R.E. | 45-52 WEST 39 STREET | 411 5 AVENUE MANHATTAN, NY 10016 (40.75048701759414, -73.9831019245774) | CA191097R | 7/5/05 | FEDERAL FST-250 | 1 | 10.5 | 1997 | 2032 | DUAL FUEL | 11 to 15 years old | INDUSTRIAL COMB. DEG-105 P | #6 | 68200 | 47740 | 10230 | 7161 | Yes | 2020 | Elevator Apartments | 3 | 157748 | 1 | 19 | 0 | 24 | 1927
1009930036 | 1071 6 AVENUE Manhattan, NY 10018 (40.75397638706784, -73.98474768389104) | Con Edison | KENNETH WALSH%ADAM CO.R.E | ELLEN BRILL, AS TRUST | 411 5 AVENUE MANHATTAN, NY 10016 (40.75048701759414, -73.9831019245774) | CA191897P | 7/5/05 | FEDERAL FST-250 | 1 | 10.5 | 1997 | 2032 | DUAL FUEL | 11 to 15 years old | INDUSTRIAL COMB. DEG-105 P | #6 | 68200 | 47740 | 10230 | 7161 | Yes | 2013 | Office Buildings | 3 | 151533 | 1 | 12 | 0 | 12 | 1919
1012600024 | 19 44 STREET Manhattan, NY 10036 (40.7550669533598, -73.9805730232238) | Con Edison | NEW REALTY MANAGEMENT LLC | GREEN 19W44 MEMBER LL | 19 44 STREET MANHATTAN, NY 10036 (40.7550669533598, -73.9805730232238) | CA229998P | 7/6/05 | ROCKMILLS MP-250 | 2 | 9.55 | 1998 | 2033 | DUAL FUEL | 11 to 15 years old | ICI DEG-105 P | #6 | 68200 | 47740 | 10230 | 7161 | Yes | 2020 | Walk-Up Apartments | 3 | 231928 | 2 | 16 | 0 | 150 | 1916
1007640001 | 80 8 AVENUE Manhattan, NY 10011 (40.74000092273252, -74.00233842278413) | Con Edison | NEWMARK & CO REAL ESTATE, INC. | THE BET ELI COMPANY D | 1501 BROADWAY MANHATTAN, NY 10036 (40.75664722311285, -73.98607810294877) | CA212898R | 7/6/05 | ROCKMILLS NP-250 SS | 1 | 9.55 | 1998 | 2033 | DUAL FUEL | 11 to 15 years old | INDUSTRIAL COMB. DEG-105 P | #6 | 68200 | 47740 | 10230 | 7161 | Yes | 2014 | Elevator Apartments | 3 | 185198 | 1 | 20 | 0 | 0 | 1930
1007607501 | 315 36 STREET Manhattan, NY 10018 (40.75368257317919, -73.99293956173403) | Con Edison | WALTER & SAMUELS INC |  | 419 PARK AVENUE MANHATTAN, NY 10016 (40.743735340676835, -73.98364802421948) | CA003698L | 7/5/05 | FEDERAL FST-250 | 1 | 9.55 | 1998 | 2033 | DUAL FUEL | 11 to 15 years old | INDUSTRIAL COMB. DEG-105 P | #6 | 68200 | 47740 | 10230 | 7161 | Yes | 2020 | Churches, Synagogues, etc. | 3 | 33425 | 1 | 17 | 20 | 20 | 0
1018687501 | 275 96 STREET Manhattan, NY 10025 (40.795046921122164, -73.97263378163541) | Con Edison | KREISEL COMPANY | THE COLUMZIA POIUDO | 5701 ARLINGTON AVENUE RIVERDALE N, NY 10471 (40.90647653354831, -73.90679875550259) | CA172782L | 7/6/05 | CLEAVER BROOKS CB600-350 | 2 | 14 | 1982 | 2017 | DUAL FUEL | 26 to 30 years old | CLEAVER BROOKS CB 600-350 | #6 | 68098 | 47669 | 10215 | 7150 | Yes | 2018 | Walk-Up Apartments | 9 | 395377 | 1 | 35 | 301 | 303 | 1983 | YES
1007880049 | 530 7 AVENUE Manhattan, NY 10018 (40.75394041418667, -73.98846188387205) | Con Edison | ADLER REALTY COMPANY 530 | 475 ADLER REALTY LG, | 530 SEVENTH AVE MANHATTAN, NY 10018 (40.75394041418667, -73.98846188387205) | CA498285K | 7/5/05 | HEGGIE SIMPLEX 328 | 1 | 9.7 | 1985 | 2020 |  | 21 to 26 years old | ICI DEG 84S | #4 | 67983 | 47588 | 9858 | 6900 | Yes | 2018 | Elevator Apartments | 3 | 408130 | 1 | 30 | 0 | 99 | 1929
1018880076 | 306 100 STREET Manhattan, NY 10025 (40.79785236668259, -73.97152298501156) | Con Edison | 306-100TH ST.OWNERS CORP. | 306-100TH ST OWNERS C | 50 17TH STREET MANHATTAN, NY 10011 (40.738563940959885, -73.99384605181096) | CA099386L | 7/6/05 | BEST 5B-90 | 1 | 3.72 | 1986 | 2021 |  | 21 to 26 years old | ICI.MM-42 P | #4 | 67963 | 47574 | 9855 | 6898 |  |  | Office Buildings | 9 | 41520 | 1 | 8 | 32 | 32 | 1940
1016020009 | 9 96 STREET Manhattan, NY 10128 (40.787765425655415, -73.95536889692004) | Con Edison | 9 EAST 96TH STREET APT.CORP. | 9 EAST 96TH STREET CO | 1740 BROADWAY MANHATTAN, NY 10019 (40.76509834187077, -73.98206124052132) | CA231998H | 7/6/05 | BEST 5C-150 | 1 | 6.3 | 1998 | 2033 | DUAL FUEL | 11 to 15 years old | INDUSTRIAL COMB. DEG-63 P | #4 | 67963 | 47574 | 9855 | 6898 | Yes | 2022 | Elevator Apartments | 4 | 73125 | 1 | 16 | 47 | 48 | 1927 |  | YES
1021790010 | 200 CABRINI BOULEVARD Manhattan, NY 10033 (40.854702808861724, -73.93866939598863) | Con Edison | CASTLE VILLAGE OWNERS | CASTLE VILLAGE OWNRS | 110 CABRINI BOULEVARD MANHATTAN, NY 10033 (40.851735891144266, -73.94009671429265) | CA168689P | 7/5/05 | FEDERAL FST200 | 1 | 7.35 | 1989 | 2024 |  | 21 to 26 years old | HEVE DEG 84P ( I.C.I. ) | #6 | 67725 | 47408 | 10159 | 7111 | Yes | 2019 | Walk-Up Apartments | 7 | 890134 | 8 | 14 | 594 | 594 | 1939 |  | YES
1021790010 | 160 CABRINI BOULEVARD Manhattan, NY 10033 (40.85342754440608, -73.93960672057919) | Con Edison | CASTLE VILLAGE OWNERS | CASTLE VILLAGE OWNRS | 160 CABRINI MANHATTAN, NY 10033 (40.85342754440608, -73.93960672057919) | CA168089L | 7/5/05 | FEDERAL FST 200 | 1 | 7.35 | 1989 | 2024 |  | 21 to 26 years old | HEVE DEG 84 P ( I.C.I. ) | #6 | 67725 | 47408 | 10159 | 7111 | Yes | 2019 | Elevator Apartments | 7 | 890134 | 8 | 14 | 594 | 594 | 1939 |  | YES
1021790010 | 140 CABRINI BOULEVARD Manhattan, NY 10033 (40.852749353986596, -73.93981294801084) | Con Edison | CASTLE VILLAGE OWNERS CORP. | CASTLE VILLAGE OWNRS | 140 CABRINI BOULEVARD MANHATTAN, NY 10033 (40.852749353986596, -73.93981294801084) | CA168189Z | 7/5/05 | FEDERAL FST 200 | 1 | 7.35 | 1989 | 2024 |  | 21 to 26 years old | HEVE DEG 84P ( I.C.I. ) | #6 | 67725 | 47408 | 10159 | 7111 | Yes | 2019 | Condominiums | 7 | 890134 | 8 | 14 | 594 | 594 | 1939 |  | YES
1021790010 | 180 CABRINI BOULEVARD Manhattan, NY 10033 (40.85409179076785, -73.93914714999133) | Con Edison | CASTLE VILLAGE OWNERS CORP. | CASTLE VILLAGE OWNRS | 180 CABRINI BOULEVARD MANHATTAN, NY 10033 (40.85409179076785, -73.93914714999133) | CA168489K | 7/5/05 | FEDERAL FST 200 | 1 | 7.35 | 1989 | 2024 |  | 21 to 26 years old | HEVE DEG 84P ( I.C.I. ) | #6 | 67725 | 47408 | 10159 | 7111 | Yes | 2019 | Elevator Apartments | 7 | 890134 | 8 | 14 | 594 | 594 | 1939 |  | YES
1011860009 | 325 77 STREET Manhattan, NY 10024 (40.78324981257769, -73.9825753344218) | Con Edison | BEERMA REALTY MANAGEMENT. | 325 WEST 77TH STREETN | 400 56 STREET MANHATTAN, NY 10022 (40.75757537446467, -73.9633654245739) | CA272671R | 7/7/05 | RAISLER (UNK) | 1 | 4.2 | 1971 | 2010 |  | 36 - 40 year old | RAY AE 100 | #6 | 67707 | 47395 | 10156 | 7109 |  |  | Elevator Apartments | 6 | 41931 | 1 | 10 | 48 | 48 | 1920
1012510062 | 645 END AVENUE Manhattan, NY 10025 (40.79685012763133, -73.96372581059762) | Con Edison | ORSID REALTY CORP | 645 WEST END CORP | 1410 NELSON AVE BRONX, NY 10452 (40.84249077903572, -73.92194867924239) | CA283273P | 7/6/05 | ROCKMILLS MP250 | 1 | 10.5 | 1973 | 2010 |  | 36 - 40 year old | HEVE OIL DE 105-S | #6 | 67595 | 47316 | 10139 | 7097 | Yes | 2021 | Elevator Apartments | 6 | 136062 | 1 | 12 | 73 | 73 | 1913 |  | YES
1009940054 | 1466 BROADWAY Manhattan, NY 10036 (40.75583607111219, -73.98636856974314) | Con Edison | 1466 BROADWAY ASSOCIATES | ISTITHMAR SIX TIMES L | 2300 MANHATTAN NY 10116-2300 (40.8110019996426, -73.95309800037239) | CA483785P | 7/6/05 | FEDERAL FST-250 | 2 | 10.35 | 1985 | 2020 |  | 21 to 26 years old | ICI DEG-105 | #4 | 67500 | 47250 | 9788 | 6851 | Yes | 2014 | Elevator Apartments | 3 | 257461 | 1 | 15 | 0 | 7 | 1907
1011270029 | 145 CENTRAL PARK Manhattan, NY 10023 (40.77783763653926, -73.97482545686834) | Con Edison | SAN REMO TENANTS /INSIONIA | SAN REMO TENANTS CORP | 211 46TH STREET MANHATTAN, NY 10017 (40.75322376589619, -73.97228807391832) | CA042184X | 7/6/05 | `OCKMILLS-MP-150 | 1 | 6.3 | 1984 | 2019 |  | 26 to 30 years old | ICI-DEG-63P | #6 | 67500 | 47250 | 10125 | 7088 | Yes | 2017 | Elevator Apartments | 6 | 490265 | 1 | 28 | 138 | 146 | 1930 |  | YES
1009130028 | 251 32 STREET Manhattan, NY 10016 (40.74398636851788, -73.97787819324712) | Con Edison | RIVERVIEW EAST OWNERS | RIVERVIEW EAST OWNERS | 99 BATTERY PLACE NEW YORK, NY 10280 (40.707751234761815, -74.0169164328791) | CA022683M | 7/4/05 | FEDERAL FLW 2429 | 2 | 11.76 | 1983 | 2018 |  | 26 to 30 years old | S.T. JOHNSON FD68. CAHM SIZE 200 | #6 | 67342 | 47140 | 10101 | 7071 | Yes | 2013 | Walk-Up Apartments | 2 | 175000 | 1 | 20 | 164 | 167 | 1964 |  | YES
1013670026 | 20 SUTTON PLACE Manhattan, NY 10022 (40.758064665844124, -73.96020477216054) | Con Edison | WILLIAM B MAY MANAGEMENT | 20 SUTTON PL SOUTH IN | 4 PARK AVENUE MANHATTAN, NY 10016 (40.74650915812013, -73.98194367109245) | CA372168H | 7/4/05 | PACIFIC 6781 | 1 | 7.8 | 1968 | 2010 |  | 41 - 45 years old | TODD 50 PAVH | #6 | 67244 | 47071 | 10087 | 7061 | Yes | 2017 | Elevator Apartments | 5 | 155938 | 1 | 20 | 88 | 88 | 1953 |  | YES
1013360010 | 321 43 STREET Manhattan, NY 10017 (40.74991322683063, -73.9702450803726) | Con Edison | THE CLOISTERS C/O INSIGNIA | CLOISTER OWNERS CORP | 675 3 AVENUE MANHATTAN, NY 10017 (40.75129610835038, -73.97404990585339) | CA121378J | 7/5/05 | ROCKMILLS MP-4-162 | 1 | 6.4 | 1978 | 2013 |  | 31 to 35 years old | ICI-DE84 (S) | #6 | 67160 | 47012 | 10074 | 7052 | Yes | 2016 | Store Buildings | 4 | 94516 | 1 | 10 | 143 | 143 | 1928 |  | YES
1011130051 | 16 61 STREET Manhattan, NY 10023 (40.76981775000888, -73.98239284307316) | Con Edison | 16 LINCOLN SQUARE ASSOCIATES | 16 LINCOLN SQUARE | 380 MANISON AV MANHATTAN, NY 10017 (40.75245652744684, -73.97297648087982) | CA222383R | 7/6/05 | ROCKMILLS MP-150 | 1 | 6.4 | 1983 | 2018 |  | 26 to 30 years old | IND. COMB DEG 63-P | #6 | 67160 | 47012 | 10074 | 7052 | Yes | 2013 | Elevator Apartments | 6 | 113736 | 1 | 11 | 0 | 7 | 1924
1014930037 | 950 PARK AVENUE Manhattan, NY 10028 (40.77743969881226, -73.9593238501227) | Con Edison | 950 PARK AVE./INSSIGNIA RESIDENTIAL GROUP | 950 PARK AVE CORP | 675 THIRD AVENUE MANHATTAN, NY 10017 (40.75129610835038, -73.97404990585339) | CA434169K | 7/7/05 | FED FLW2125 | 1 | 7 | 1969 | 2010 |  | 41 - 45 years old | PETO WD6AH | #6 | 67160 | 47012 | 10074 | 7052 | Yes | 2013 | Walk-Up Apartments | 4 | 98800 | 1 | 13 | 24 | 27 | 1921 |  | YES
1008320049 | 4 31 STREET Manhattan, NY 10001 (40.74658004284939, -73.98612525678418) | Con Edison | HOTEL WOLCOTT | WOLCOTT HOTEL CO | 4 31 STREET MANHATTAN, NY 10001 (40.74658004284939, -73.98612525678418) | CA063484K | 7/7/05 | ROCKMILLS MP 175 | 1 | 7.1 | 1984 | 2019 |  | 26 to 30 years old | ICI DEG 84 (P) | #6 | 67160 | 47012 | 10074 | 7052 | Yes | 2022 | Elevator Apartments | 3 | 90633 | 2 | 13 | 0 | 2 | 1906
1018917502 | 905 END AVENUE Manhattan, NY 10025 (40.79685012763133, -73.96372581059762) | Con Edison | KREISEL CO., INC. |  | 909 3 AVENUE MANHATTAN, NY 10022 (40.75866185484051, -73.96870377888831) | CA030979L | 7/5/05 | ROCKMILLS MP 200 | 1 | 6.4 | 1979 | 2014 |  | 31 to 35 years old | HEVEOIL DE 84P | #6 | 67160 | 47012 | 10074 | 7052 | Yes | 2021 | Elevator Apartments | 9 | 101838 | 1 | 13 | 53 | 53 | 1920 | YES
1012360010 | 255 88 STREET Manhattan, NY 10024 (40.789710745736144, -73.97570897419733) | Con Edison | WEINTRAUB MGT. | 255 WEST 88 ST CO LL | 276 RIVERSIDE DRIVE NEW YORK, NY 10025 (40.79837591565439, -73.97328132801744) | CB567603L | #N/A | ROCKMILLS MP-200 (NEW) | 1 | 669 | 2003 | 2038 | DUAL FUEL | 5 to 10 years old | ICI DEG-84P (EXTSG) | #6 | 66900 | 46830 | 10035 | 7024 | Yes | 2016 | Walk-Up Apartments | 6 | 164530 | 1 | 14 | 74 | 79 | 1924
1000300005 | 46 WATER STREET Manhattan, NY 10004 (40.70406900052052, -74.00904579431402) | Con Edison | EDWORD GORDON CO INC | WATER/PEARL ASSOCIATE | 200 PARK AVENUE MANHATTAN, NY 10166 (40.75399870612365, -73.97705862623363) | CA004487X | 7/6/05 | TITUSVILLE 5475 SERIES W | 1 | 4.46 | 1987 | 2022 |  | 21 to 26 years old | HEVE/AM 3/4 | #4 | 66833 | 46783 | 9691 | 6784 | Yes | 2020 | Elevator Apartments | 1 | 85472 | 1 | 11 | 0 | 3 | 1929
1005770071 | 55 13 STREET Manhattan, NY 10011 (40.73607631124471, -73.99586691323161) | Con Edison | JOHN SPARANO/NEW SCHOOL UNIVERSITY | NEW SCHOOL-SOCL RESEA | 66 12 STREET MANHATTAN, NY 10011 (40.735569976863395, -73.9967810007808) | CA005286Y | 7/5/05 | FEDERAL FST 200 | 1 | 7.7 | 1986 | 2021 |  | 21 to 26 years old | IND. COMB INC DEG-84(P) | #4 | 66600 | 46620 | 9657 | 6760 | Yes | 2017 | Walk-Up Apartments | 3 | 86117 | 2 | 9 | 0 | 6 | 1900
1005450015 | 730 BROADWAY Manhattan, NY 10003 (40.72946885132921, -73.99330129616993) | Con Edison | LA SALLE PARTNERS MGMT. | NEW YORK UNIVERSITY | 725 BROADWAY MANHATTAN, NY 10003 (40.729334426515365, -73.99349547432878) | CA015198N | 7/5/05 | FEDERAL FST-400 | 1 | 15.46 | 1998 | 2033 | DUAL FUEL | 11 to 15 years old | ICI DEG-175 P | #6 | 66240 | 46368 | 9936 | 6955 | Yes | 2015 | Elevator Apartments | 2 | 326464 | 1 | 10 | 0 | 8 | 1917
1014110040 | 176 77 STREET Manhattan, NY 10021 (40.76920532766377, -73.959183941086) | Con Edison | GUMLEY-HAFT INC. | LENOX MANOR OWNERS CO | 415 MADISON AVE MANHATTAN, NY 10017 (40.756779530947306, -73.976317020908) | CA059487Y | 7/6/05 | FEDERAL FST 250 | 2 | 10.4 | 1987 | 2022 |  | 21 to 26 years old | I.C.I. MEG-105P | #6 | 66150 | 46305 | 9922 | 6946 | Yes | 2021 | Elevator Apartments | 4 | 195441 | 1 | 17 | 165 | 173 | 1957 |  | YES
1015900044 | 7 GRACIE SQUARE Manhattan, NY 10028 (40.77333691309867, -73.94510881939857) | Con Edison | 7 GRACIE SQ CORP./BROWN,HARRIS,&STEVENS | SEVEN GRACIE SQ CORP | 770 LEXINGTON AVENUE MANHATTAN, NY 10065 (40.76307014183385, -73.96759762551441) | CA082283H | 7/5/05 | ROCKMILLS MP 150 | 1 | 6.27 | 1983 | 2018 |  | 26 to 30 years old | I.C.I. DEG-63 P | #4 | 66121 | 46284 | 9588 | 6711 | Yes | 2020 | Elevator Apartments | 5 | 87869 | 1 | 15 | 43 | 43 | 1929 |  | YES
1008330018 | 38 32 STREET Manhattan, NY 10001 (40.74821696108211, -73.98811091301884) | Con Edison | R.G.A. AGENT/38 WEST 32 ASSOCIATES | ROOSEVELT LEE 38 LLC | 750311 FLUSHING NY 11375-0311 (40.720707263029794, -73.84628429608335) | CA119780P | 7/7/05 | FEDERAL FST-250 | 1 | 8.82 | 1980 | 2015 |  | 26 to 30 years old | INDUSTRIAL COMBUSTION DEG 105P | #6 | 66000 | 46200 | 9900 | 6930 | Yes | 2013 | Walk-Up Apartments | 3 | 132844 | 1 | 16 | 0 | 76 | 1915
1014000069 | 635 PARK AVENUE Manhattan, NY 10021 (40.76849728788559, -73.96552881413602) | Con Edison | 635 PARK AVENUE CORP, C/OBROWN HARRIS STEVENS | 635 PARK AVE CORP | 770 LEXINGTON AVE MANHATTAN, NY 10021 (40.76920532766377, -73.959183941086) | CA208368H | 7/5/05 | CROTTY MWB 170 | 1 | 5.4 | 1968 | 2010 |  | 41 - 45 years old | RAY AR141-SIZE 6 | #4 | 65756 | 46029 | 9535 | 6674 | Yes | 2020 | Walk-Up Apartments | 4 | 67600 | 1 | 13 | 16 | 16 | 1913 |  | YES
1014130050 | 156 79 STREET Manhattan, NY 10021 (40.76920532766377, -73.959183941086) | Con Edison | 156EAST 79TH STREET CORP. | 156 E 79 ST CP | ONE DUPONT STREET PLAINVIEW, NY 11803 (40.79724276989748, -73.46616262891547) | CA365386K | 7/5/05 | FEDERAL FST 150 | 1 | 6.3 | 1986 | 2021 |  | 21 to 26 years old | HEVEOIL DEG 63 P | #6 | 65700 | 45990 | 9855 | 6898 | Yes | 2013 | Walk-Up Apartments | 4 | 103835 | 1 | 14 | 60 | 62 | 1917 |  | YES
1006090047 | 105 13 STREET Manhattan, NY 10011 (40.73675397891206, -73.99747716681331) | Con Edison | 105 WEST 13TH CORP. | 105 W 13 ST CORP | 1133 BROADWAY MANHATTAN, NY 10010 (40.743831409426136, -73.98905094736057) | CA350185M | 7/6/05 | FEDERAL FST 150 | 1 | 6.3 | 1985 | 2020 |  | 21 to 26 years old | HEVEOIL DEG 63P | #6 | 65700 | 45990 | 9855 | 6898 | Yes | 2019 | Elevator Apartments | 3 | 94144 | 1 | 16 | 98 | 102 | 1961 |  | YES
1021790185 | 106 PINEHURST AVENUE Manhattan, NY 10033 (40.85176866453389, -73.93899017904027) | Con Edison | 106 PINEHUST AVE. CO. | 106 PINEHURST AVE CO | 1775 BROADWAY MANHATTAN, NY 10019 (40.766316065397184, -73.98188404443792) | CA432669H | 7/6/05 | ROCKMILLS MP-175 | 1 | 6.3 | 1969 | 2010 |  | 41 - 45 years old | IRON FIREMAN A06-9.8 | #6 | 65700 | 45990 | 9855 | 6898 | Yes | 2019 | Elevator Apartments | 7 | 93180 | 1 | 6 | 96 | 96 | 1928
1008930017 | 123 37 STREET Manhattan, NY 10016 (40.74834466675312, -73.97833747260528) | Con Edison | 123 EAST 37TH ST OWNER/GROGAN ASSO | 123 E 37 ST OWNERS CO | 820 2nd AVE MANHATTAN, NY 10017 (40.75090969894791, -73.97140174497622) | CA222484X | 7/6/05 | ROCKMILLS MODEL MP-150-SS | 1 | 6.2 | 1984 | 2019 |  | 26 to 30 years old | INDUS COMB DEG-63-P | #6 | 65700 | 45990 | 9855 | 6898 | Yes | 2013 | Office Buildings | 3 | 75273 | 1 | 15 | 94 | 97 | 1940 |  | YES
1019090011 | 149 124 STREET Manhattan, NY 10027 (40.80771500351993, -73.9473508519261) | Con Edison | 132 WEST 125 STREET CO., INC. | DCAS | 149 124TH ST MANHATTAN, NY 10027 (40.80771500351993, -73.9473508519261) | CA027488J | 7/4/05 | FEDERAL FM 1822 | 1 | 8.86 | 1988 | 2023 |  | 21 to 26 years old | HEV E DE 63S | #6 | 65700 | 45990 | 9855 | 6898 |  |  | Walk-Up Apartments | 9 | 0 | 0 | 0 | 0 | 0 | 0
1013107502 | 140 56 STREET Manhattan, NY 10022 (40.76014208303016, -73.9694516819715) | Con Edison | 140 E. 6 ST. CONDO ASSOC. % WORKING RLTY. | 140 E 56TH ST CONDO | 201 31 STREET NEW YORK, NY 10016 (40.74381796934267, -73.97941104505841) | CB141803P | 7/5/05 | BEST 5D-150 (NEW) | 2 | 5.02 | 2003 | 2038 | DUAL FUEL | 5 to 10 years old | HEVE OIL (ICI) DEG-63P (NEW) | #6 | 65700 | 45990 | 9855 | 6898 | Yes | 2020 | Elevator Apartments | 4 | 144569 | 1 | 16 | 156 | 162 | 1956 | YES
1011980019 | 15 84 STREET Manhattan, NY 10024 (40.78417793780273, -73.97068673460107) | Con Edison | 15 WEST 84TH STREET APT.CORP. | 15 WEST 84 ST | 15 84 STREET MANHATTAN, NY 10022 (40.758630224005685, -73.96809182217982) | CA281192Y | 7/6/05 | ROCKMILLS MP 150 | 1 | 6.27 | 1992 | 2027 |  | 16 to 20 years old | HEVE DEG 63 P ( I.C.I. ) | #6 | 65700 | 45990 | 9855 | 6898 | Yes | 2018 | Elevator Apartments | 6 | 89840 | 1 | 11 | 86 | 90 | 1950 |  | YES
1016020013 | 17 96 STREET Manhattan, NY 10128 (40.787668476420215, -73.95513378890026) | Con Edison | 17 EAST 96TH ST OWNERS CORP | 17 E 96TH OWNERS CORP | 1740 BROADWAY NEW YORK, NY 10019 (40.76509834187077, -73.98206124052132) | CA178189H | 7/5/05 | FEDERAL FST 175 | 1 | 6.4 | 1989 | 2024 |  | 21 to 26 years old | HEVE MEG 84 P ( I.C.I. ) | #6 | 65700 | 45990 | 9855 | 6898 | Yes | 2022 | Elevator Apartments | 4 | 85290 | 1 | 16 | 61 | 67 | 1923 |  | YES
1013880056 | 20 74 STREET Manhattan, NY 10021 (40.77309228673363, -73.96453340039825) | Con Edison | 20 EAST 74TH ST. INC. % ABC REALTY | 20 E 74TH STREET INC | 152 57 STREET NEW YORK, NY 10019 (40.7652269056544, -73.97932477205438) | CB158208H | 7/7/05 | BEST 5C - 150 (NEW) | 2 | 5 | 2008 | 2043 | DUAL FUEL | Fewer than 5 years old | HEVE (I.C.) DEG - 63P (NEW) | #6 | 65700 | 45990 | 9855 | 6898 | Yes | 2018 | Elevator Apartments | 4 | 143437 | 1 | 16 | 102 | 107 | 1947 |  | YES
1011677501 | 215 75 STREET Manhattan, NY 10023 (40.78077067446927, -73.98062972768767) | Con Edison | 215 W. 75 OWNERS%BLUE WOODS MGMT | 215 WEST 75 ST OWNERS | 5701 ARLINGTON AVE N Y 10471 (40.90647653354831, -73.90679875550259) | CB229301J | 7/6/05 | FEDERAL-FST-150 | 1 | 6.3 | 2001 | 2036 | DUAL FUEL | 5 to 10 years old | S.T.JOHNSON- FD68-CAHM SIZE150 | #6 | 65700 | 45990 | 9855 | 6898 | Yes | 2017 | Hospitals & Health | 6 | 111600 | 1 | 15 | 111 | 119 | 1924 | YES
1015330032 | 230 88 STREET Manhattan, NY 10128 (40.77979231442169, -73.95232831577593) | Con Edison | 230 EAST 88TH ST. % MAXWELL KATES | 230 E 88 ST CORP | 675 THIRD AVE MANHATTAN, NY 10017 (40.75129610835038, -73.97404990585339) | CB208702R | 7/4/05 | (NEW) BEST 5D-150 | 2 | 6.3 | 2002 | 2037 | DUAL FUEL | 5 to 10 years old | (NEW) HEVE (I.C.) DEG-63P | #6 | 65700 | 45990 | 9855 | 6898 | Yes | 2013 | Elevator Apartments | 5 | 130500 | 1 | 14 | 108 | 108 | 1967 |  | YES
1010300048 | 230 CENTRAL PARK Manhattan, NY 10019 (40.767193274374975, -73.9798815004832) | Con Edison | 230 P.S. APTS. INC. % HALSTEAD MGT.CO | 230 CENTRAL PARK S AP | 770 LEXINGTON AVENUE NEW YORK, NY 10021 (40.76851425537591, -73.96362286271633) | CB442403N | 7/5/05 | BEST 5C-150 (NEW) | 1 | 5.02 | 2003 | 2038 | DUAL FUEL | 5 to 10 years old | HEVE (I.C.) DEG-63P (NEW) | #6 | 65700 | 45990 | 9855 | 6898 | Yes | 2020 | Elevator Apartments | 4 | 82835 | 1 | 17 | 75 | 78 | 1938 |  | YES
1015330122 | 235 87 STREET Manhattan, NY 10128 (40.779181098227966, -73.95266914848823) | Con Edison | 235 PLYMOUTH HOUSE OWNERS CORP | 235 PLYMOUTH HOUSE OW | 770 LEXINGTON AVE NEW YORK, NY 10021 (40.76851425537591, -73.96362286271633) | CB210102J | 7/4/05 | (NEW) BEST 5C-150 | 1 | 5.02 | 2002 | 2037 | DUAL FUEL | 5 to 10 years old | (EXTG) HEVE (I.C.) DEG-63S | #6 | 65700 | 45990 | 9855 | 6898 | Yes | 2013 | Office Buildings | 5 | 148031 | 1 | 12 | 139 | 139 | 1962 |  | YES
1014270018 | 245 72 STREET Manhattan, NY 10021 (40.76934272162379, -73.95957770012035) | Con Edison | 245 EAST 72ND OWNERS CORP./CHARLES H. | GREENTHAL MANAGEMENT | 4 PARK AVENUE MANHATTAN, NY 10016 (40.74650915812013, -73.98194367109245) | CA220894J | 7/5/05 | EASTMOND ESP-150 | 1 | 5.95 | 1994 | 2029 |  | 16 to 20 years old | HEVE MEG-63 (P) | #6 | 65700 | 45990 | 9855 | 6898 | Yes | 2017 | Loft Buildings | 4 | 117882 | 1 | 20 | 120 | 125 | 1930 |  | YES
1007237501 | 263 9 AVENUE Manhattan, NY 10001 (40.748211383706675, -74.00010290991982) | Con Edison | 263 9TH RLTY /TOM HOLLAND |  | 263 9 AVENUE MANHATTAN, NY 10001 (40.748211383706675, -74.00010290991982) | CA346783K | 7/6/05 | ROCKMILLS MP-150 | 1 | 6.13 | 1983 | 2018 |  | 26 to 30 years old | IRON FIREMAN AGO-6-6.3RK | #4 | 65700 | 45990 | 9526 | 6669 | Yes | 2013 | Elevator Apartments | 3 | 87857 | 1 | 11 | 67 | 67 | 1914 | YES
1009430001 | 303 37 STREET Manhattan, NY 10016 (40.74664774680941, -73.97433747778564) | Con Edison | 303 EAST 37 STREET OWNER CO. | 303 EAST 37TH ST OWNE | 1981 MARCUS AVE LAKE SUCCESS, NY 11042 (40.757798505692335, -73.69440156673153) | CA359584K | 7/7/05 | FEDERAL FST-150 | 1 | 6.3 | 1984 | 2019 |  | 26 to 30 years old | HEV-E-OIL DEG 63 P | #6 | 65700 | 45990 | 9855 | 6898 | Yes | 2013 | Loft Buildings | 4 | 80000 | 1 | 6 | 83 | 83 | 1941 |  | YES
1012067501 | 327 CENTRAL PARK Manhattan, NY 10025 (40.789511703546395, -73.96631941359516) | Con Edison | 327 CENTRAL PK. W. LLC % RUDD RLTY. |  | 641 LEXINGTON AVE NEW YORK, NY 10022 (40.75912465400864, -73.97040202325856) | CB139306K | 7/4/05 | BEST 5D - 200 (NEW) | 1 | 6.6 | 2006 | 2041 | DUAL FUEL | Fewer than 5 years old | HEVE (I.C.) DEG 84P (NEW) | #6 | 65700 | 45990 | 9855 | 6898 | Yes | 2016 | Elevator Apartments | 6 | 101658 | 1 | 16 | 85 | 87 | 1929 | YES
1011830046 | 330 72 STREET Manhattan, NY 10023 (40.78034271082548, -73.98580967093994) | Con Edison | 330 72ND OWNERS CORP. | 33072 OWNERS CORP | 1133 BROADWAY NEW YORK, NY 10010 (40.743831409426136, -73.98905094736057) | CA043781Z | 7/6/05 | FEDERAL #FST-200 | 1 | 7 | 1981 | 2016 |  | 26 to 30 years old | INDUSTRIAL COMBUSTION #DEG-84-P | #6 | 65700 | 45990 | 9855 | 6898 | Yes | 2013 | Walk-Up Apartments | 6 | 100056 | 1 | 15 | 63 | 63 | 1927 |  | YES
1014410017 | 333 66 STREET Manhattan, NY 10021 (40.76920532766377, -73.959183941086) | Con Edison | 333 EAST66 ST.CORP%LAWERENCE PROP. | 333 EAST 66TH STREET | 855 AVE OF AMERICAS N Y, NEW YORK 10001 (40.75025902143676, -73.99688630375988) | CB014302H | 7/6/05 | BEST 5C-150 | 2 | 6.3 | 2002 | 2037 | DUAL FUEL | 5 to 10 years old | HEVE (IC) DEG-63 P | #4 | 65700 | 45990 | 9526 | 6669 | Yes | 2021 | Elevator Apartments | 5 | 151009 | 1 | 14 | 191 | 191 | 1964 |  | YES
1011170047 | 34 65 STREET Manhattan, NY 10023 (40.772175491812796, -73.98020713744498) | Con Edison | 34-40 65 STREET LLC. | 34-40 65TH STREET, | 45 17 MARATHON PARKWAY LITTLE NECK, NY 11362 (40.759074216601846, -73.73430017711144) | CA218586P | 7/7/05 | FEDERAL #FST-90 | 1 | 3.4 | 1986 | 2021 |  | 21 to 26 years old | IND COMB/MARC II,#MFG-42-P | #6 | 65700 | 45990 | 9855 | 6898 |  |  | Walk-Up Apartments | 6 | 37716 | 1 | 6 | 44 | 44 | 1939
1021390530 | 359 FORT WASHINGTON AVENUE Manhattan, NY 10033 (40.84737097981065, -73.93970963666368) | Con Edison | 359 FT.WASHINGTON OWNERS CORP. | 359 FT WASHINGTON OWN | 250 PARK AVE MANHATTAN, NY 10003 (40.738333453173844, -73.9878407889095) | CA276687J | 7/6/05 | FEDERAL FST 150 | 1 | 5.8 | 1987 | 2022 |  | 21 to 26 years old | HEVE DEG 63-P | #6 | 65700 | 45990 | 9855 | 6898 | Yes | 2019 | Elevator Apartments | 10 | 81804 | 1 | 6 | 54 | 54 | 1923 |  | YES
1011850042 | 37 RIVERSIDE DRIVE Manhattan, NY 10023 (40.783015495393954, -73.98454983304458) | Con Edison | 37 APTS.CORP%TUDOR REALTY SERVICE | 37 APARTMENTS CORP | 352 PARK AVENUE SOUTH 9TH FL N Y 10021 (40.76920532766377, -73.959183941086) | CB115500P | 7/4/05 | ROCKMILLS MP-150 | 1 | 6.3 | 2000 | 2035 | DUAL FUEL | 5 to 10 years old | (NEW) ICI DEG 63 P | #6 | 65700 | 45990 | 9855 | 6898 | Yes | 2015 | Condominiums | 6 | 82662 | 1 | 16 | 32 | 32 | 1925 |  | YES
1021390523 | 371 FORT WASHINGTON AVENUE Manhattan, NY 10033 (40.84764077641944, -73.93960171802019) | Con Edison | 371 FT.WASHINGTON OWNERS CORP | 371 FORT WASHINGTON O | 250 PARK AVENUE NEW YORK, NY 10003 (40.738333453173844, -73.9878407889095) | CA300087N | 7/6/05 | FEDERAL FST 150 | 1 | 5.8 | 1987 | 2022 |  | 21 to 26 years old | HEVE DEG 63 P | #6 | 65700 | 45990 | 9855 | 6898 | Yes | 2019 | Elevator Apartments | 10 | 81804 | 1 | 6 | 54 | 54 | 1923 |  | YES
1014980020 | 49 86 STREET Manhattan, NY 10028 (40.780861936322026, -73.95874807839743) | Con Edison | 49 EAST 86TH STREET INC | 49 EAST 86TH STREET C | 675 THIRD AVENUE NEW YORK, NY 10017 (40.75129610835038, -73.97404990585339) | CA089797R | 7/4/05 | ROCKMILLS MP-150 | 1 | 6.3 | 1997 | 2032 | DUAL FUEL | 11 to 15 years old | (NEW) S.T. JOHNSON FD68 CHM (SIZE 150) | #6 | 65700 | 45990 | 9855 | 6898 | Yes | 2018 | Office Buildings | 4 | 86553 | 1 | 18 | 47 | 48 | 1930 |  | YES
1015790015 | 525 82 STREET Manhattan, NY 10028 (40.77322806194265, -73.9486493143813) | Con Edison | 525 E. 82ND ST. OWNERS % ROSEDALE MGMT | 525 EAST 82 OWNERS CO | 1775 BROADWAY NEW YORK, NY 10019 (40.766316065397184, -73.98188404443792) | CB158108J | #N/A | BEST 5D - 150 (NEW) | 2 | 5 | 2008 | 2043 | DUAL FUEL | Fewer than 5 years old | S.T. JOHNSON FD68 - CAHN SIZE 150 (NEW) | #6 | 65700 | 45990 | 9855 | 6898 | Yes | 2019 | Loft Buildings | 5 | 94727 | 2 | 13 | 95 | 95 | 1962 |  | YES
1008170085 | 54 16 STREET Manhattan, NY 10011 (40.738025045354824, -73.99440211374608) | Con Edison | 54 W. 16 ST. APT. CORP. % C.H. GREENTHAL | 54 W 16 ST APT CORP | 4 PARK AVENUE NEW YORK, NY 10016 (40.74650915812013, -73.98194367109245) | CB483203Y | 7/5/05 | BEST 5D-150 (NEW) | 1 | 5.02 | 2003 | 2038 | DUAL FUEL | 5 to 10 years old | HEVE (I.C.) DEG-63P (NEW) | #6 | 65700 | 45990 | 9855 | 6898 | Yes | 2017 | Elevator Apartments | 3 | 126300 | 1 | 15 | 119 | 121 | 1955 |  | YES
1013297501 | 231 55 STREET Manhattan, NY 10022 (40.75868281013334, -73.96775560307681) | Con Edison | 55TH & 2ND REALTY LLC. |  | 211 46TH STREET N Y, NEW YORK 10017 (40.75322376589619, -73.97228807391832) | CB071501L | 7/6/05 | FEDERAL EASTMOND FST-175 | 2 | 7.35 | 2001 | 2036 | DUAL FUEL | 5 to 10 years old | ST.JOHNSON FD 68 CAHM 9SIZE 200) | #6 | 65700 | 45990 | 9855 | 6898 | Yes | 2019 | Elevator Apartments | 5 | 131902 | 1 | 46 | 40 | 41 | 2001 | YES
1012350002 | 562 END AVENUE Manhattan, NY 10024 (40.78362556816552, -73.96653900057436) | Con Edison | 562 REALTY CO. | 562 REALTY CO L P | 10 COLUMBUS CIRCLE MANHATTAN, NY 10019 (40.76816944121637, -73.9823758122559) | CA036595J | 7/5/05 | (EXISTING)TITUSVILLE (UNKNOWN) | 1 | 6.3 | 1995 | 2030 | DUAL FUEL | 11 to 15 years old | HEVE (I.C.) DEG-63 (P) | #6 | 65700 | 45990 | 9855 | 6898 | Yes | 2015 | Elevator Apartments | 6 | 71126 | 1 | 12 | 84 | 86 | 1913 |  | YES
1013990074 | 605 PARK AVENUE Manhattan, NY 10021 (40.76920532766377, -73.959183941086) | Con Edison | 605 APT. CORP. % RUDD RLTY. CORP. | GARY ALAN CHANOWITZ | 641 LEXINGTON AVE NEW YORK, NY 10022 (40.75912465400864, -73.97040202325856) | CB091005K | 7/7/05 | ROCKMILLS MP-175 (NEW) | 2 | 5.8 | 2005 | 2040 | DUAL FUEL | 5 to 10 years old | S.T. JOHNSON FD68 CAHM SIZE-150 (EXSTG) | #6 | 65700 | 45990 | 9855 | 6898 | Yes | 2019 | Elevator Apartments | 4 | 181000 | 1 | 20 | 105 | 107 | 1955 |  | YES
1021680084 | 609 189 STREET Manhattan, NY 10040 (40.854427661034585, -73.93029172994923) | Con Edison | 609 REALTY LLC. M.P. MGMT. CO. | 609-615 REALTY, LLC | 1274 49TH ST BROOKLYN, NY 11219 (40.635345584477456, -73.99272455499542) | CA636486J | 7/6/05 | FEDERAL FST 90 | 1 | 3.4 | 1986 | 2021 |  | 21 to 26 years old | ICI MMG 34 P | #4 | 65700 | 45990 | 9526 | 6669 |  |  | Walk-Up Apartments | 10 | 32840 | 1 | 5 | 43 | 43 | 1924
1012410061 | 698 END AVENUE Manhattan, NY 10025 (40.79685012763133, -73.96372581059762) | Con Edison | 698 REALTY LLC | 698 D REALTY LLC | 745 5TH AVENUE MANHATTAN, NY 10151 (40.76281299962028, -73.97354599994787) | CA390186K | 7/6/05 | FEDERAL FST 175 | 1 | 7.28 | 1986 | 2021 |  | 21 to 26 years old | I.C.I. DEG 84 -P | #6 | 65700 | 45990 | 9855 | 6898 | Yes | 2021 | Walk-Up Apartments | 6 | 91494 | 1 | 15 | 90 | 90 | 1925
1005640054 | 77 12 STREET Manhattan, NY 10003 (40.733014488028694, -73.99055729880902) | Con Edison | 77 E 12 ST OWNERS/INSIGNIA RESIDETIAL | 77 E 12TH OWNERS INC |  | CA024486M | 7/5/05 | GIBRALTER GCB 257 3 | 1 | 8.8 | 1986 | 2021 |  | 21 to 26 years old | IRON FIREMAN AGO 6 6.3 RK | #6 | 65700 | 45990 | 9855 | 6898 | Yes | 2014 | Walk-Up Apartments | 2 | 135315 | 1 | 20 | 175 | 182 | 1963 |  | YES
1014080071 | 791 PARK AVENUE Manhattan, NY 10021 (40.772169671720576, -73.96289415857905) | Con Edison | 791 PARK AVENUE CORP | 791 PARK AVE | 148 37TH STREET MANHATTAN, NY 10018 (40.75251096987246, -73.98836465376176) | CA147082X | 7/4/05 | FEDERAL FST-200 | 1 | 7.8 | 1982 | 2017 |  | 26 to 30 years old | ICI DEG 84P | #6 | 65700 | 45990 | 9855 | 6898 | Yes | 2018 | Educational Structures | 4 | 116499 | 1 | 14 | 29 | 32 | 1925 |  | YES
1015590010 | 425 79 STREET Manhattan, NY 10075 (40.77211880696501, -73.95208428067932) | Con Edison | 79TH ST. TENANT CORP. % MAXWELL KATES | 79TH ST TENANTS CORP | 9 38 STREET NEW YORK, NY 10016 (40.75055896335647, -73.98170797543202) | CB016209R | 7/4/05 | ROCKMILLS MP - 175 (NEW) | 2 | 5.8 | 2009 | 2044 | DUAL FUEL | Fewer than 5 years old | S.T. JOHNSON FD68 CAHM - 150 (NEW) | #6 | 65700 | 45990 | 9855 | 6898 | Yes | 2019 | Walk-Up Apartments | 5 | 184816 | 1 | 14 | 185 | 192 | 1955 |  | YES
1021360167 | 900 RIVERSIDE DRIVE Manhattan, NY 10032 (40.83828782731473, -73.94630166713847) | Con Edison | 900 RIVERSIDE DR. LLC. | 900 RIVERSIDE ASSOCIA | 1601 BRONXDALE AVE BRONX, NY 10462 (40.84351657306597, -73.85691921749257) | CA194585J | 7/5/05 | ROCKMILLS M P 175 | 1 | 6.4 | 1985 | 2020 |  | 21 to 26 years old | HEV-E DEG 84 S | #6 | 65700 | 45990 | 9855 | 6898 | Yes | 2016 | Elevator Apartments | 7 | 93184 | 1 | 6 | 71 | 73 | 1915
1020730020 | 90 HAMILTON PLACE Manhattan, NY 10031 (40.82324216976451, -73.95031264338911) | Con Edison | 94-102 HAMILTON PL.HSG. | 94-102 HAMILTON PLC E | 94 HAMILTON PLACE MANHATTAN, NY 10031 (40.82352640956218, -73.94989825046856) | CA325588M | 7/5/05 | FEDERAL FST 100 | 1 | 4.2 | 1988 | 2023 |  | 21 to 26 years old | ICI MMG 42 P | #4 | 65700 | 45990 | 9526 | 6669 |  |  | Walk-Up Apartments | 7 | 31690 | 1 | 7 | 54 | 54 | 1920
1014930037 | 950 PARK AVENUE Manhattan, NY 10028 (40.77743969881226, -73.9593238501227) | Con Edison | 950 PARK AVE. CORP. | 950 PARK AVE CORP | 675 3RD AVENUE MANHATTAN, NY 10017 (40.75129610835038, -73.97404990585339) | CA019195X | 7/5/05 | ROCKMILLS MP-150 | 1 | 6.3 | 1995 | 2030 | DUAL FUEL | 11 to 15 years old | S.T. JOHNSON FD68 CAHM SIZE 150 | #6 | 65700 | 45990 | 9855 | 6898 | Yes | 2013 | Walk-Up Apartments | 4 | 98800 | 1 | 13 | 24 | 27 | 1921 |  | YES
1015110069 | 975 PARK AVENUE Manhattan, NY 10028 (40.778015264911005, -73.95862237893988) | Con Edison | 975 PARK AVENUE OWNERS | 975 PARK AVENUE CORP | 4 PARK AVENUE NEW YORK, NY 10016 (40.74650915812013, -73.98194367109245) | CB090805R | 7/7/05 | ROCKMILLS MP-200SS (NEW) | 1 | 6.6 | 2005 | 2040 | DUAL FUEL | 5 to 10 years old | HEVE (I.C.) DEG-84P (NEW) | #6 | 65700 | 45990 | 9855 | 6898 | Yes | 2021 | Elevator Apartments | 4 | 142075 | 1 | 15 | 63 | 66 | 1929 |  | YES
1012630067 | 64 48 STREET Manhattan, NY 10036 (40.758250627529755, -73.98045812052801) | Con Edison | A.A.&P GREGORY&CO%PETER SHARP&CO | 6448 REALTY ASSOCIATE | 118 35 QUEENS BOULEVARD N Y 11375 (40.720707263029794, -73.84628429608335) | CB300901P | 7/6/05 | FEDERAL FST 175 | 1 | 7.35 | 2001 | 2036 | DUAL FUEL | 5 to 10 years old | *NEW* HEVE (IC) DEG-84 P | #6 | 65700 | 45990 | 9855 | 6898 | Yes | 2013 | Elevator Apartments | 3 | 105262 | 1 | 17 | 0 | 77 | 1926
1021750001 | 2 SHERMAN AVENUE Manhattan, NY 10040 (40.862368871004584, -73.92936065248068) | Con Edison | ACADIA-P/A SHERMAN AVENUE LLC | ACADIA-P/A SHERMAN AV | 1311 MAMARONECK AVE WHITE PLAINS, NY 10605 (40.986837840114504, -73.74475460715206) | CA137087X | 7/4/05 | ROCKMILLS MP 150 SS | 1 | 6.3 | 1987 | 2022 |  | 21 to 26 years old | HEVE MM 63 P | #4 | 65700 | 45990 | 9526 | 6669 | Yes | 2015 | Elevator Apartments | 10 | 135773 | 1 | 2 | 0 | 3 | 1928
1009400012 | 317 34 STREET Manhattan, NY 10016 (40.74439854635853, -73.97490761875613) | Con Edison | ADAMS & CO REAL ESTATE | 317 EAST 34 STREET | 411 5 AVENUE MANHATTAN, NY 10016 (40.75048701759414, -73.9831019245774) | CA282585J | 7/4/05 | FEDERAL FST 100 | 2 | 4.2 | 1985 | 2020 |  | 21 to 26 years old | JOHNSON FD68 AHM SIZE 100 | #6 | 65700 | 45990 | 9855 | 6898 | Yes | 2020 | Condominiums | 4 | 105572 | 1 | 12 | 0 | 0 | 1910
1015000053 | 40 89 STREET Manhattan, NY 10128 (40.782747418868524, -73.95736316415217) | Con Edison | AKA 1227-1231 MADISON AVE. | KERN 90, LLC | 211 56TH STREET MANHATTAN, NY 10019 (40.76556991488509, -73.98213985686341) | CA117999K | 7/7/05 | (NEW)EASTMOND ESP-70 | 2 | 2.84 | 1999 | 2034 | DUAL FUEL | 11 to 15 years old | (NEW) INDUSTRIAL COMB.MEG-34 P | #6 | 65700 | 45990 | 9855 | 6898 | Yes | 2020 | Elevator Apartments | 4 | 117340 | 1 | 17 | 107 | 111 | 1958
1015790049 | 500 83 STREET Manhattan, NY 10028 (40.773923615126805, -73.94849619452195) | Con Edison | AKAM ASSOCIATES | 500 EAST 83RD ST CORP | 8 38th STREET 7fl N Y 10018 (40.75108854154199, -73.98303674630506) | CB215700Z | 7/4/05 | ROCKMILLS MP-175 | 1 | 7.35 | 2000 | 2035 | DUAL FUEL | 5 to 10 years old | HEVE (ICI) DEG-84 P | #4 | 65700 | 45990 | 9526 | 6669 | Yes | 2019 | Elevator Apartments | 5 | 255420 | 1 | 21 | 189 | 189 | 1965 |  | YES
1019700048 | 90 CONVENT AVENUE Manhattan, NY 10027 (40.816524234205644, -73.95274980608855) | Con Edison | AMERICAN GARDENS GROUP LP | CONVENT REALTY LLC | 1920 NEW YORK, NY 10116 (40.8110019996426, -73.95309800037239) | CA002687L | 7/6/05 | FEDERAL FST 100 | 1 | 4.2 | 1987 | 2022 |  | 21 to 26 years old | HEV-E AM 5 CM ( I.C.I. ) | #4 | 65700 | 45990 | 9526 | 6669 |  |  | Walk-Up Apartments | 7 | 24095 | 1 | 5 | 38 | 38 | 1901
1010100029 | 101 57 STREET Manhattan, NY 10019 (40.764380123304036, -73.97725246588114) | Con Edison | BENJAMIN SHAPIRO REALTY CO. | JAMES HOTEL 57 OWNER, | 101 57 STREET MANHATTAN, NY 10019 (40.764380123304036, -73.97725246588114) | CA436088H | 7/5/05 | FEDERAL FST 175 | 1 | 7 | 1988 | 2023 |  | 21 to 26 years old | HEVE DEG 84 P | #6 | 65700 | 45990 | 9855 | 6898 | Yes | 2020 | Elevator Apartments | 4 | 112977 | 1 | 18 | 0 | 7 | 1927
1008040067 | 146 29 STREET Manhattan, NY 10001 (40.74720453237891, -73.99143678572526) | Con Edison | BERIK MANAGEMENT | 146 W 29TH ST OWNERS | 381 PARK AVE MANHATTAN, NY 10016 (40.74253229387602, -73.98453137675233) | CA313185J | 7/5/05 | FEDERAL FST 175 | 1 | 7 | 1985 | 2020 |  | 21 to 26 years old | HEV-E DEG 84 P | #6 | 65700 | 45990 | 9855 | 6898 | Yes | 2014 | Walk-Up Apartments | 3 | 82454 | 1 | 12 | 0 | 1 | 1910
1018827501 | 527 110 STREET Manhattan, NY 10025 (40.803328517194934, -73.96460766781851) | Con Edison | BRITANNIA CONDOMINIUM | BRITANNIA CONDOMINIUM | 1238 HAVEMEYER AVE BRONX, NY 10462 (40.83327637552619, -73.84815982545848) | CA112080M | 7/4/05 | FEDERAL FST 150 | 1 | 6.5 | 1980 | 2015 |  | 26 to 30 years old | HEV-E-OIL DEG-63-S | #6 | 65700 | 45990 | 9855 | 6898 | Yes | 2022 | Elevator Apartments | 8 | 47387 | 1 | 9 | 56 | 56 | 1920 | YES
1012050029 | 315 CENTRAL PARK Manhattan, NY 10025 (40.78884679402462, -73.96679561230205) | Con Edison | BROOKFORD MANGEMENT CORP. | BROOKFORD, LLC | 315 CENTRAL PARK MANHATTAN, NY 10025 (40.78884679402462, -73.96679561230205) | CA064689Z | 7/5/05 | ROCKMILLS MP200 | 1 | 8.4 | 1989 | 2024 |  | 21 to 26 years old | HEV-E-OIL DE4 84P | #6 | 65700 | 45990 | 9855 | 6898 | Yes | 2015 | Walk-Up Apartments | 6 | 109769 | 2 | 12 | 51 | 51 | 1911
1013870031 | 55 72 STREET Manhattan, NY 10021 (40.77152604668694, -73.96474697203618) | Con Edison | BROWN, HARRIS , STEVEN | 72ND AND PARK CORP | 770 LEXINGTON AVENUE MANHATTAN, NY 10021 (40.76920532766377, -73.959183941086) | CA019579P | 7/5/05 | ROCKMILLS MP 150 | 1 | 6.3 | 1979 | 2014 |  | 31 to 35 years old | INDUSTRIAL COMBUSTION DE 63P | #6 | 65700 | 45990 | 9855 | 6898 | Yes | 2017 | Condominiums | 4 | 69227 | 1 | 15 | 29 | 31 | 1924 |  | YES
1008760018 | 34 GRAMERCY PARK Manhattan, NY 10003 (40.73734479433631, -73.98535992932328) | Con Edison | BUCHBINDER&WARREN.LLC | THE GRAMERCY CO | 1 UNION SQ MANHATTAN, NY 10003 (40.735387400722175, -73.99159152453399) | CA105782L | 7/5/05 | ROCKMILLS BOILER MODEL MP-150 | 1 | 6.3 | 1982 | 2017 |  | 26 to 30 years old | INDUSTRIAL COMBUSTION MODEL DEG-63-P | #6 | 65700 | 45990 | 9855 | 6898 | Yes | 2016 | Elevator Apartments | 2 | 80000 | 1 | 10 | 45 | 45 | 1909 |  | YES
1010087502 | 162 56 STREET Manhattan, NY 10019 (40.76449875167195, -73.97978305418933) | Con Edison | CARNEGIE PLAZA CONDOMINIUM | CARNEGIE PLAZA CONDOM | 675 THIRD AVE MANHATTAN, NY 10017 (40.75129610835038, -73.97404990585339) | CA310893R | 7/4/05 | ROCKMILLS MP-150 SL | 1 | 6.3 | 1993 | 2028 |  | 16 to 20 years old | S.T. JOHNSON CAHM 150 | #6 | 65700 | 45990 | 9855 | 6898 | Yes | 2018 | Elevator Apartments | 4 | 75611 | 1 | 15 | 65 | 67 | 1926 | YES
1012167502 | 110 86 STREET Manhattan, NY 10024 (40.78661351285006, -73.97254269086766) | Con Edison | CREST MGMT CO INC. | 110 WEST 86TH STREET | 4 PARK AVENUE MANHATTAN, NY 10016 (40.74650915812013, -73.98194367109245) | CA043889K | 7/5/05 | FEDERAL FST 175 | 1 | 7.28 | 1989 | 2024 |  | 21 to 26 years old | ICI DEG 84(P) | #6 | 65700 | 45990 | 9855 | 6898 | Yes | 2016 | Elevator Apartments | 6 | 76916 | 1 | 16 | 79 | 82 | 1929 | YES
1005607501 | 30 9 STREET Manhattan, NY 10003 (40.7320261851826, -73.99402975242808) | Con Edison | E. 9TH ST. CONDO ASSOC. %NEWBEDFORD | CHARLES GREENTHAL MGM | 4 PK AVE NEW YORK, NY 10010 (40.73914078212147, -73.98289845639863) | CB178403J | 7/5/05 | BEST 5C-175 (NEW) | 2 | 5.85 | 2003 | 2038 | DUAL FUEL | 5 to 10 years old | BEST DEG-84S (NEW) | #6 | 65700 | 45990 | 9855 | 6898 | Yes | 2020 | Walk-Up Apartments | 1 | 199654 | 1 | 6 | 144 | 146 | 1955 | YES
1019980017 | 615 131 STREET Manhattan, NY 10027 (40.81781496157336, -73.95747259751457) | Con Edison | FIRST PIONEER PROPERTIES | THE TRUSTEES OF COLUM | 34 09 QUEENS BOULEVARD QUEENS, NY 11101 (40.74570244980828, -73.93866902925225) | CA042794N | 7/5/05 | CROTTY CSM-175 | 1 | 10.32 | 1994 | 2029 |  | 16 to 20 years old | RAY PAECR-144 SIZE 150 | #4 | 65700 | 45990 | 9526 | 6669 | Yes | 2018 | Hospitals & Health | 7 | 210000 | 1 | 6 | 0 | 6 | 1924
1021797501 | 255 CABRINI BOULEVARD Manhattan, NY 10040 (40.85572568146284, -73.93782106040214) | Con Edison | GENERAL PROP MGMT ASSO | 255 CABRINI CONDOMINI | 250 57TH STREET MANHATTAN, NY 10107 (40.766393521786576, -73.98218601253214) | CA350385R | 7/4/05 | ROCKMILLS MP 175 | 1 | 7 | 1985 | 2020 |  | 21 to 26 years old | HEV-E DEG 84 P | #6 | 65700 | 45990 | 9855 | 6898 | Yes | 2019 | Condominiums | 7 | 101824 | 2 | 8 | 78 | 91 | 1937 | YES
1018880015 | 785 END AVENUE Manhattan, NY 10025 (40.79685012763133, -73.96372581059762) | Con Edison | GREYSTONE MANAGEMENT CORP. | GREYSTONE PROPERTIES | 30 VESEY STREET MANHATTAN, NY 10007 (40.71177931526664, -74.00944232782362) | CA286092J | 7/5/05 | ROCKMILLS MP 175 (EXG) | 1 | 7.35 | 1992 | 2027 |  | 16 to 20 years old | HEVE DEG 84 P ( I.C.I.) (NEW) | #6 | 65700 | 45990 | 9855 | 6898 | Yes | 2018 | Elevator Apartments | 9 | 91615 | 1 | 16 | 82 | 82 | 1927
1021340195 | 800 RIVERSIDE DRIVE Manhattan, NY 10032 (40.835077247670085, -73.94615777561376) | Con Edison | GRINNELL HOFC % WPG RESIDENTIAL | GRINNELL HOUSING DEVE | 116 JOHN STREET NEW YORK, NY 10038 (40.7076073432371, -74.00568390073312) | CB174503L | 7/5/05 | FEDERAL FST 175 (NEW) | 1 | 5.8 | 2003 | 2038 | DUAL FUEL | 5 to 10 years old | INDUSTRIAL COMBUSTION-DEG 84 (NEW) | #6 | 65700 | 45990 | 9855 | 6898 | Yes | 2014 | Condominiums | 7 | 167821 | 1 | 8 | 80 | 80 | 1920 |  | YES
1014470013 | 325 72 STREET Manhattan, NY 10021 (40.76856375855392, -73.95772422384822) | Con Edison | GUMLEY HOFT | 325 EAST 72ND STREET | 415 MADISON AVENUE MANHATTAN, NY 10017 (40.756779530947306, -73.976317020908) | CA377187X | 7/7/05 | FEDERAL FST 100 | 2 | 4.2 | 1987 | 2022 |  | 21 to 26 years old | HEVE MEG 42 P | #6 | 65700 | 45990 | 9855 | 6898 | Yes | 2017 | Walk-Up Apartments | 5 | 84823 | 1 | 16 | 60 | 60 | 1927 |  | YES
1019900040 | 468 RIVERSIDE DRIVE Manhattan, NY 10027 (40.810480790168754, -73.96455790433328) | Con Edison | HOFFMAN MANGEMENT | INTERCHURCH CENTER | 300 55 STREET MANHATTAN, NY 10019 (40.76543669712509, -73.98393298423655) | CA004981L | 7/4/05 | ROCKMILLS MP-150 | 1 | 6.4 | 1981 | 2016 |  | 26 to 30 years old | HEV-E DEG 63-S | #6 | 65700 | 45990 | 9855 | 6898 | Yes | 2020 | Walk-Up Apartments | 9 | 67518 | 1 | 9 | 39 | 39 | 1910
1015110033 | 170 83 STREET Manhattan, NY 10028 (40.7771596540101, -73.9561838963386) | Con Edison | INSIGNIA RESIDENTIAL GROUP A/A/F VALARY R.E.CO. | VALERAY REAL ESTATE C | 675 THIRD AVE NY, NY 10017 (40.75129610835038, -73.97404990585339) | CA206569P | 7/5/05 | FEDERAL FLW 1822 | 2 | 6.3 | 1969 | 2010 |  | 41 - 45 years old | PETRO WD 6 AH | #6 | 65700 | 45990 | 9855 | 6898 | Yes | 2021 | Elevator Apartments | 5 | 147534 | 1 | 6 | 89 | 94 | 1961
1021320038 | 2374 AMSTERDAM AVENUE Manhattan, NY 10033 (40.84596803744495, -73.93247009432781) | Con Edison | JAMIE REALTY | JOMIL REALTY CO | 463 QUENTIN ROAD BROOKLYN, NY 11223 (40.607065576791186, -73.96920157707369) | CA579186J | 7/7/05 | FEDERAL FST 80 | 1 | 3.36 | 1986 | 2021 |  | 21 to 26 years old | HEVE MMG 34 P | #4 | 65700 | 45990 | 9526 | 6669 |  |  | Elevator Apartments | 10 | 14729 | 1 | 5 | 18 | 21 | 1906
1011280029 | 151 CENTRAL PARK Manhattan, NY 10023 (40.77820959304831, -73.9745580059666) | Con Edison | KENILWORTH APARTMENTS/GUMLEY-HAFT | KENILWORTH APARTMENTS | 45 MADISON AVENUE MANHATTAN, NY 10017 (40.75245652744684, -73.97297648087982) | CA167296J | 7/6/05 | FEDERAL FST 175 | 1 | 6.72 | 1996 | 2031 | DUAL FUEL | 11 to 15 years old | S.T. JOHNSON FD68 SIZE 150 | #6 | 65700 | 45990 | 9855 | 6898 | Yes | 2018 | Walk-Up Apartments | 6 | 124867 | 1 | 12 | 35 | 35 | 1907 |  | YES
1012510054 | 639 END AVENUE Manhattan, NY 10025 (40.79685012763133, -73.96372581059762) | Con Edison | KEY REAL ESTATE ASSOCIATES, LLC | 639 APARTMENT CORP | 639 END AVENUE N Y, NEW YORK 10025 (40.79685012763133, -73.96372581059762) | CB009102M | 7/5/05 | SPENCER FPC 5733 A | 1 | 6.65 | 2002 | 2037 | DUAL FUEL | 5 to 10 years old | HEVE (IC) DEG 63 P | #6 | 65700 | 45990 | 9855 | 6898 | Yes | 2021 | Walk-Up Apartments | 6 | 88396 | 1 | 15 | 63 | 63 | 1927 |  | YES
1021740154 | 29 SICKLES STREET Manhattan, NY 10040 (40.86108953586625, -73.92759953716897) | Con Edison | LMC ASSOC. | 29-45 SICKLES STREET | 320 57 STREET NEW YORK, NY 10019 (40.76695555576002, -73.98353281148049) | CA135688M | 7/4/05 | FEDERAL FST 150 | 1 | 5.81 | 1988 | 2023 |  | 21 to 26 years old | HEVE MEG 63 P | #6 | 65700 | 45990 | 9855 | 6898 | Yes | 2014 | Elevator Apartments | 10 | 71475 | 1 | 5 | 98 | 98 | 1920
1011430015 | 145 71 STREET Manhattan, NY 10023 (40.77725264593669, -73.9804640560353) | Con Edison | MAJESTIC REALTY CORP. | MAJESTIC REALTY CORP | 2207 CONEY ISLAND AVENUE BROOKLYN, NY 11223 (40.60328584975498, -73.96145921904193) | CA182087Z | 7/7/05 | ROCKMILLS MP 150 | 1 | 6.3 | 1987 | 2022 |  | 21 to 26 years old | HEVE MEG 63 P | #6 | 65700 | 45990 | 9855 | 6898 | Yes | 2013 | Elevator Apartments | 6 | 75144 | 1 | 10 | 68 | 68 | 1923
1018900073 | 315 RIVERSIDE DRIVE Manhattan, NY 10025 (40.800753454061464, -73.97112027971166) | Con Edison | MATTHEW ADAM PROPERTIES, INC. | 315 HOMES CORP | 127 59TH STREET MANHATTAN, NY 10022 (40.76241654818314, -73.96854870758665) | CA057885K | 7/7/05 | FEDERAL FST 200 | 1 | 7.4 | 1985 | 2020 |  | 21 to 26 years old | I C I DEG 84 P | #6 | 65700 | 45990 | 9855 | 6898 | Yes | 2020 | Elevator Apartments | 9 | 128461 | 1 | 19 | 93 | 93 | 1931 |  | YES
1008590024 | 99 MADISON AVENUE Manhattan, NY 10016 (40.744776322708105, -73.98511640592307) | Con Edison | MAYFLOWER AGENCY CO. INC. | MAYFLOWER AGENCY CO I | 99 MADISON AVENUE MANHATTAN, NY 10016 (40.744776322708105, -73.98511640592307) | CA159981H | 7/7/05 | ROCKMILLS MP 150 | 1 | 6.3 | 1981 | 2016 |  | 26 to 30 years old | IRON FIREMAN AGO 6-6.3 RK | #6 | 65700 | 45990 | 9855 | 6898 | Yes | 2019 | Elevator Apartments | 2 | 115041 | 1 | 17 | 0 | 15 | 1916
1018690001 | 760 END AVENUE Manhattan, NY 10025 (40.79685012763133, -73.96372581059762) | Con Edison | MIDBORO MGMT | 760 WEST END AVE OWNE | 148 37TH ST MANHATTAN, NY 10025 (40.79685012763133, -73.96372581059762) | CA163587L | 7/6/05 | BEST 5 C 175 | 1 | 7.36 | 1987 | 2022 |  | 21 to 26 years old | ICI DEG 84 P | #6 | 65700 | 45990 | 9855 | 6898 | Yes | 2019 | Elevator Apartments | 9 | 94455 | 1 | 15 | 75 | 75 | 1926 |  | YES
1012627501 | 62 47 STREET Manhattan, NY 10036 (40.7574782728563, -73.98058437985009) | Con Edison | NEIL WISHNIA | DIAMOND &JEWELRY IND | 9 38th STREET MANHATTAN, NY 10016 (40.75058238108704, -73.98167876193074) | CA344194N | 7/5/05 | ROCKMILLS MP 175 | 1 | 7.4 | 1994 | 2029 |  | 16 to 20 years old | HEVE DEG-84 (P) | #6 | 65700 | 45990 | 9855 | 6898 | Yes | 2022 | Walk-Up Apartments | 3 | 138252 | 2 | 16 | 0 | 122 | 1926 | YES
1018260036 | 200 111 STREET Manhattan, NY 10026 (40.80007801346539, -73.95502790598961) | Con Edison | NEW HORIZONS ASSOC | NEW HORIZONS ASSOCIAT | 8525 MANHATTAN NY 10150 (40.758229999614855, -73.96868000038165) | CA122384K | 7/6/05 | FEDERAL FST-150 | 1 | 6.3 | 1984 | 2019 |  | 26 to 30 years old | HEV-E MMG 63-S | #4 | 65700 | 45990 | 9526 | 6669 | Yes | 2016 | Walk-Up Apartments | 9 | 65286 | 1 | 6 | 48 | 48 | 1920
1008230029 | 16 22 STREET Manhattan, NY 10010 (40.740480585263825, -73.98919208104684) | Con Edison | NEWMARK &CO. REALTY ESTATE INC. | MEYSAR REALTY CORP | 125 PARK AVENUE MANHATTAN, NY 10017 (40.75150189626578, -73.97791375384898) | CA317486L | 7/6/05 | ROCKMILLS MP 150 | 1 | 6.3 | 1986 | 2021 |  | 21 to 26 years old | IRON FIREMAN AGO 6 6.3 RK | #6 | 65700 | 45990 | 9855 | 6898 | Yes | 2013 | Elevator Apartments | 3 | 137007 | 1 | 12 | 0 | 35 | 1910
1008220070 | 54 21 STREET Manhattan, NY 10010 (40.73941840272619, -73.98861669187487) | Con Edison | OLMSTEAD PROPERTIES | 5421 EQUITIES COMPANY | 575 8 AVENUE MANHATTAN, NY 10018 (40.754911681978285, -73.99150159233108) | CA516586K | 7/6/05 | FEDERAL FST 150 | 1 | 6.3 | 1986 | 2021 |  | 21 to 26 years old | ICI DEG-63P | #6 | 65700 | 45990 | 9855 | 6898 | Yes | 2022 | Loft Buildings | 3 | 120052 | 1 | 12 | 0 | 46 | 1910
1015890002 | 1 END AVENUE Manhattan, NY 10021 (40.76920532766377, -73.959183941086) | Con Edison | ONE E. END AVE. CORP. % BROWN HARRIS | ONE EAST END AVENUE | 770 LEXINGTON AVENUE NEW YORK, NY 10065 (40.76307014183385, -73.96759762551441) | CB513103L | 7/6/05 | BEST 5C-150 (NEW) | 2 | 5.02 | 2003 | 2038 | DUAL FUEL | 5 to 10 years old | ICI DEG-63P (NEW) | #6 | 65700 | 45990 | 9855 | 6898 | Yes | 2019 | Elevator Apartments | 5 | 115835 | 1 | 14 | 33 | 33 | 1929 |  | YES
1012060029 | 322 CENTRAL PARK Manhattan, NY 10025 (40.78920793995943, -73.96652962927388) | Con Edison | ORSID REALTY CORP. | 322 REALTY CORP. | 1740 BROADWAY NEW YORK, NY 10019 (40.76509834187077, -73.98206124052132) | CB433703M | 7/6/05 | FEDERAL FST-175 | 1 | 5.8 | 2003 | 2038 | DUAL FUEL | 5 to 10 years old | INDUSTRIAL COMBUSTION-DE-84 | #4 | 65700 | 45990 | 9526 | 6669 | Yes | 2016 | Elevator Apartments | 6 | 120112 | 1 | 15 | 49 | 49 | 1926 |  | YES
1022430236 | 70 PARK TERRACE Manhattan, NY 10034 (40.87086601137059, -73.91591273630775) | Con Edison | PARK TERRACE GARDENS INC. | PARK TERR ASSOC | 72 PARK TERRACE MANHATTAN, NY 10034 (40.87092951169869, -73.91583056809466) | CA465585L | 7/5/05 | FEDERAL FST 175 | 1 | 7 | 1985 | 2020 |  | 21 to 26 years old | HEVE DEG 84P ( I.C.I. ) | #6 | 65700 | 45990 | 9855 | 6898 | Yes | 2013 | Elevator Apartments | 7 | 85740 | 1 | 9 | 85 | 85 | 1939 |  | YES
1022430240 | 60 PARK TERRACE Manhattan, NY 10034 (40.870550324496804, -73.91631566569889) | Con Edison | PARK TERRACE GARDENS, INC. | PARK TERR ASSOC | 72 PARK TERRACE MANHATTAN, NY 10034 (40.87092951169869, -73.91583056809466) | CA465785X | 7/5/05 | FEDERAL FST 175 | 1 | 7 | 1985 | 2020 |  | 21 to 26 years old | HEVE DEG 84 P ( I.C.I. ) | #6 | 65700 | 45990 | 9855 | 6898 | Yes | 2013 | Elevator Apartments | 7 | 87400 | 1 | 9 | 78 | 78 | 1939 |  | YES
1022430210 | 55 PARK TERRACE Manhattan, NY 10034 (40.87018743683609, -73.91697370908655) | Con Edison | PARK TERRACE GARDENS, INC. | PARK TERRACE GARDENS | 72 PARK TERRACE MANHATTAN, NY 10034 (40.87092951169869, -73.91583056809466) | CA469985Z | 7/5/05 | FEDERAL FST 175 | 1 | 7 | 1985 | 2020 |  | 21 to 26 years old | HEVE DEG 84 P | #6 | 65700 | 45990 | 9855 | 6898 | Yes | 2013 | Elevator Apartments | 7 | 87400 | 1 | 9 | 78 | 78 | 1939 |  | YES
1022430220 | 65 PARK TERRACE Manhattan, NY 10034 (40.870549920291886, -73.91641915727146) | Con Edison | PARK TERRACE GARDENS,INC. | PARK TERR ASSOC | 72 PARK TERRACE MANHATTAN, NY 10034 (40.87092951169869, -73.91583056809466) | CA465485Y | 7/5/05 | FEDERAL FST-175 | 1 | 7 | 1985 | 2020 |  | 21 to 26 years old | HEVEOIL DEG-84 (P) | #6 | 65700 | 45990 | 9855 | 6898 | Yes | 2013 | Elevator Apartments | 7 | 87400 | 1 | 9 | 78 | 78 | 1939 |  | YES
1022430230 | 75 PARK TERRACE Manhattan, NY 10034 (40.8709493405369, -73.91590520292705) | Con Edison | PARK TERRANCE GARDENS INC. | PARK TERR ASSOC | 72 PARK TERRACE MANHATTAN, NY 10034 (40.87092951169869, -73.91583056809466) | CA465685Z | 7/5/05 | FEDERAL FST 175 | 1 | 7 | 1985 | 2020 |  | 21 to 26 years old | HEVEOIL DEG-84 (P) (I.C.I.) | #6 | 65700 | 45990 | 9855 | 6898 | Yes | 2013 | Walk-Up Apartments | 7 | 87400 | 1 | 9 | 78 | 78 | 1939 |  | YES
1013257503 | 209 51 STREET Manhattan, NY 10022 (40.756371647657154, -73.97003974358483) | Con Edison | PHOENIX MANAGEMENT CORP. |  | 211 51 STREET MANHATTAN, NY 10022 (40.756353360219165, -73.96999695788087) | CA240186R | 7/6/05 | ROCKMILLS MP 150 SS | 1 | 6.3 | 1986 | 2021 |  | 21 to 26 years old | IND-COMB DEG-63P | #6 | 65700 | 45990 | 9855 | 6898 | Yes | 2015 | Elevator Apartments | 5 | 73681 | 1 | 14 | 73 | 111 | 1958 | YES
1020350001 | 211 149 STREET Manhattan, NY 10039 (40.82439356501096, -73.93763840761004) | Con Edison | PINNACLE DUNBAR MANOR LLC | PINNACLE DUNBAR MANO | 1 PENN PLZ NEW YORK, NY 10119-4199 (40.75031429723709, -73.99106818036508) | CA403386P | 7/6/05 | SPENCER 3-150-50 | 1 | 6.3 | 1986 | 2021 |  | 21 to 26 years old | HEV-E MEG-63 P | #4 | 65700 | 45990 | 9526 | 6669 | Yes | 2015 | Elevator Apartments | 9 | 436115 | 6 | 6 | 538 | 550 | 1928
1012810056 | 366 MADISON AVENUE Manhattan, NY 10017 (40.75513651248565, -73.9775800873175) | Con Edison | PONTE GADEA MADISON LLC | PONTE GADEA MADISON, | 366 MADISON AVENUE MANHATTAN, NY 10017 (40.75513651248565, -73.9775800873175) | CA277081J | 7/7/05 | FEDERAL FST-150 | 1 | 6.3 | 1981 | 2016 |  | 26 to 30 years old | HEV-E DEG-63-S | #6 | 65700 | 45990 | 9855 | 6898 | Yes | 2021 | Walk-Up Apartments | 3 | 84518 | 1 | 15 | 0 | 22 | 1921
1014110023 | 155 76 STREET Manhattan, NY 10021 (40.77289419576935, -73.95996353169438) | Con Edison | QUEEN ANNE APARTMENTS CORP. | QUEEN ANNE APARTMENT | 9 9 EAST 38TH STREET MANHATTAN, NY 10016 (40.745242969987146, -73.97823298586354) | CA017792P | 7/5/05 | FEDERAL FST 175 | 1 | 7.35 | 1992 | 2027 |  | 16 to 20 years old | I.C.I. DEG-84P | #6 | 65700 | 45990 | 9855 | 6898 | Yes | 2021 | Elevator Apartments | 4 | 182015 | 1 | 13 | 116 | 121 | 1959 |  | YES
1021360210 | 920 RIVERSIDE DRIVE Manhattan, NY 10032 (40.83882742053231, -73.94565415527734) | Con Edison | RIVERSIDE EQUITIES,LLC | RSD 920, LLC | 524 NORTH AVE NEW ROCHELLE, NY 10801 (40.92001821333747, -73.78689683744506) | CA176397N | 7/5/05 | (EXISTING)FEDERAL FST-150 | 1 | 6.3 | 1997 | 2032 | DUAL FUEL | 11 to 15 years old | (NEW)HEVE/ICI DEG 63 P | #6 | 65700 | 45990 | 9855 | 6898 | Yes | 2016 | Walk-Up Apartments | 7 | 85302 | 1 | 6 | 70 | 70 | 1922
1008647501 | 20 35 STREET Manhattan, NY 10016 (40.74840257589888, -73.98246160342201) | Con Edison | ROSE ASSOCIATES INC. | 20 E 35 ST | 200 MADISON AVENUE MANHATTAN, NY 10016 (40.74877830573848, -73.9822475686496) | CA093896Y | 7/6/05 | BEST 5C 150 | 2 | 6.27 | 1996 | 2031 | DUAL FUEL | 11 to 15 years old | HEVE MEG 63 P | #6 | 65700 | 45990 | 9855 | 6898 | Yes | 2014 | Elevator Apartments | 2 | 200200 | 1 | 15 | 166 | 167 | 1938 | YES
1010410050 | 350 51 STREET Manhattan, NY 10019 (40.763499726604685, -73.98710922630144) | Con Edison | ROSSMIL ASSOCIATES | ROSSMIL ASSOCIATES | 7 PEN PLAZA 14 FL MANHATTAN, NY 10001 (40.74956954963903, -73.99160848411982) | CA132393L | 7/6/05 | FEDERAL ESP 150 | 1 | 6.27 | 1993 | 2028 |  | 16 to 20 years old | I.C.I. MEG 63 (P) | #6 | 65700 | 45990 | 9855 | 6898 | Yes | 2021 | Elevator Apartments | 3 | 138925 | 2 | 16 | 145 | 147 | 1965
1013120028 | 153 57 STREET Manhattan, NY 10022 (40.7607906252666, -73.96873659889745) | Con Edison | RUDD REALTY MGMT C0RP. | GOTHAM TOWNE HOUSE OW | 641 LEXINGTON AVE MANHATTAN, NY 10022 (40.75912465400864, -73.97040202325856) | CA447488K | 7/5/05 | FEDERAL FST-200 | 1 | 8.19 | 1988 | 2023 |  | 21 to 26 years old | INDUSTRIAL COMBUSTION DEG-84-P | #6 | 65700 | 45990 | 9855 | 6898 | Yes | 2022 | Elevator Apartments | 4 | 135841 | 1 | 20 | 188 | 191 | 1960 |  | YES
1016000015 | 37 116 STREET Manhattan, NY 10026 (40.80116465442041, -73.94756693308939) | Con Edison | SALVATION & DELIVERANCE CHURCH | SALVATION & DLVRNC CH | 37 116TH ST JAMAICA, NY 10026 (40.80116465442041, -73.94756693308939) | CA001086L | 7/5/05 | FEDERAL FST-90 | 1 | 3.4 | 1986 | 2021 |  | 21 to 26 years old | IND. COMB.MMG-34-P | #4 | 65700 | 45990 | 9526 | 6669 |  |  | Office Buildings | 9 | 29350 | 1 | 5 | 0 | 1 | 1920
1008900005 | 15 PARK AVENUE Manhattan, NY 10016 (40.74745630235543, -73.98092556526649) | Con Edison | SAMSON MGMT. | 15-17 PARK AVENUE DEL | 97 77 QUEENS BOULEVARD QUEENS, NY 11374 (40.72646491702238, -73.86148084756303) | CA064788Y | 7/7/05 | ROCKMILLS MP 200 | 1 | 3.5 | 1988 | 2023 |  | 21 to 26 years old | HEVE DEG 84 P | #6 | 65700 | 45990 | 9855 | 6898 | Yes | 2020 | Elevator Apartments | 2 | 71115 | 2 | 16 | 100 | 102 | 1924
1015650009 | 415 85 STREET Manhattan, NY 10028 (40.77605996561617, -73.94947004379065) | Con Edison | SAPARN REALTY INC. /E 85 CO. | 415 EAST 85TH TENANTS | 505 EIGHTH AVENUE MANHATTAN, NY 10018 (40.75301482246624, -73.99291329279728) | CA211889K | 7/6/05 | ROCKMILLS MP150 | 1 | 5.6 | 1989 | 2024 |  | 21 to 26 years old | HEVE MEG63P | #6 | 65700 | 45990 | 9855 | 6898 | Yes | 2015 | Elevator Apartments | 5 | 86612 | 1 | 12 | 98 | 99 | 1959 |  | YES
1008570018 | 66 MADISON AVENUE Manhattan, NY 10016 (40.74359821084971, -73.98597076185087) | Con Edison | SETH WEINSTEIN ABC REALTY | 66 MADISON AVENUE APA | 45 WEST45TH ST MANHATTAN, NY 10036 (40.75934682719435, -73.989860554421) | CA346489J | 7/6/05 | FEDERAL FST 125 SP | 2 | 5.3 | 1989 | 2024 |  | 21 to 26 years old | ICI DEG 54 P | #6 | 65700 | 45990 | 9855 | 6898 | Yes | 2017 | Office Buildings | 3 | 140000 | 1 | 13 | 134 | 138 | 1930 |  | YES
1004980007 | 561 BROADWAY Manhattan, NY 10012 (40.724046949932756, -73.99792275162025) | Con Edison | SINGER STUDIO CORP. | SINGER STUDIO CORP | 1740 BROADWAY N Y 10019 (40.76509834187077, -73.98206124052132) | CB249300X | 7/4/05 | FEDERAL FST-150 | 1 | 6.3 | 2000 | 2035 | DUAL FUEL | 5 to 10 years old | ST.JOHNSON FD 68 CAHM | #6 | 65700 | 45990 | 9855 | 6898 | Yes | 2018 | Elevator Apartments | 1 | 114488 | 1 | 12 | 14 | 35 | 1904
1004820016 | 72 SPRING STREET Manhattan, NY 10012 (40.72256306858441, -73.99776087365501) | Con Edison | SPRING STREET CO. | SPRING STREET CO. LLC | 15 MAIDEN LANE MANHATTAN, NY 10038 (40.70945095339721, -74.00928118885037) | CA308384X | 7/6/05 | FEDERAL FST 150 | 1 | 6.3 | 1984 | 2019 |  | 26 to 30 years old | IRON FIREMAN EED G06-8.5 RK | #4 | 65700 | 45990 | 9526 | 6669 | Yes | 2022 | Elevator Apartments | 1 | 109377 | 1 | 12 | 0 | 38 | 1907
1012130009 | 139 82 STREET Manhattan, NY 10024 (40.78440290352892, -73.97516272750617) | Con Edison | SUPERIOR MANAGEMENT.INC/NAGIN | COLUMBUS W 82 APARTME | 50 BANK STREET MANHATTAN, NY 10014 (40.73683269556574, -74.00366049705448) | CA004891H | 7/4/05 | FEDERAL FST 150 | 1 | 5.8 | 1991 | 2026 |  | 16 to 20 years old | HEVE (I.C.) MEG 63P | #6 | 65700 | 45990 | 9855 | 6898 | Yes | 2013 | Elevator Apartments | 6 | 77188 | 1 | 9 | 75 | 75 | 1929 |  | YES
1013180019 | 245 44 STREET Manhattan, NY 10017 (40.751670964200656, -73.9724638435725) | Con Edison | TARBOV REALTY/PAN AM EQUITIES,INC. | FARBOD REALTY CORP | 18 50TH ST MANHATTAN, NY 10022 (40.75808530605632, -73.97621184317944) | CA061186N | 7/6/05 | CLEAVER BROOKS CB 600 200 | 2 | 8.4 | 1986 | 2021 |  | 21 to 26 years old | CLEAVER BROOKS CB 600 200 | #6 | 65700 | 45990 | 9855 | 6898 | Yes | 2018 | Condominiums | 4 | 168998 | 1 | 33 | 181 | 182 | 1986
1018360036 | 410 CENTRAL PARK Manhattan, NY 10028 (40.776344978837756, -73.95296667956859) | Con Edison | THE CATCENDIX CORP. % ORSIDE RLTY CORP. | CATCENDIX CORP | 1740 BROADWAY NEW YORK, NY 10019 (40.76509834187077, -73.98206124052132) | CB196307N | 7/6/05 | BEST 5C - 150 (NEW) | 1 | 5 | 2007 | 2042 | DUAL FUEL | Fewer than 5 years old | HEVE (ICI) DEG - 63P (NEW) | #6 | 65700 | 45990 | 9855 | 6898 | Yes | 2016 | Elevator Apartments | 8 | 100530 | 1 | 16 | 99 | 99 | 1929 |  | YES
1015060021 | 71 94 STREET Manhattan, NY 10128 (40.78567880350714, -73.9544589193659) | Con Edison | THE CITY UNIVERSITY OF NEW YORK | CITY UNIVERSITY OF NE | 595 PARK AVE MANHATTAN, NY 10065 (40.765853113706896, -73.96745379699018) | CA188496R | 7/7/05 | FEDERAL FLR-1822 | 1 | 7 | 1996 | 2031 | DUAL FUEL | 11 to 15 years old | INDUSTRIAL COMB. MEG-84 (S) | #6 | 65700 | 45990 | 9855 | 6898 |  |  | Elevator Apartments | 4 | 192301 | 1 | 4 | 0 | 1 | 1972
1014587503 | 420 64 STREET Manhattan, NY 10021 (40.76920532766377, -73.959183941086) | Con Edison | THE ROYAL YORK OWNER % GOLDSTEIN | ROYAL YORK ASSOCISTES | 211 46TH STREET NEW YORK, NY 10017 (40.75302310571675, -73.97187838565173) | CB090103Y | 7/4/05 | FEDERAL-FST-175 | 2 | 5.85 | 2003 | 2038 | DUAL FUEL | 5 to 10 years old | INDUSTRIAL COMBUSTION DEG-84S | #6 | 65700 | 45990 | 9855 | 6898 | Yes | 2018 | Condominiums | 5 | 25468 | 2 | 13 | 496 | 497 | 1956 | YES
1006160011 | 14 HORATIO STREET Manhattan, NY 10014 (40.738730065452806, -74.00318176193095) | Con Edison | THE VAN GOGH HOUSE | 14 HORATIO ST APTS CO | 116 JOHN STREET NEW YORK, NY 10038 (40.7076073432371, -74.00568390073312) | CB017303H | 7/7/05 | BEST 5C-150 (NEW) | 2 | 5.02 | 2003 | 2038 | DUAL FUEL | 5 to 10 years old | HEVE IC MEG-63P (NEW) | #6 | 65700 | 45990 | 9855 | 6898 | Yes | 2016 | Elevator Apartments | 3 | 127072 | 1 | 17 | 160 | 163 | 1960 |  | YES
1018930003 | 362 RIVERSIDE DRIVE Manhattan, NY 10025 (40.80392473257518, -73.96886565685361) | Con Edison | TRUS.OF COLUMBIA UNIVERSITY | TRUSTEES OF COLUMBIA | 400 119 STREET MANHATTAN, NY 10027 (40.808041658732606, -73.9580165248943) | CA231599K | 7/5/05 | EASTMOND ESP-150 | 1 | 5.81 | 1999 | 2034 | DUAL FUEL | 11 to 15 years old | (NEW)ICI MEG-63 P | #6 | 65700 | 45990 | 9855 | 6898 | Yes | 2013 | Elevator Apartments | 9 | 124458 | 1 | 11 | 44 | 44 | 1905
1019630001 | 423 120 STREET Manhattan, NY 10027 (40.80881852463435, -73.95797324456568) | Con Edison | TRUSTEES FO COLUMBIA UNIVERSITY | TRUSTEES OF COLUMBIA | 400 119 STREET MANHATTAN, NY 10027 (40.808041658732606, -73.9580165248943) | CA287484N | 7/7/05 | FEDERAL FST 175 | 1 | 7.6 | 1984 | 2019 |  | 26 to 30 years old | HEVEOIL DEG 84P | #6 | 65700 | 45990 | 9855 | 6898 | Yes | 2013 | Elevator Apartments | 9 | 90827 | 1 | 10 | 83 | 85 | 1914
1018830014 | 529 111 STREET Manhattan, NY 10025 (40.80399646905343, -73.96418529947675) | Con Edison | TRUSTEES OF COLUMBIA UNIVERSIT | TRUSTEES OF COLUMBIA | 400 119 STREET MANHATTAN, NY 10027 (40.808041658732606, -73.9580165248943) | CA006882P | 7/7/05 | FEDERAL FST-175 | 1 | 7 | 1982 | 2017 |  | 26 to 30 years old | INDUSTRIAL COMBUSTION DEG-84-P | #6 | 65700 | 45990 | 9855 | 6898 |  |  | Elevator Apartments | 9 | 43540 | 1 | 6 | 37 | 37 | 1920
1012060017 | 35 92 STREET Manhattan, NY 10025 (40.78956896291907, -73.96755227762392) | Con Edison | TUDOR REALTY CO. | 35 W 92ND ST CORP | 25 TUDER CITY PLACE MANHATTAN, NY 10017 (40.74874233285732, -73.97070027379334) | CA137488R | 7/7/05 | FEDERAL FST 150 | 1 | 6.3 | 1988 | 2023 |  | 21 to 26 years old | HEVE DEG 63 P | #4 | 65700 | 45990 | 9526 | 6669 | Yes | 2016 | Walk-Up Apartments | 6 | 98081 | 1 | 13 | 87 | 87 | 1931 |  | YES
1011660061 | 310 END AVENUE Manhattan, NY 10023 (40.774536138232236, -73.97994335610099) | Con Edison | TUDOR RLTY SERVICE /310 W | 310 WEST END AVE OWNE | 250 PARK AVE MANHATTAN, NY 10003 (40.738333453173844, -73.9878407889095) | CA031092P | 7/5/05 | ROCKMILLS MP-150 | 1 | 6.72 | 1992 | 2027 |  | 16 to 20 years old | ICI DEG-63 (P) | #6 | 65700 | 45990 | 9855 | 6898 | Yes | 2016 | Elevator Apartments | 6 | 85836 | 1 | 16 | 66 | 66 | 1925 |  | YES
1016030069 | 1165 5 AVENUE Manhattan, NY 10029 (40.789058939430845, -73.95489918573855) | Con Edison | TWO EAST 98TH STREET | TWO EAST NINETY-EIGHT | 770 LEXINGTON AVENUE MANHATTAN, NY 10021 (40.76920532766377, -73.959183941086) | CA532385Y | 7/5/05 | ROCKMILLS MP-200 | 1 | 8.6 | 1985 | 2020 |  | 21 to 26 years old | I.C.I. DEG-84 (P) | #6 | 65700 | 45990 | 9855 | 6898 | Yes | 2013 | Walk-Up Apartments | 8 | 155979 | 1 | 15 | 54 | 54 | 1926 |  | YES
1006240015 | 607 HUDSON STREET Manhattan, NY 10014 (40.737329936305514, -74.00573786005492) | Con Edison | VILLAGE NURSING HOME INC. | 607 HUDSON OWNER LLC | 607 HUDSON ST N Y 10014 (40.737329936305514, -74.00573786005492) | CB132100Y | 7/5/05 | FEDERAL FST-150 | 1 | 6.3 | 2000 | 2035 | DUAL FUEL | 5 to 10 years old | HEVE (ICI) DEG-63P | #6 | 65700 | 45990 | 9855 | 6898 |  |  | Hotels | 3 | 44975 | 1 | 6 | 0 | 1 | 1906
1008120022 | 1359 BROADWAY Manhattan, NY 10018 (40.75181801419751, -73.98757155506303) | Con Edison | HELMSLEY SPEAR INC. | MARLBORO BUILDING ASS | 1359 BROADWAY MANHATTAN, NY 10018 (40.75181801419751, -73.98757155506303) | CA091882Y | 7/5/05 | CLEAVER BROOKS CB-400-350 | 1 | 14 | 1982 | 2017 |  | 26 to 30 years old | CLEAVER BROOKS INTEGRAL | #6 | 65520 | 45864 | 9828 | 6880 | Yes | 2022 | Elevator Apartments | 3 | 397978 | 1 | 21 | 0 | 147 | 1924
1007467506 | 312 23 STREET Manhattan, NY 10011 (40.74537634578002, -73.99875451003157) | Con Edison | CHELSEA LONDON COMPANY L.L.C. |  | 1 UNION SQUARE MANHATTAN, NY 10003 (40.735387400722175, -73.99159152453399) | CA130382R | 7/4/05 | PACIFIC 4782 | 1 | 3.4 | 1982 | 2017 | DUAL FUEL | 26 to 30 years old | HEVE MMG-34-S | #4 | 65519 | 45863 | 9500 | 6650 |  |  | Elevator Apartments | 3 | 39567 | 1 | 5 | 77 | 82 | 1948
1015320036 | 222 87 STREET Manhattan, NY 10128 (40.77924070316311, -73.95296279247296) | Con Edison | CENTRAL PROPERTIES TRUST/FRAGA |  | 1345 THIRD AVE NEW YORK, NY 10075 (40.772734838281785, -73.9583942951408) | CA166080X | 7/7/05 | FEDERAL FST 150 | 1 | 6.3 | 1980 | 2015 |  | 26 to 30 years old | ICI MEG 63P | #6 | 65408 | 45786 | 9811 | 6868 |  |  | Elevator Apartments | 5 | 25730 | 2 | 5 | 40 | 40 | 1920
1013340010 | 325 41 STREET Manhattan, NY 10017 (40.74891887734485, -73.97204462657297) | Con Edison | ESSEX HOUSE CORP. | ESSEX OWNERS CORP | 250 PARK AVE MANHATTAN, NY 10003 (40.738333453173844, -73.9878407889095) | CA116578H | 7/5/05 | ROCKMILLS MP150 | 1 | 6.3 | 1978 | 2013 |  | 31 to 35 years old | IND COMB ICI-DE-63P | #6 | 65408 | 45786 | 9811 | 6868 | Yes | 2014 | Elevator Apartments | 4 | 110934 | 1 | 10 | 94 | 94 | 1929 |  | YES
1011220023 | 11 69 STREET Manhattan, NY 10023 (40.77445761271144, -73.97772014391423) | Con Edison | HERON LTD | 11 69 OWNERS CORPORAT | 770 LEXINGTON AVENUE MANHATTAN, NY 10065 (40.76307014183385, -73.96759762551441) | CA140380M | 7/6/05 | BURNHAM-SPENCER #4F 360-45 | 1 | 3.1 | 1980 | 2015 |  | 26 to 30 years old | INDUSTRIAL COMBUSTION #MEG-34-P | #4 | 65408 | 45786 | 9484 | 6639 |  |  | Elevator Apartments | 6 | 43820 | 2 | 9 | 39 | 39 | 1928
1008280056 | 12 27 STREET Manhattan, NY 10001 (40.74457175618111, -73.98900048585092) | Con Edison | MERINIOFF PROPERTIES INC. | 12W27 LAND, L.P. | 30 26 STREET MANHATTAN, NY 10010 (40.74275006547988, -73.98664002838736) | CA129374Z | 7/7/05 | ROCKMILLS MP 150 | 1 | 6.3 | 1974 | 2010 |  | 36 - 40 year old | HEV-E-OIL DEG 63S | #4 | 65408 | 45786 | 9484 | 6639 | Yes | 2018 | Educational Structures | 3 | 84920 | 1 | 18 | 0 | 19 | 1912
1008750070 | 15 GRAMERCY PARK Manhattan, NY 10003 (40.73779509643621, -73.98657737909913) | Con Edison | NATIONAL ARTS CLUB | THE NATIONAL ARTS CLU | 15 GRAMERCY PARK MANHATTAN, NY 10003 (40.73779509643621, -73.98657737909913) | CA023977M | 7/4/05 | ROCKMILLS MP 150 | 1 | 6.1 | 1977 | 2012 |  | 31 to 35 years old | HEV-E-OIL MM63 | #4 | 65408 | 45786 | 9484 | 6639 | Yes | 2015 | Walk-Up Apartments | 2 | 88719 | 1 | 13 | 48 | 55 | 1881
1020120041 | 106 144 STREET Manhattan, NY 10030 (40.819873044813605, -73.9370481355746) | Con Edison | 144 ST. JOHANNA ASSOC. | 144 ST JOHANNA ASSOCS | 87 14 116TH STREET RICHMOND HILL, NY 11418 (40.69637041236467, -73.84031024991805) | CA314085R | 7/4/05 | ROCKMILLS MP4-162 | 1 | 6 | 1985 | 2020 |  | 21 to 26 years old | IND COMB DEG-63 (P) | #6 | 65153 | 45607 | 9773 | 6841 |  |  | Elevator Apartments | 9 | 12890 | 1 | 5 | 15 | 15 | 1920
1015140001 | 1021 PARK AVENUE Manhattan, NY 10028 (40.77961605812317, -73.9574532603018) | Con Edison | BROWN HARRIS STEVENS | PELHAM, FRANCIS R | 770 LEXINGTON AVENUE MANHATTAN, NY 10065 (40.76307014183385, -73.96759762551441) | CB055305N | 7/6/05 | BEST 5C - 150 (NEW0 | 1 | 5.02 | 2005 | 2040 | DUAL FUEL | 5 to 10 years old | ICI DEG-63 (P) (NEW) | #6 | 65153 | 45607 | 9773 | 6841 | Yes | 2014 | Elevator Apartments | 4 | 124648 | 1 | 14 | 28 | 32 | 1929 |  | YES
1010110013 | 145 58 STREET Manhattan, NY 10019 (40.765571708760106, -73.97798800263907) | Con Edison | MEURICE EQUITY PARTNERS LLC | MEURICE EQUITY PARTNE | 145 58TH ST NEW YORK, NY 10019-1529 (40.765685559889334, -73.9783445110424) | CA099775P | 7/5/05 | ROCKMILLS MP 150 | 1 | 6.3 | 1975 | 2010 |  | 31 to 35 years old | ICI DEG 63S | #6 | 65116 | 45581 | 9767 | 6837 | Yes | 2021 | Elevator Apartments | 4 | 122813 | 1 | 13 | 112 | 114 | 1928
1015210001 | 1165 PARK AVENUE Manhattan, NY 10128 (40.7841126682697, -73.95416174167457) | Con Edison | 1165 PARK AVENUE, INC. | 1165 PARK AVE INC | 675 THIRD AVENUE NEW YORK, NY 10017 (40.75129610835038, -73.97404990585339) | CB586003M | 7/7/05 | (EXISTING) FEDERAL FST-250 | 1 | 8.3 | 2003 | 2038 | DUAL FUEL | 5 to 10 years old | (NEW) ICI DEG-105P | #6 | 65072 | 45550 | 9761 | 6833 | Yes | 2021 | Elevator Apartments | 4 | 176799 | 1 | 14 | 55 | 55 | 1925 |  | YES
1012500006 | 345 88 STREET Manhattan, NY 10024 (40.79068607246298, -73.97802255528136) | Con Edison | ANDREWS BUILDING C0RP AGENT | 345 W 88 APT CORP | 666 BROADWAY MANHATTAN, NY 10012 (40.727111630718575, -73.99526134940452) | CA348890P | 7/7/05 | FEDERAL FST 150 | 1 | 6.23 | 1990 | 2025 |  | 16 to 20 years old | ICI MMG 63P | #4 | 65000 | 45500 | 9425 | 6598 | Yes | 2020 | Elevator Apartments | 6 | 84026 | 1 | 9 | 52 | 52 | 1915 |  | YES
1021700302 | 652 189 STREET Manhattan, NY 10040 (40.85483376240555, -73.93139000564352) | Con Edison | WADSWORTH TERRACE ASSOC. C/O PROPERTY SERVICES LLC | 650 WEST 189 LIMITED | 652 189 ST NEW YORK, NY 10011 (40.85483376240555, -73.93139000564352) | CA416890R | 7/7/05 | FEDERAL FST-200 | 1 | 8.19 | 1990 | 2025 | DUAL FUEL | 16 to 20 years old | ICI DEG-84P | #4 | 65000 | 45500 | 9425 | 6598 | Yes | 2020 | Utility Bureau | 10 | 80263 | 1 | 6 | 94 | 95 | 1915
1008620045 | 30 33 STREET Manhattan, NY 10016 (40.74706502526384, -73.98343351265058) | Con Edison | 30 EAST 33RD ST REALTY CO | 30 E. 33RD ST. REALT | 440 PARK AVENUE MANHATTAN, NY 10016 (40.744582253903964, -73.98330877874902) | CA165489R | 7/5/05 | ROCKMILLS MP175 | 1 | 7.35 | 1989 | 2024 |  | 21 to 26 years old | S T JOHNSON FD68 CAHM-150 | #6 | 65000 | 45500 | 9750 | 6825 | Yes | 2022 | Elevator Apartments | 2 | 91554 | 1 | 12 | 0 | 11 | 1916
1020870015 | 610 RIVERSIDE DRIVE Manhattan, NY 10031 (40.82303532569779, -73.9556096501417) | Con Edison | 600 TEE THE ASSOCIATES LLC. | 610 REALTY ASSOCIATES | 1920 MANHATTAN NY 10116 (40.8110019996426, -73.95309800037239) | CA150790Y | 7/6/05 | ROCKMILLS MP 150 | 1 | 6.44 | 1990 | 2025 |  | 16 to 20 years old | ICI DEG 63 P | #6 | 65000 | 45500 | 9750 | 6825 | Yes | 2017 | Elevator Apartments | 7 | 62345 | 1 | 6 | 56 | 56 | 1909
1012400061 | 670 END AVENUE Manhattan, NY 10025 (40.79685012763133, -73.96372581059762) | Con Edison | 670 APARTMENTS CORP. | 670 APTS CORP | 392 CENTRAL PARK NEW YORK, NY 10025 (40.79378038008463, -73.96315496196752) | CA155990L | 7/6/05 | ROCKMILLS MP200 | 1 | 8.19 | 1990 | 2025 |  | 16 to 20 years old | ICI DEG 84P | #6 | 65000 | 45500 | 9750 | 6825 | Yes | 2020 | Elevator Apartments | 6 | 199483 | 1 | 16 | 95 | 95 | 1926 |  | YES
1013890001 | 930 5 AVENUE Manhattan, NY 10021 (40.77395032933856, -73.96593386703807) | Con Edison | 930 FIFTH AVENUE CORP. | 930 FIFTH CORP | 675 THIDR AVENUE MANHATTAN, NY 10021 (40.76920532766377, -73.959183941086) | CA211868L | 7/4/05 | NATIONAL OB854 | 1 | 12.6 | 1968 | 2010 |  | 41 - 45 years old | TODD RAH-D | #6 | 65000 | 45500 | 9750 | 6825 | Yes | 2019 | Walk-Up Apartments | 4 | 220003 | 1 | 20 | 140 | 145 | 1940 |  | YES
1011137501 | 30 61 STREET Manhattan, NY 10023 (40.76991996203977, -73.98263895888438) | Con Edison | BROWN HARRIS STEVENS INC. | BEAUMONT CONDO % BHS | 770 LEXINGTON AVENUE MANHATTAN, NY 10065 (40.76307014183385, -73.96759762551441) | CA154982R | 7/5/05 | CLEAVER BROOKS CB 400-300 | 2 | 12.6 | 1982 | 2017 |  | 26 to 30 years old | CLEAVER BROOKS CB-400-300 | #6 | 65000 | 45500 | 9750 | 6825 | Yes | 2013 | Factory & Industrial Buildings | 6 | 199635 | 1 | 30 | 166 | 167 | 1982 | YES
1011207501 | 45 67 STREET Manhattan, NY 10023 (40.77396938020629, -73.98045028522903) | Con Edison | ENGLEMAN AND COMPANY | THE 45 W 67 ST CONDO | 6 43TH STREET MANHATTAN, NY 10017 (40.75245652744684, -73.97297648087982) | CA210684M | 7/6/05 | CLEAVERBROOKS CB 400-200 | 2 | 8.82 | 1984 | 2019 |  | 26 to 30 years old | CLEAVERSBROOK CB 400-200 | #6 | 65000 | 45500 | 9750 | 6825 | Yes | 2020 | Walk-Up Apartments | 6 | 218996 | 1 | 32 | 175 | 177 | 1983 | YES
1021700307 | 651 188 STREET Manhattan, NY 10040 (40.8543258126439, -73.93198613564186) | Con Edison | WADSWORTH TERRACE ASSOCIATES C/O PROPERTY SERVICES LLC | 651 WEST 188 LIMITED | 652 189 ST NEW YORK, NY 10011 (40.85483376240555, -73.93139000564352) | CA416990Y | 7/7/05 | FEDERAL FST-200 | 1 | 8.19 | 1990 | 2025 |  | 16 to 20 years old | ICI DEG-84P | #6 | 65000 | 45500 | 9750 | 6825 | Yes | 2020 | Elevator Apartments | 10 | 79482 | 1 | 6 | 95 | 95 | 1925
1017210070 | 74 124 STREET Manhattan, NY 10027 (40.80666728501622, -73.94502937839532) | Con Edison | RICE HIGH SCHOOL | CHRISTIAN BROS INSTIT | 74 124 STREET MANHATTAN, NY 10027 (40.80666728501622, -73.94502937839532) | CA342494X | 7/5/05 | ROCKMILLS MP-150 | 1 | 6.23 | 1994 | 2029 |  | 16 to 20 years old | ICI MMG-63 (P) | #4 | 64970 | 45479 | 9421 | 6594 | Yes | 2021 | Elevator Apartments | 9 | 59521 | 1 | 7 | 0 | 1 | 1918
1012280001 | 420 END AVENUE Manhattan, NY 10024 (40.78362556816552, -73.96653900057436) | Con Edison | ENF. 4/24/92 | 420 WEST END AVE. CO | 276 RIVERSIDE DRIVE MANHATTAN, NY 10025 (40.79837591565439, -73.97328132801744) | CA031174Z | 7/6/05 | ROCKMILLS-MP 150 | 1 | 6 | 1974 | 2010 |  | 36 - 40 year old | SUPERIOR-AB 100 | #6 | 64886 | 45420 | 9733 | 6813 | Yes | 2018 | Elevator Apartments | 6 | 85942 | 1 | 13 | 38 | 38 | 1916
1012477501 | 340 86 STREET Manhattan, NY 10024 (40.78929090814346, -73.97890247974891) | Con Edison | GOODSTEIN MANAGEMENT | NETHERLANDS CONDOMINI | 211 46 STREET MANHATTAN, NY 10017 (40.75322376589619, -73.97228807391832) | CA240086J | 7/6/05 | FEDERAL FST 175 | 1 | 6.4 | 1986 | 2021 |  | 21 to 26 years old | I.C.I. DEG84P | #6 | 64824 | 45377 | 9724 | 6807 | Yes | 2017 | Elevator Apartments | 6 | 70781 | 1 | 12 | 70 | 70 | 1950 | YES
1008930025 | 303 LEXINGTON AVENUE Manhattan, NY 10016 (40.74849052268911, -73.97817363985683) | Con Edison | AFFINIA HOSPITALITY | 303 LEXINGTON AVENUE | 500 37 STREET NEW YORK, NY 10018 (40.756489073631485, -73.9978230684775) | CB449303Z | 7/6/05 | ROCKMILLS-MP 200 SS (NEW) | 1 | 6.69 | 2003 | 2038 | DUAL FUEL | 5 to 10 years old | S.T.JOHNSON FD68CA200HM (NEW) | #6 | 64800 | 45360 | 9720 | 6804 | Yes | 2013 | Elevator Apartments | 3 | 179142 | 1 | 15 | 0 | 3 | 1925
1018320036 | 370 CENTRAL PARK Manhattan, NY 10025 (40.792377860938245, -73.96422743340611) | Con Edison | HOFFMAN MANAGEMENT | 370 CENTRAL PARK WEST | 300 55TH STREET MANHATTAN, NY 10019 (40.76543669712509, -73.98393298423655) | CA496870M | 7/7/05 | ROCKMILLS MP-175 | 1 | 6.3 | 1970 | 2010 |  | 36 - 40 year old | HEV-E-OIL AM7E | #6 | 64800 | 45360 | 9720 | 6804 | Yes | 2022 | Condominiums | 8 | 84612 | 2 | 6 | 74 | 74 | 1918 |  | YES
1013830013 | 11 68 STREET Manhattan, NY 10021 (40.76920532766377, -73.959183941086) | Con Edison | MADISON-69%A.J.CLARKE MGMT. | MADISON 68 REALTY LLC | 734 BROADWAY WOODMERE, NY 11516 (40.62856420735915, -73.72029234585871) | CA014099N | 7/6/05 | FEDERAL FST-200 | 1 | 8.4 | 1999 | 2034 | DUAL FUEL | 11 to 15 years old | IRON FIREMAN AGO-6-9.8 RK | #6 | 64800 | 45360 | 9720 | 6804 | Yes | 2013 | Elevator Apartments | 4 | 108592 | 1 | 11 | 38 | 43 | 1913
1016080069 | 2 103 ST Manhattan, NY 10029 (40.79230637385585, -73.95250233949821) | Con Edison | PATRICIA J. VOLLAND | NEW YORK ACADEMY OF M | 1216 FIFTH AVE MANHATTAN, NY 10029 (40.79196368413285, -73.95276373390726) | CA184783L | 7/7/05 | H.B. SMITH #650-S-20 | 2 | 10.07 | 1983 | 2018 |  | 26 to 30 years old | ICI DEG-105-S | #6 | 64800 | 45360 | 9720 | 6804 | Yes | 2018 | Walk-Up Apartments | 8 | 98099 | 1 | 6 | 0 | 7 | 1926
1008410063 | 24 40 STREET Manhattan, NY 10018 (40.75267214866797, -73.9830076306547) | Con Edison | SAMSON | NEW 24 WEST 40TH ST. | 97 77 QUEEN BLVD REGO PARK, NY 11374 (40.72646491702238, -73.86148084756303) | CA368271Y | 7/6/05 | FEDERAL FST 150 | 1 | 6.3 | 1971 | 2010 |  | 36 - 40 year old | IRON FIREMAN A06-6.3 | #6 | 64800 | 45360 | 9720 | 6804 | Yes | 2021 | Elevator Apartments | 3 | 69241 | 1 | 17 | 0 | 12 | 1925
1011417501 | 104 70 STREET Manhattan, NY 10023 (40.77613993442416, -73.97991416800402) | Con Edison | THE WALTON CONDO % ORSID RLTY. | WALTON CONDOMINIUM | 415 MADISON AVENUE NEW YORK, NY 10017 (40.756779530947306, -73.976317020908) | CB072205R | 7/7/05 | FEDERAL FST-200 (NEW) | 1 | 6.6 | 2005 | 2040 | DUAL FUEL | 5 to 10 years old | S.T. JOHNSON FD68-CA-200-HM (NEW) | #6 | 64800 | 45360 | 9720 | 6804 | Yes | 2021 | Elevator Apartments | 6 | 73400 | 1 | 11 | 83 | 84 | 1903 | YES
1006190026 | 218 10 STREET Manhattan, NY 10014 (40.73398106111347, -74.00456653061494) | Con Edison | PHILLIPS & HUYLER LLC % BLDG. MGMT. | PHILLIPS AND HUYLER L | 417 5 AVENUE NEW YORK, NY 10016 (40.7508150795849, -73.98282286232246) | CB165008Z | 7/7/05 | BEST 5D - 200 | 1 | 6.6 | 2008 | 2043 | DUAL FUEL | Fewer than 5 years old | ICI DEG - 84P (NEW) | #6 | 64658 | 45261 | 9699 | 6789 |  |  | Walk-Up Apartments | 3 | 23165 | 1 | 6 | 35 | 38 | 1930
1013160030 | 801 2 AVENUE Manhattan, NY 10017 (40.75033413284916, -73.97182442632999) | Con Edison | 43 & 2 PROPERTY CO. LLC % TRI-RLTY MGT. | 43 & 2 PROPERTY CO | 275 MADISON AVENUE NEW YORK, NY 10016 (40.751498300217534, -73.98018777354403) | CB554703H | 7/6/05 | BEST 5D-200 (NEW) | 1 | 6.69 | 2003 | 2038 | DUAL FUEL | 5 to 10 years old | ICI MMG-84P (NEW) | #4 | 64605 | 45224 | 9368 | 6557 | Yes | 2016 | Elevator Apartments | 4 | 141408 | 1 | 22 | 0 | 22 | 1932
1005270027 | 10 DOWNING STREET Manhattan, NY 10014 (40.72955979397233, -74.00295895498436) | Con Edison | SP 10 DOWNING LLC, % STONEHENGE MGT. | SP 10 DOWNING LLC | 888 SEVENTH AVE NEW YORK, NY 10106 (40.765163953112335, -73.98028704662573) | CB087106L | 7/4/05 | BEST 5E-200 (NEW) | 1 | 6.6 | 2006 | 2041 | DUAL FUEL | Fewer than 5 years old | INDUSTRIAL COMBUSTION MMG-84P (NEW) | #4 | 64605 | 45224 | 9368 | 6557 | Yes | 2017 | Walk-Up Apartments | 3 | 118467 | 1 | 7 | 127 | 137 | 1940
1008930020 | 310 LEXINGTON AVENUE Manhattan, NY 10016 (40.74883613637655, -73.977964627579) | Con Edison | SAMUEL LEWIS | 310 LEXINGTON OWNERS | 415 MADISON AVENUE MANHATTAN, NY 10017 (40.756779530947306, -73.976317020908) | CA069976Y | 7/6/05 | ROCKMILLS MP-150 | 1 | 6.3 | 1976 | 2011 |  | 31 to 35 years old | HEVEOILDE-63 | #6 | 64600 | 45220 | 9690 | 6783 | Yes | 2013 | Walk-Up Apartments | 3 | 115914 | 1 | 16 | 125 | 129 | 1959 |  | YES
1011440056 | 160 73 STREET Manhattan, NY 10023 (40.77909244995257, -73.98073498984283) | Con Edison | SOLIL MANAGEMENT | LILLIAN GOLDMAN FAMIL | 640 5 AVENUE MANHATTAN, NY 10019 (40.75918853863369, -73.97674417161663) | CA091875X | 7/6/05 | ROCKMILLS MP 200 | 1 | 8.4 | 1975 | 2010 |  | 31 to 35 years old | IRON FIREMAN A06-9.8 | #6 | 64539 | 45177 | 9681 | 6777 | Yes | 2014 | Elevator Apartments | 6 | 126513 | 1 | 14 | 148 | 148 | 1929
1022390031 | 10 COOPER STREET Manhattan, NY 10034 (40.86734160451735, -73.92503334161002) | Con Edison | 10 COOPER ST. LP | 145 GRAND REALTY LLC | 2207 CONEY ISLAND AVE BROOKLYN, NY 11223 (40.60328584975498, -73.96145921904193) | CA090579R | 7/7/05 | ROCKMILLS MP-4-133 | 1 | 5.25 | 1979 | 2014 |  | 31 to 35 years old | ICI DE 54 P | #6 | 64320 | 45024 | 9648 | 6754 | Yes | 2019 | Elevator Apartments | 7 | 61302 | 1 | 6 | 72 | 72 | 1928
1012400001 | 666 END AVENUE Manhattan, NY 10025 (40.79685012763133, -73.96372581059762) | Con Edison | WIDEMERE CHATEAU | WINDEMERE CHATEAU INC | 666 END AVENUE MANHATTAN, NY 10025 (40.79685012763133, -73.96372581059762) | CA255295H | 7/6/05 | ROCKMILLS MP-400 | 1 | 16.48 | 1995 | 2030 | DUAL FUEL | 11 to 15 years old | I.C. DEG-175P | #4 | 64264 | 44985 | 9318 | 6523 | Yes | 2020 | Elevator Apartments | 6 | 279316 | 1 | 22 | 0 | 1 | 1927
1014060046 | 164 72 STREET Manhattan, NY 10021 (40.7701168366715, -73.96155723188231) | Con Edison | 164 EAST 72ND CO/BROWN HARRIS | 164 E 72 ST CORP | 770 LEXINGTON AVE MANHATTAN, NY 10021 (40.76920532766377, -73.959183941086) | CA048779M | 7/5/05 | ROCKMILLS MP150 | 1 | 6.2 | 1979 | 2014 |  | 31 to 35 years old | ICI DE 63 P | #6 | 64240 | 44968 | 9636 | 6745 | Yes | 2016 | Elevator Apartments | 4 | 101415 | 1 | 15 | 42 | 44 | 1926 |  | YES
1005680024 | 21 10 STREET Manhattan, NY 10003 (40.73283027872059, -73.99398071194973) | Con Edison | 21E10 OWNER /D.EISENSTEIN | 21 EAST 10TH STREET O | 244 54TH ST MANHATTAN, NY 10019 (40.76433809589014, -73.9833074894785) | CA007484Y | 7/6/05 | ROCKMILLS MP-100 | 1 | 4.2 | 1984 | 2019 |  | 26 to 30 years old | IND. COMB. MMG-42-P | #4 | 64240 | 44968 | 9315 | 6520 | Yes | 2018 | Elevator Apartments | 2 | 56252 | 1 | 12 | 60 | 62 | 1926 |  | YES
1008330049 | 6 32 STREET Manhattan, NY 10001 (40.74727766918034, -73.98586412678988) | Con Edison | KOREAN LINE CORP. | 6 WEST LLC | 850 BRONX RIVER ROAD YONKERS, NY 10708 (40.92713623295677, -73.84319071815916) | CA350868L | 7/4/05 | PENNSYLVANIA BOILER WORKS UNK | 1 | 7.49 | 1968 | 2010 |  | 41 - 45 years old | PETRO W6AH | #6 | 64240 | 44968 | 9636 | 6745 | Yes | 2013 | Churches, Synagogues, etc. | 3 | 80185 | 1 | 17 | 0 | 9 | 1913
1018750010 | 235 103 STREET Manhattan, NY 10025 (40.79922019812401, -73.96874603049949) | Con Edison | 2701 BROADWAY REALTY CO | 2701 BROADWY REALTY | 235 103 STREET MANHATTAN, NY 10025 (40.79922019812401, -73.96874603049949) | CA267471X | 7/4/05 | ROCKMILLS MP175 | 1 | 8.4 | 1971 | 2010 |  | 36 - 40 year old | IRON FIREMAN A06-9.8 | #6 | 64123 | 44886 | 9618 | 6733 |  |  | Elevator Apartments | 8 | 46660 | 1 | 8 | 56 | 59 | 1910
1015220014 | 131 93 STREET Manhattan, NY 10128 (40.78422083559136, -73.95296465756141) | Con Edison | MIDBORO MANAGEMENT | 131 93 OWNERS CORP | 148 37TH STREET MANHATTAN, NY 10018-6978 (40.75251096987246, -73.98836465376176) | CA029158X | 7/7/05 | CROTTY MODEL CSM 70 | 1 | 3.08 | 1958 | 2010 |  | Over 50 years | PETRO MODEL WD4AH | #4 | 64064 | 44845 | 9289 | 6502 |  |  | Elevator Apartments | 4 | 38034 | 1 | 9 | 36 | 36 | 1923
1012090053 | 50 96 STREET Manhattan, NY 10025 (40.79224456909241, -73.96612443805371) | Con Edison | 50 WEST OWNERS CORP. | 50 WEST OWNERS CORP | 666 BROADWAY NEW YORK, NY 10012 (40.727111630718575, -73.99526134940452) | CB044105N | 7/7/05 | ROCKMILLS MP-200 (EXSTG) | 1 | 6.6 | 2005 | 2040 | DUAL FUEL | 5 to 10 years old | ICI DEG-84P | #6 | 64058 | 44841 | 9609 | 6726 | Yes | 2019 | Office Buildings | 6 | 108666 | 1 | 15 | 61 | 61 | 1929 |  | YES
1013900067 | 945 5 AVENUE Manhattan, NY 10021 (40.77484065814758, -73.96529534839726) | Con Edison | 945 5TH AVENUE INC. | 945 FIFTH AVENUE, LLC | 345 PARK AVENUE MANHATTAN, NY 10154 (40.75767700019344, -73.9731709997418) | CA054996J | 7/6/05 | FEDERAL FST-200 | 2 | 8.19 | 1996 | 2031 | DUAL FUEL | 11 to 15 years old | INDUSTRIAL COMBUSTION DEG-84P | #6 | 64058 | 44841 | 9609 | 6726 | Yes | 2020 | Elevator Apartments | 4 | 188810 | 1 | 19 | 107 | 110 | 1949
1012370033 | 200 90 STREET Manhattan, NY 10024 (40.79087738314902, -73.9747323795377) | Con Edison | HITCHCOCK PLAZA INC. | HITCHCOCK PLAZA, INC. | 155 RIVERSIDE DRIVE NEW YORK, NY 10024 (40.791046441115554, -73.97955859578195) | CB497403L | 7/6/05 | ROCKMILLS MP4-212 (EXSTG) | 1 | 7.09 | 2003 | 2038 | DUAL FUEL | 5 to 10 years old | ICI DEG 84 (NEW) | #6 | 64058 | 44841 | 9609 | 6726 | Yes | 2017 | Walk-Up Apartments | 6 | 161422 | 1 | 14 | 108 | 116 | 1925
1014980069 | 1056 5 AVENUE Manhattan, NY 10028 (40.782044227602285, -73.9600343145259) | Con Edison | LARRY GRUNFIELD | 1056 5TH AVENUE | 1056 FIFTY AVE N Y 10028 (40.776344978837756, -73.95296667956859) | CB409500Z | 7/5/05 | ROCKMILLS FB 175 | 2 | 7.35 | 2000 | 2035 | DUAL FUEL | 5 to 10 years old | HEVE (ICI) DEG 63 S | #6 | 64058 | 44841 | 9609 | 6726 | Yes | 2018 | Loft Buildings | 4 | 154575 | 1 | 19 | 77 | 81 | 1951 |  | YES
1012040016 | 35 90 STREET Manhattan, NY 10024 (40.788309578966924, -73.96846302235377) | Con Edison | 35 WEST 90TH ST. OWNERS | 35 WEST 90 OWNERS CP. | 148 37TH ST 8TH FLOOR N Y 10018 (40.75251096987246, -73.98836465376176) | CB249700Z | 7/5/05 | FEDERAL -FST-200 | 1 | 8.4 | 2000 | 2035 | DUAL FUEL | 5 to 10 years old | IC DEG-84 P | #4 | 64058 | 44841 | 9288 | 6502 | Yes | 2014 | Condominiums | 6 | 109451 | 2 | 13 | 100 | 100 | 1931 |  | YES
1013000050 | 140 46 STREET Manhattan, NY 10017 (40.75383414460224, -73.9739010723912) | Con Edison | ESTATE OF SOL GOLDMAN | 140 EAST 46TH STREET | 640 FIFTH AVE N Y 10019 (40.75918853863369, -73.97674417161663) | CB060200K | 7/4/05 | FEDERAL FST-200 | 1 | 8.4 | 2000 | 2035 | DUAL FUEL | 5 to 10 years old | IND.COMB. DEG-84 P | #4 | 64058 | 44841 | 9288 | 6502 | Yes | 2020 | Walk-Up Apartments | 4 | 131175 | 1 | 12 | 195 | 202 | 1924
1008190044 | 126 FIFTH AVENUE Manhattan, NY 10011 (40.73832818375803, -73.99191528046458) | Con Edison | HILDE BASCH | 126-128 FIFTH AVENUE, | 860 FIFTH AVENUE NEW YORK, NY 10021 (40.769882244021005, -73.96885630483071) | CB174303P | 7/5/05 | BEST 4C-200 (NEW) | 1 | 6.69 | 2003 | 2038 | DUAL FUEL | 5 to 10 years old | ICI DEG-84P (NEW) | #4 | 64058 | 44841 | 9288 | 6502 | Yes | 2019 | Walk-Up Apartments | 3 | 100621 | 1 | 15 | 15 | 30 | 1905
1021390159 | 235 FT WASHINGTON AVENUE Manhattan, NY 10032 (40.843027254409094, -73.94192196885575) | Con Edison | PHIPPS HOUSES | ROYAL CHARTER PROPERT | 235 FTWASINGTON AVE MANHATTAN, NY 10032 (40.83693034905639, -73.94917852197119) | CB107808P | 7/4/05 | FEDERAL FST - 200 (EXSTG) | 1 | 6.6 | 2008 | 2043 | DUAL FUEL | Fewer than 5 years old | ICI DEG - 84P (NEW) | #4 | 64058 | 44841 | 9288 | 6502 |  |  | Elevator Apartments | 7 | 48462 | 1 | 6 | 36 | 36 | 1920
1010080008 | 145 55 STREET Manhattan, NY 10019 (40.76361318617027, -73.9793944454232) | Con Edison | SOLIL MANAGEMENT | LILLIAN GOLDMAN FAMIL | 640 5 AVENUE N Y 10019 (40.75918853863369, -73.97674417161663) | CB282901M | 7/6/05 | ROCKMILLS MP-200 | 1 | 8.4 | 2001 | 2036 | DUAL FUEL | 5 to 10 years old | INDUSTRIAL COMB. DEG- 84 P | #4 | 64058 | 44841 | 9288 | 6502 | Yes | 2018 | Elevator Apartments | 4 | 106438 | 1 | 16 | 90 | 93 | 1921
1020540062 | 409 EDGECOMBE AVENUE Manhattan, NY 10031 (40.8292856138014, -73.939718629884) | Con Edison | T.U. MGMT | COLEMAN, WILLIAM P | 119 57 STREET MANHATTAN, NY 10019 (40.76458691203052, -73.97774212597872) | CA294186K | 7/6/05 | SPENCER 3-200-50 | 2 | 8.4 | 1986 | 2021 |  | 21 to 26 years old | I.C.I.DEG-84P | #4 | 64058 | 44841 | 9288 | 6502 | Yes | 2014 | Walk-Up Apartments | 7 | 158081 | 1 | 14 | 123 | 123 | 1917 |  | YES
1007967504 | 655 6 AVENUE Manhattan, NY 10010 (40.74120601425176, -73.994046673674) | Con Edison | THE O'NEILL CONDOMINIUM |  | 6 43RD ST NEW YORK, NY 10017-4663 (40.75381517729913, -73.97967506743592) | CA401286Z | 7/6/05 | ROCKMILLS MP-150 | 1 | 6.27 | 1986 | 2021 |  | 21 to 26 years old | IND.COMB. DEG-63-P | #4 | 64057 | 44840 | 9288 | 6502 |  |  | Office Buildings | 3 | 106279 | 1 | 7 | 48 | 50 | 1900
1008220062 | 38 21 STREET Manhattan, NY 10010 (40.73959274795286, -73.98903439398046) | Con Edison | JACK VOGEL ASSOCIATES | JACK VOGEL ASSOCIATES | 36 12TH ST NEW YORK, NY 10003-4604 (40.73360674310419, -73.99203219232834) | CA575686H | 7/6/05 | BEST 4 C150 | 1 | 5.1 | 1986 | 2021 |  | 21 to 26 years old | ICI MM 63P | #4 | 64000 | 44800 | 9280 | 6496 | Yes | 2022 | Elevator Apartments | 3 | 68508 | 1 | 12 | 0 | 19 | 1908
1010350017 | 321 44 STREET Manhattan, NY 10036 (40.75882521312399, -73.98945736827258) | Con Edison | 1ST REPUBLIC CORP OF AMERICA | 321-44 ASSOCIATES, LL | 419 PARK AVE MANHATTAN, NY 10016 (40.743735340676835, -73.98364802421948) | CA368689L | 7/6/05 | FEDERAL FST 200 SP | 1 | 8.2 | 1989 | 2024 |  | 21 to 26 years old | ICI DEG 84P | #6 | 64000 | 44800 | 9600 | 6720 | Yes | 2015 | Elevator Apartments | 3 | 181021 | 3 | 10 | 0 | 75 | 1931
1005740039 | 40 5 AVENUE Manhattan, NY 10011 (40.733831573611496, -73.99518881265124) | Con Edison | 40 5TH AVE CORP.%INSIGNIARESIDENT. | LEWIS, SUSANNAH F | 675 THIRD AVENUE N Y 10017 (40.75129610835038, -73.97404990585339) | CB245200L | 7/5/05 | FEDRAL FST-200 | 1 | 8.4 | 2000 | 2035 | DUAL FUEL | 5 to 10 years old | INDUST.COMB.DEG-84P | #6 | 64000 | 44800 | 9600 | 6720 | Yes | 2014 | Elevator Apartments | 3 | 141877 | 1 | 15 | 76 | 76 | 1929 |  | YES
1010107504 | 171 57 STREET Manhattan, NY 10019 (40.7651843016886, -73.97915669960301) | Con Edison | 171 WEST 57TH ST. /PROPERTY MARKETSGROUP |  | 130 57TH STREET MANHATTAN, NY 10022 (40.760884795791654, -73.96910724996388) | CA051572M | 7/6/05 | TITUSVILLE ACME A-19 | 1 | 6.1 | 1972 | 2010 |  | 36 - 40 year old | IRON FIREMAN A06-6.3 | #6 | 63948 | 44764 | 9592 | 6715 |  |  | Elevator Apartments | 4 | 95540 | 1 | 13 | 35 | 36 | 1922
1006090047 | 105 13 STREET Manhattan, NY 10011 (40.73675397891206, -73.99747716681331) | Con Edison | GERARD PICASO INC. | 105 W 13 ST CORP | 1133 BROADWAY MANHATTAN, NY 10010 (40.743831409426136, -73.98905094736057) | CA318068N | 7/4/05 | FEDERAL FLW 1822 (RT. SIDE BOILER) | 1 | 7 | 1968 | 2010 |  | 41 - 45 years old | ACE 50 DPGH | #6 | 63875 | 44712 | 9581 | 6707 | Yes | 2019 | Walk-Up Apartments | 3 | 94144 | 1 | 16 | 98 | 102 | 1961 |  | YES
1021610075 | 551 190 STREET Manhattan, NY 10040 (40.854364954114665, -73.92828315785407) | Con Edison | KELLER PROPERTIES, LLC | 551-565 WEST 190 LLC | 664 187 TH STREET BRONX, NY 10458 (40.8545630440042, -73.88562429916745) | CA108397Z | 7/5/05 | ROCKMILLS MP-175 | 1 | 7 | 1997 | 2032 | DUAL FUEL | 11 to 15 years old | I.C. DEG-84 P | #6 | 63875 | 44712 | 9581 | 6707 |  |  | Elevator Apartments | 10 | 25295 | 1 | 5 | 27 | 27 | 1917
1015160013 | 125 87 STREET Manhattan, NY 10128 (40.78009082903285, -73.95486800158788) | Con Edison | 87TH ST. SHERRY ASSOC. LLC % BROADWALL MGT. | 87TH STREET SHERRY A | 7 PENN PLAZA NEW YORK, NY 10001 (40.74956954963903, -73.99160848411982) | CB084706N | 7/4/05 | (NEW) FEDERAL PLW-113 (NEW) | 2 | 3.7 | 2006 | 2041 | DUAL FUEL | Fewer than 5 years old | (NEW) ICI DEG-54S (NEW) | #6 | 63729 | 44610 | 9559 | 6692 | Yes | 2016 | Elevator Apartments | 4 | 151184 | 1 | 16 | 119 | 123 | 1962
1021760074 | 701 177 STREET Manhattan, NY 10033 (40.8475950033457, -73.93808076489674) | Con Edison | STEELAR MGMT | 4181 BROADWAY, L.L.C. | 156 WILLIAM STREET MANHATTAN, NY 10038 (40.70999054661479, -74.0060256431043) | CA391486R | 7/7/05 | FEDERAL FST-125 | 1 | 5.3 | 1986 | 2021 |  | 21 to 26 years old | IND. COMB. MEG-54 P | #6 | 63670 | 44569 | 9550 | 6685 | Yes | 2016 | Elevator Apartments | 10 | 75381 | 1 | 6 | 38 | 45 | 1920
1015177501 | 111 88 STREET Manhattan, NY 10128 (40.78126791683752, -73.9556877812122) | Con Edison | J.R.D. MGMT CORP. | 111 CONDOMINIUM | 114 32 ST MANHATTAN, NY 10016 (40.74545116217067, -73.98153758076299) | CA193283J | 7/6/05 | FEDERAL FST-150 | 1 | 5.8 | 1983 | 2018 |  | 26 to 30 years old | INDUSTRIAL COMBUSTION DEG-63(P) | #6 | 63620 | 44534 | 9543 | 6680 | Yes | 2017 | Elevator Apartments | 4 | 63180 | 1 | 11 | 58 | 61 | 1929 | YES
1015210051 | 150 93 STREET Manhattan, NY 10128 (40.783890806760084, -73.95233269326881) | Con Edison | 150 E 93/ORSID RTY CO. | 150 E 93 ST CORP | 1740 BROADWAY NEW YORK, NY 10019 (40.76509834187077, -73.98206124052132) | CA221773H | 7/6/05 | KEWANEE MODEL UNKNOWN | 1 | 6.3 | 1973 | 2010 |  | 36 - 40 year old | I.C.I. DE-63 | #6 | 63364 | 44355 | 9505 | 6653 | Yes | 2021 | Condominiums | 4 | 64957 | 1 | 11 | 63 | 69 | 1923 |  | YES
1014290013 | 225 74 STREET Manhattan, NY 10021 (40.77083935300869, -73.9590381992207) | Con Edison | 225 EAST 74TH ST. CORP. | 225 EAST 74TH APTS. C | 1345 THRID AVENUE MANHATTAN, NY 10021 (40.76920532766377, -73.959183941086) | CA154784X | 7/6/05 | FEDERAL FST-175 | 1 | 6.7 | 1984 | 2019 |  | 26 to 30 years old | ST JOHNSON FD 68 CAHM SIZE 200 | #6 | 63023 | 44116 | 9453 | 6617 | Yes | 2019 | Elevator Apartments | 4 | 86988 | 1 | 6 | 84 | 84 | 1938 |  | YES
1012630018 | 31 47 STREET Manhattan, NY 10036 (40.757122296828186, -73.97958143422724) | Con Edison | 31 W 47 STREET CO. | JEMSCO REALTY LLC | 31 47 STREET MANHATTAN, NY 10036 (40.757122296828186, -73.97958143422724) | CA013682X | 7/4/05 | ROCKMILLS MP 100 | 1 | 4.2 | 1982 | 2017 |  | 26 to 30 years old | ICI DEG 42P | #6 | 63000 | 44100 | 9450 | 6615 | Yes | 2013 | Walk-Up Apartments | 3 | 58996 | 1 | 16 | 0 | 67 | 1930
1016020069 | 1158 5 AVENUE Manhattan, NY 10029 (40.788366461468286, -73.95539381285471) | Con Edison | 1158 FIFTH AVE, C/O INSIGNIA RESID GRP. | UPPER MADISON HOLDING | 675 3 AVENUE MANHATTAN, NY 10017 (40.75129610835038, -73.97404990585339) | CA025082K | 7/4/05 | FEDERAL PLW 199 | 1 | 4.8 | 1982 | 2017 |  | 26 to 30 years old | RAY PAECR 144 SIZE 200 | #6 | 62962 | 44074 | 9444 | 6611 | Yes | 2022 | Elevator Apartments | 4 | 157824 | 1 | 15 | 58 | 58 | 1927 |  | YES
1008340016 | 43 32 STREET Manhattan, NY 10001 (40.74813287264677, -73.98775999594251) | Con Edison | KWON, GAB JOONG | STANFORD NEW YORK LLC | 43 32 STREET MANHATTAN, NY 10001 (40.74813287264677, -73.98775999594251) | CA162681N | 7/5/05 | ROCKMILLS #MP 4-122 | 1 | 5.3 | 1981 | 2016 | DUAL FUEL | 26 to 30 years old | HEV-E MEG 54-P ( I.C.I. ) | #6 | 62809 | 43966 | 9421 | 6595 | Yes | 2014 | Walk-Up Apartments | 3 | 62992 | 1 | 12 | 0 | 5 | 1905
1022480117 | 110 SEAMAN AVENUE Manhattan, NY 10034 (40.86848134593639, -73.92412528956763) | Con Edison | PARHAM REALTY COMPANY | SEAMAN REALTY LLC | 574 CEDARHURST NY 11516 (40.63035943500745, -73.72995581741695) | CA347383X | 7/6/05 | ROCKMILLS MP 150 | 1 | 6.3 | 1983 | 2018 |  | 26 to 30 years old | I.C.I. DEG 63 P | #6 | 62780 | 43946 | 9417 | 6592 | Yes | 2018 | Elevator Apartments | 7 | 90298 | 1 | 7 | 84 | 84 | 1929
1021430020 | 601 173 STREET Manhattan, NY 10032 (40.84418151592339, -73.93753392205969) | Con Edison | HEIGHTS 601 LLC%BRONSTEIN PROP. | HEIGHTS 601 LLC | 108 18 QUEENS BLVD FOREST HILLS, NY 11375 (40.720707263029794, -73.84628429608335) | CA442186M | 7/6/05 | FEDERAL FST-80 | 1 | 3.1 | 1986 | 2021 |  | 21 to 26 years old | HEV-E-OIL MMG 34 P | #4 | 62598 | 43818 | 9077 | 6354 |  |  | Walk-Up Apartments | 10 | 40580 | 1 | 5 | 36 | 41 | 1925
1021440053 | 601 176 STREET Manhattan, NY 10033 (40.84615166852089, -73.9360954101754) | Con Edison | WEST 176 STREET HOLDING | 176 ST NICHOLAS ASSOC | 888 SEVENTH AVENUE MANHATTAN, NY 10019 (40.765163953112335, -73.98028704662573) | CA403186K | 7/6/05 | BEST BOILER 4B-80 | 1 | 3.4 | 1986 | 2021 |  | 21 to 26 years old | IND. COMB. MM-34 P | #4 | 62598 | 43818 | 9077 | 6354 | Yes | 2014 | Walk-Up Apartments | 10 | 52788 | 1 | 6 | 48 | 57 | 1920
1018767501 | 209 104 STREET Manhattan, NY 10025 (40.79933994097968, -73.9670757335336) | Con Edison | 209 W 104 ASSOC/AKAM SSO |  | 420 LEXINGTON AVENUE MANHATTAN, NY 10017 (40.75243854639774, -73.97533178224427) | CA089080J | 7/5/05 | ROCKMILLS MP 80 | 1 | 4.2 | 1980 | 2015 |  | 26 to 30 years old | I.C.I. DEG 42 P | #6 | 62598 | 43818 | 9390 | 6573 |  |  | Walk-Up Apartments | 8 | 26236 | 1 | 6 | 46 | 46 | 1930
1018510037 | 750 COLUMBUS AVENUE Manhattan, NY 10025 (40.79322280042646, -73.96725587042113) | Con Edison | ARCHSTONE KEYWEST | ASN KEY WEST LLC | 800 SIXTH AVENUE NEW YORK, NY 10001 (40.74562168541564, -73.9908271008091) | CA687986X | 7/7/05 | CLEAVER BROOKS CB-600-200 | 2 | 8.4 | 1986 | 2021 |  | 21 to 26 years old | CLEAVER BROOKS CB 600-200 | #6 | 62500 | 43750 | 9375 | 6562 | Yes | 2021 | Elevator Apartments | 8 | 318355 | 1 | 11 | 207 | 211 | 1987
1015510005 | 315 88 STREET Manhattan, NY 10128 (40.77904131561805, -73.95037999592486) | Con Edison | EQUITY CORP.%EQUITY MGMT. GROUP | 305315 EQUITIES CORP | 115 30 STREET NEW YORK, NY 10001-4191 (40.74769911930332, -73.99064723640322) | CA025380Z | 7/4/05 | FEDERAL #FST-125 | 1 | 6.3 | 1980 | 2015 |  | 26 to 30 years old | INDUSTRIAL COMBUSTION #DEG-63-P | #6 | 62500 | 43750 | 9375 | 6562 | Yes | 2021 | Elevator Apartments | 5 | 73878 | 2 | 6 | 90 | 90 | 1929 |  | YES
1014070016 | 125 72 STREET Manhattan, NY 10021 (40.770420402710315, -73.96214541483477) | Con Edison | 72ND TENANTS CORP%BROWN,HARRIS,STEVEN | 72ND TENANTS CORP - B | 770 LEXINGTON AVE N Y 10021 (40.76920532766377, -73.959183941086) | CB141700Z | 7/4/05 | ROCKMILLS MP-300 | 1 | 10.04 | 2000 | 2035 | DUAL FUEL | 5 to 10 years old | INDUSTRIAL COMB. DEG-145 P | #4 | 62486 | 43740 | 9060 | 6342 | Yes | 2017 | Elevator Apartments | 4 | 173024 | 1 | 14 | 62 | 66 | 1917 |  | YES
1013300007 | 209 56 STREET Manhattan, NY 10022 (40.759505319241846, -73.96778983807242) | Con Edison | 209 EAST 56TH ST.APT.CORP. | 209 E 56 APT CORP | 1981 MARCUS AVE LAKE SUCCESS, NY 11042 (40.757798505692335, -73.69440156673153) | CA094096K | 7/4/05 | FEDERAL FLW 1822 | 1 | 6.27 | 1996 | 2031 | DUAL FUEL | 11 to 15 years old | (ICI)HEVE DEG 63 P | #6 | 62415 | 43690 | 9362 | 6554 | Yes | 2020 | Condominiums | 4 | 87100 | 1 | 13 | 116 | 120 | 1960 |  | YES
1014220005 | 205 67 STREET Manhattan, NY 10021 (40.76920532766377, -73.959183941086) | Con Edison | FOX 5/FOX TV STATIONS INC. | FOX TELEVISION STATIO | 205 67 STREET MANHATTAN, NY 10021 (40.76920532766377, -73.959183941086) | CA274795H | 7/6/05 | FEDERAL FST-150 (2) | 2 | 6.3 | 1995 | 2030 | DUAL FUEL | 11 to 15 years old | (2) HEVE DE-63 (P) | #6 | 62415 | 43690 | 9362 | 6554 | Yes | 2022 | Elevator Apartments | 4 | 149484 | 3 | 7 | 0 | 0 | 1950
1007720056 | 208 23 STREET Manhattan, NY 10011 (40.7441975076276, -73.99595231123276) | Con Edison | JBS REALTY | J.S.B. PROPERTIES, | 208 23RD MANHATTAN, NY 10011 (40.7441975076276, -73.99595231123276) | CA143098M | 7/6/05 | ROCKMILLS MP-150 | 2 | 5.85 | 1998 | 2033 | DUAL FUEL | 11 to 15 years old | RAY BURNER,PAECR 144 (SIZE 150) | #6 | 62415 | 43690 | 9362 | 6554 | Yes | 2022 | Loft Buildings | 3 | 152342 | 1 | 18 | 262 | 266 | 1927
1004650037 | 26 STUYVESANT STREET Manhattan, NY 10003 (40.729897456080124, -73.98851088148412) | Con Edison | NEW YORK UNIVERSITY | NEW YORK UNIVERSITY | 10 ASTOR PLACE MANHATTAN, NY 10003 (40.729992944114834, -73.99259500832595) | CA401386X | 7/6/05 | ROCKMILLS MP-150 | 2 | 6.3 | 1986 | 2021 |  | 21 to 26 years old | IND. COMB. DEG-63-P | #4 | 62415 | 43690 | 9050 | 6335 |  |  | Condominiums | 2 | 25800 | 1 | 6 | 1 | 3 | 1920
1021340200 | 775 RIVERSIDE DRIVE Manhattan, NY 10032 (40.83459161377431, -73.94783950780857) | Con Edison | RIVERSIDE DRIVE REALTY | 775 REALTY CO. LLC | 1920 MANHATTAN NY 10116 (40.8110019996426, -73.95309800037239) | CA267988Z | 7/5/05 | ROCKMILLS 150 SL | 1 | 6.3 | 1988 | 2023 |  | 21 to 26 years old | HEVE DEG 63-P | #6 | 62415 | 43690 | 9362 | 6554 | Yes | 2014 | Walk-Up Apartments | 7 | 72429 | 1 | 6 | 67 | 67 | 1931
1008710060 | 30 IRVING PLACE Manhattan, NY 10003 (40.73508163123222, -73.98797624997621) | Con Edison | SAMCO PROPERTIES | 30 IRVING LLC | 1274 49 STREET SUITE 322 N Y 11219 (40.635345584477456, -73.99272455499542) | CB302700Y | 7/5/05 | (NEW) EASTMOND/FEDERAL FST 150 | 1 | 6.3 | 2000 | 2035 | DUAL FUEL | 5 to 10 years old | (NEW) S.T. JOHNSON FD68-CAHM (SIZE 150) | #6 | 62415 | 43690 | 9362 | 6554 | Yes | 2021 | Elevator Apartments | 2 | 102805 | 1 | 12 | 1 | 17 | 1912
1010350017 | 321 44 STREET Manhattan, NY 10036 (40.75882521312399, -73.98945736827258) | Con Edison | FIRST REPUBLIC CO OF AMER. | 321-44 ASSOCIATES, LL | 302 5 AVENUE MANHATTAN, NY 10001 (40.746601946427575, -73.98588082964795) | CA263373Y | 7/6/05 | PACIFIC 9121 | 2 | 3.78 | 1973 | 2010 |  | 36 - 40 year old | PETRO WD 5 AH | #6 | 62340 | 43638 | 9351 | 6546 | Yes | 2015 | Elevator Apartments | 3 | 181021 | 3 | 10 | 0 | 75 | 1931
1012600042 | 2 45 STREET Manhattan, NY 10036 (40.755431447148254, -73.97958314143109) | Con Edison | JOSEPH P. DAY REALTY | GOLDBERG 45TH STREET | 9 40 STREET MANHATTAN, NY 10016 (40.751842689786, -73.9808777214277) | CA194197H | 7/5/05 | ROCKMILLS MP-150 SS | 1 | 5.81 | 1997 | 2032 | DUAL FUEL | 11 to 15 years old | INDUSTRIAL COMB. DEG-63 P | #6 | 62250 | 43575 | 9338 | 6536 | Yes | 2020 | Walk-Up Apartments | 3 | 112936 | 1 | 16 | 0 | 41 | 1910
1007760021 | 221 26 STREET Manhattan, NY 10001 (40.74629962872458, -73.99487322974916) | Con Edison | 221 WEST 26 ST CORP. | 221 WEST 26TH STREET | 221 26 STREET MANHATTAN, NY 10001 (40.74629962872458, -73.99487322974916) | CA127979M | 7/5/05 | BURNHAM 4F 56340 | 1 | 5.9 | 1979 | 2014 |  | 31 to 35 years old | ICI ME 63 P | #4 | 62050 | 43435 | 8997 | 6298 | Yes | 2016 | Loft Buildings | 3 | 53118 | 1 | 3 | 0 | 1 | 1930
1016020060 | 12 97 STREET Manhattan, NY 10029 (40.78838949942404, -73.95489387716367) | Con Edison | 12 EAST 97TH OWNERS%INSIGNIA RESIDENTIAL GROUP | 12 E 97TH OWNERS INC | 675 3 AVENUE MANHATTAN, NY 10017 (40.75129610835038, -73.97404990585339) | CA244971K | 7/4/05 | AMES 820 | 1 | 5.9 | 1971 | 2010 |  | 36 - 40 year old | TODD AO.8 | #6 | 61904 | 43333 | 9286 | 6500 | Yes | 2022 | Elevator Apartments | 4 | 121369 | 1 | 11 | 113 | 113 | 1928 |  | YES
1011290059 | 50 77 STREET Manhattan, NY 10024 (40.78023013940514, -73.97549207286835) | Con Edison | PARC 77 | EQR-50 WEST 77TH, LLC | 801 BROAD ST AUGUSTA, GA 30901 (33.4754034751312, -81.96551123630508) | CB079405R | 7/6/05 | FEDERAL FST-175 (NEW) | 1 | 5.8 | 2005 | 2040 | DUAL FUEL | 5 to 10 years old | INDUSTRIAL COMBUSTION DEG-84P (NEW) | #6 | 61594 | 43116 | 9239 | 6467 | Yes | 2019 | Elevator Apartments | 6 | 113309 | 1 | 12 | 137 | 149 | 1903
1008470027 | 38 19 STREET Manhattan, NY 10003 (40.73829314748262, -73.98956493815646) | Con Edison | A. B. C. CARPET COMPANY INC. | 216 18 NOMINEE CORP | 888 BROADWAY MANHATTAN, NY 10003 (40.73845479657408, -73.98990665486154) | CA055881Y | 7/4/05 | PACIFIC 52L2 | 1 | 4.97 | 1981 | 2016 |  | 26 to 30 years old | IND. COMB. DEG 54 (S) | #6 | 61594 | 43116 | 9239 | 6467 | Yes | 2017 | Elevator Apartments | 2 | 97002 | 2 | 7 | 0 | 20 | 1900
1013800039 | 630 PARK AVENUE Manhattan, NY 10021 (40.76861350549685, -73.96581689882925) | Con Edison | A.A.F.PARK AVE & 66TH CORP C/O DAVID NAY | PARK & 66 CORP | 172 WAVERLY STREET YONKERS, NY 10701 (40.9297548055604, -73.89342994815496) | CA202068Z | 7/7/05 | KEWANEE 317 | 1 | 4.3 | 1968 | 2010 |  | 41 - 45 years old | YORK B 125 | #6 | 61320 | 42924 | 9198 | 6439 | Yes | 2020 | Walk-Up Apartments | 4 | 104092 | 1 | 13 | 34 | 37 | 1917 |  | YES
1007630024 | 315 39 STREET Manhattan, NY 10018 (40.755553452028735, -73.99163903015834) | Con Edison | 315 ASSOCIATES/HANDRO MGMT. CO. | 315 ASSOCIATES | 561 7 AVENUE MANHATTAN, NY 10018 (40.754911681978285, -73.98777839912975) | CA253573J | 7/6/05 | HEGGIE SIMPLEX 323 | 1 | 14.4 | 1973 | 2010 |  | 36 - 40 year old | PETRO W 6AH | #6 | 61320 | 42924 | 9198 | 6439 | Yes | 2013 | Loft Buildings | 3 | 132684 | 1 | 16 | 0 | 0 | 1927
1022480001 | 91 PAYSON AVENUE Manhattan, NY 10034 (40.86813632546716, -73.92675939944178) | Con Edison | 91 PAYSON%ARCO | 91 PAYSON OWNERS CORP | 36 46 NOSTRAND AVE BROOKLYN, NY 11229 (40.60123350732056, -73.94436854117521) | CA014486N | 7/5/05 | GENERAL G720-40 | 1 | 7.56 | 1986 | 2021 |  | 21 to 26 years old | I.C.I DEG-84P | #6 | 61320 | 42924 | 9198 | 6439 | Yes | 2018 | Elevator Apartments | 7 | 82272 | 1 | 6 | 72 | 72 | 1935 |  | YES
1018750001 | 884 END AVENUE Manhattan, NY 10025 (40.79685012763133, -73.96372581059762) | Con Edison | EL-REAN REALTY CO. | EL-REAN REALTY CO. OF | 884 6ND AVE MANHATTAN, NY 10025 (40.79685012763133, -73.96372581059762) | CA007770P | 7/7/05 | YORK SHIPLEY WBL 200 | 1 | 5.9 | 1970 | 2010 |  | 36 - 40 year old | YORK SHIPLEY 564 FA 200 | #6 | 61320 | 42924 | 9198 | 6439 | Yes | 2015 | Elevator Apartments | 8 | 94328 | 1 | 13 | 67 | 67 | 1920
1012450025 | 473 END AVENUE Manhattan, NY 10024 (40.78362556816552, -73.96653900057436) | Con Edison | MIDBORO MANAGEMENT,INC | 473 OWNERS CORP | 148 37 STREET MANHATTAN, NY 10018 (40.75251096987246, -73.98836465376176) | CA212572R | 7/4/05 | ROCKMILLS MP50 | 1 | 5.2 | 1972 | 2010 |  | 36 - 40 year old | SUPERIOR AB 125 | #6 | 61300 | 42910 | 9195 | 6436 | Yes | 2015 | Elevator Apartments | 6 | 99435 | 1 | 15 | 48 | 48 | 1929 |  | YES
1015090051 | 140 81 STREET Manhattan, NY 10028 (40.776217593427134, -73.95789929680772) | Con Edison | DAVID FRANKEL REALTY INC | 140 E TENANTS CP | 160 65 STREET MANHATTAN, NY 10065 (40.765666109072704, -73.96479023067066) | CA111378K | 7/5/05 | ROCKMILLS MP 175 | 1 | 7.3 | 1978 | 2013 |  | 31 to 35 years old | ICI DE84(P) | #6 | 61000 | 42700 | 9150 | 6405 | Yes | 2019 | Elevator Apartments | 5 | 109157 | 1 | 12 | 83 | 91 | 1928 |  | YES
1011630053 | 244 72 STREET Manhattan, NY 10023 (40.77918631704333, -73.98305485593653) | Con Edison | EMPIRE MANAGEMENT | TEAM ASSOCIATES | 347 FIFTH AVENUE MANHATTAN, NY 10016 (40.74821954900994, -73.9846663506232) | CA320195Z | 7/6/05 | TITUSVILLE W 6615 | 1 | 7.99 | 1995 | 2030 | DUAL FUEL | 11 to 15 years old | ICI MMG-84 (P)) | #4 | 60992 | 42694 | 8844 | 6191 | Yes | 2013 | Elevator Apartments | 6 | 87150 | 1 | 16 | 88 | 92 | 1928
1008790081 | 315 PARK AVENUE Manhattan, NY 10010 (40.74060463662771, -73.9859330459817) | Con Edison | LUCADIA MANAGMENT | 315 PARK AVE S, LLC | 315 PARK AVENUE MANHATTAN, NY 10010 (40.74060463662771, -73.9859330459817) | CA189491M | 7/4/05 | FEDERAL FST-300 | 1 | 11.4 | 1991 | 2026 |  | 16 to 20 years old | ICI DEG 145 P | #6 | 60975 | 42682 | 9146 | 6402 | Yes | 2019 | Elevator Apartments | 2 | 273840 | 1 | 20 | 0 | 25 | 1911
1014990032 | 1060 PARK AVENUE Manhattan, NY 10128 (40.78102799370919, -73.95669782979718) | Con Edison | 1060 OWNERS INC. | HAY MANAGEMENT INC | 1060 PARK AVENUE NEW YORK, NY 10128 (40.78102799370919, -73.95669782979718) | CB016003Y | 7/5/05 | FEDERAL FST-200 (NEW) | 1 | 8.4 | 2003 | 2038 | DUAL FUEL | 5 to 10 years old | INDUSTRIAL COMBUSTION DEG-84P (NEW) | #6 | 60773 | 42541 | 9116 | 6381 | Yes | 2019 | Walk-Up Apartments | 4 | 119281 | 1 | 14 | 88 | 90 | 1924 |  | YES
1012510037 | 186 RIVERSIDE DRIVE Manhattan, NY 10024 (40.79256629534507, -73.9771933788449) | Con Edison | 186 RIVERSIDE CORP. % ORSID RLTY | 186 RIVERSIDE CP | 1740 BROADWAY NEW YORK, NY 10019 (40.76509834187077, -73.98206124052132) | CB086806J | 7/4/05 | BEST 5C-200 | 1 | 6.6 | 2006 | 2041 | DUAL FUEL | Fewer than 5 years old | INDUSTRIAL COMBUSTION DEG-84P | #6 | 60773 | 42541 | 9116 | 6381 | Yes | 2021 | Elevator Apartments | 6 | 152016 | 1 | 15 | 95 | 95 | 1928 |  | YES
1018900036 | 305 RIVERSIDE DRIVE Manhattan, NY 10025 (40.80012959361153, -73.97160858904294) | Con Edison | 305 RIVERSIDE CORP. | 305 RIVERSIDE CORP | 155 RIVERSIDE DRIVE NEW YORK, NY 10024 (40.791046441115554, -73.97955859578195) | CB502603Z | 7/6/05 | ROCKMILLS MP-200 (EXTSG) | 1 | 6.69 | 2003 | 2038 | DUAL FUEL | 5 to 10 years old | INDUSTRIAL COMBUSTION DEG-84P (NEW) | #6 | 60773 | 42541 | 9116 | 6381 | Yes | 2020 | Elevator Apartments | 9 | 126785 | 1 | 12 | 60 | 60 | 1911
1008810001 | 345 PARK AVENUE Manhattan, NY 10010 (40.741509871625965, -73.98526599302865) | Con Edison | 345 PARK AVE SO.PARTNERS%RFR RLTY. | 345 PAS OWNER LLC | 757 3rd AVENUE - SUITE #702 N Y 10017 (40.75411128537223, -73.97200429073587) | CB252400P | 7/4/05 | FEDERAL FSY- 200 SP | 2 | 8.4 | 2000 | 2035 | DUAL FUEL | 5 to 10 years old | IND. COMB. DEG-84 P | #6 | 60773 | 42541 | 9116 | 6381 | Yes | 2021 | Walk-Up Apartments | 2 | 244157 | 1 | 12 | 0 | 11 | 1913
1013680033 | 440 57 STREET Manhattan, NY 10022 (40.75788752621148, -73.96200862226067) | Con Edison | 440 EAST 57TH OWNERS CORP. % MAXWELL KATES INC. | 440 EAST 57TH OWNERS | 9 38TH STREET NEW YORK, NY 10016 (40.75055896335647, -73.98170797543202) | CB566103L | 7/4/05 | (EXISTING) ROCKMILLS MP-4-186 | 1 | 6.22 | 2003 | 2038 | DUAL FUEL | 5 to 10 years old | (NEW) INDUSTRIAL COMBUSTION DEG-84P | #6 | 60773 | 42541 | 9116 | 6381 | Yes | 2018 | Office Buildings | 5 | 95977 | 1 | 20 | 83 | 86 | 1961 |  | YES
1012490036 | 575 END AVENUE Manhattan, NY 10024 (40.78362556816552, -73.96653900057436) | Con Edison | 575 ASSOCIATES INC % HENRY & WILLIAM | 575 ASSOCS INC | 145 58 STREET NEW YORK, NY 10019 (40.765685559889334, -73.9783445110424) | CB189507M | #N/A | ROCKMILLS MP - 200 (EXSTG) | 1 | 6.6 | 2007 | 2042 | DUAL FUEL | Fewer than 5 years old | ICI DEG - 84P (NEW) | #6 | 60773 | 42541 | 9116 | 6381 | Yes | 2019 | Elevator Apartments | 6 | 104942 | 1 | 13 | 54 | 54 | 1915
1021760050 | 700 180 STREET Manhattan, NY 10033 (40.849517502625126, -73.93646021968397) | Con Edison | 700 W.180 ASSOC.%STELLAR MANAGEMENT | 700 W 180TH STREET AS | 156 WILLIAM STREET N Y, NEW YORK 10038 (40.70999054661479, -74.0060256431043) | CB134702R | 7/5/05 | ROCKMILLS MP-200 | 1 | 8.4 | 2002 | 2037 | DUAL FUEL | 5 to 10 years old | INDUSTRIAL COMB. DEG-84 P | #6 | 60773 | 42541 | 9116 | 6381 | Yes | 2016 | Elevator Apartments | 7 | 67838 | 1 | 6 | 44 | 50 | 1909
1021720032 | 4646 BROADWAY Manhattan, NY 10040 (40.8615803373098, -73.93017850888039) | Con Edison | BROADWAY & ELLWOOD REALTY | W&S BROADWAY GROUP LL | 134 25 STREET NEW YORK, NY 10001 (40.74475833626752, -73.99323728384763) | CA227098K | 7/6/05 | FEDERAL FST 200 | 1 | 7.77 | 1998 | 2033 | DUAL FUEL | 11 to 15 years old | I.C.I. DEG-84 P | #6 | 60773 | 42541 | 9116 | 6381 |  |  | Elevator Apartments | 10 | 41140 | 1 | 5 | 18 | 20 | 1916
1012610021 | 25 45 STREET Manhattan, NY 10036 (40.75578802799439, -73.98029373864486) | Con Edison | NEWMARK & CO. REAL ESTATE | WEST 45 APF LLC | 125 PARK AVENUE NEW YORK, NY 10017 (40.75150189626578, -73.97791375384898) | CB507705H | 7/7/05 | FEDERAL FST-200 (NEW) | 1 | 6.6 | 2005 | 2040 | DUAL FUEL | 5 to 10 years old | ICI DEG-84P (NEW) | #6 | 60773 | 42541 | 9116 | 6381 | Yes | 2021 | Elevator Apartments | 3 | 146513 | 1 | 16 | 0 | 37 | 1913
1020350001 | 2816 8 AVENUE Manhattan, NY 10039 (40.82585396542429, -73.93968362468075) | Con Edison | PINNACLE DUNBAR MANOR LLC | PINNACLE DUNBAR MANO | 1920 NEW YORK, NY 10116 (40.8110019996426, -73.95309800037239) | CB201603H | 7/5/05 | FEDERAL-FST 200 | 1 | 8.4 | 2003 | 2038 | DUAL FUEL | 5 to 10 years old | INDUSTRIAL COBUSTION DEG-84P | #6 | 60773 | 42541 | 9116 | 6381 | Yes | 2015 | Walk-Up Apartments | 9 | 436115 | 6 | 6 | 538 | 550 | 1928
1007620050 | 318 39 STREET Manhattan, NY 10018 (40.75555117748072, -73.99178197645982) | Con Edison | QUADRI PLANETARY ASSOC. % NEWMARK & CO. REAL ESTATE | QUADRI-PLANETARY ASSO | 520 EIGHTH AVE MANHATTAN, NY 10018 (40.75376054978079, -73.99232896859803) | CB183001K | 7/5/05 | FEDERAL FST-200 | 1 | 8.4 | 2001 | 2036 | DUAL FUEL | 5 to 10 years old | INDUSTRIAL COMBUSTION DEG-84P | #6 | 60773 | 42541 | 9116 | 6381 | Yes | 2022 | Elevator Apartments | 3 | 156508 | 1 | 12 | 0 | 12 | 1915
1013490049 | 300 57 STREET Manhattan, NY 10022 (40.75926648934043, -73.9652805998725) | Con Edison | RUDIN MGMT. | 300 EAST 57TH STREET | 345 PARK AVENUE N Y 10154 (40.75767700019344, -73.9731709997418) | CB259200M | 7/5/05 | EASTMOND ESP 200 | 2 | 8.4 | 2000 | 2035 | DUAL FUEL | 5 to 10 years old | IND.COMB. DEG 84P | #6 | 60773 | 42541 | 9116 | 6381 | Yes | 2019 | Elevator Apartments | 5 | 180000 | 1 | 19 | 163 | 167 | 1948
1013857502 | 33 70 STREET Manhattan, NY 10021 (40.770466023273244, -73.96632113406409) | Con Edison | 33 E. 70th ST. % DOUGLAS ELLIMAN MGT. |  | 675 THIRD AVENUE NEW YORK, NY 10021 (40.767812568230795, -73.96194948723833) | CB177307N | 7/4/05 | BEST 5D-200 (NEW) | 2 | 6.6 | 2007 | 2042 | DUAL FUEL | Fewer than 5 years old | ICI DEG - 84P (NEW) | #4 | 60773 | 42541 | 8812 | 6168 | Yes | 2015 | Walk-Up Apartments | 4 | 300150 | 1 | 12 | 62 | 71 | 1928 | YES
1007880078 | 260 39 STREET Manhattan, NY 10018 (40.754834994744755, -73.99008164457878) | Con Edison | WEST 39-260 REALTY LLC | WEST 39-260 REALTY | 111 ORIENTAL BOULEVARD N Y 11235 (40.57696837120896, -73.95275505660184) | CB253100J | 7/5/05 | FEDERAL FST-200 | 1 | 8.4 | 2000 | 2035 | DUAL FUEL | 5 to 10 years old | IND.COMB. DEG-84 P | #4 | 60773 | 42541 | 8812 | 6168 | Yes | 2018 | Elevator Apartments | 3 | 154516 | 1 | 18 | 0 | 0 | 1926
1020700012 | 35 HAMILTON PLACE Manhattan, NY 10031 (40.82199211214379, -73.95242605015801) | Con Edison | 35 LLC | 35 LLC | 5676 RIVERDALE AVE BRONX, NY 10471 (40.90603192863733, -73.90429477417916) | CA105294M | 7/7/05 | FEDERAL FST-200 | 1 | 7.77 | 1994 | 2029 |  | 16 to 20 years old | ICI DEG-84 (P) | #6 | 60772 | 42541 | 9116 | 6381 | Yes | 2020 | Elevator Apartments | 7 | 103192 | 2 | 7 | 93 | 94 | 1922
1005850001 | 72 BARROW STREET Manhattan, NY 10014 (40.731633220132494, -74.0057603461896) | Con Edison | 72 BARROW STREET CO. | HUDBAR ASSOCIATES, L. | 1881 BROADWAY MANHATTAN, NY 10023 (40.770928607320116, -73.98226555509018) | CA179199X | 7/7/05 | FEDERAL FST-200 | 1 | 7.77 | 1999 | 2034 | DUAL FUEL | 11 to 15 years old | I.C. DEG-84P | #6 | 60772 | 42541 | 9116 | 6381 | Yes | 2015 | Elevator Apartments | 3 | 97290 | 2 | 6 | 133 | 137 | 1900
1008440017 | 31 UNION SQUARE Manhattan, NY 10003 (40.7366644380038, -73.9906922025047) | Con Edison | DAVID ELLIS REALTY LP | REHANA ELLIS | 31 UNION SQUARE N Y 10003 (40.7366644380038, -73.9906922025047) | CB254401X | 7/7/05 | FEDERAL FST-200 | 1 | 8.4 | 2001 | 2036 | DUAL FUEL | 5 to 10 years old | INDUSTRIAL COMB. DEG- 84 P | #6 | 60772 | 42541 | 9116 | 6381 | Yes | 2014 | Elevator Apartments | 2 | 118067 | 2 | 16 | 86 | 88 | 1902
1008510013 | 13 21 EAST 22ND STREET Manhattan, NY 10010 (40.73914078212147, -73.98289845639863) | Con Edison | WALLACK MANAGEMENT | 13-21 EAST 22ND ST RE | 18 64TH STREET NEW YORK, NY 10065 (40.7669625971709, -73.96974699244231) | CB169002Z | 7/4/05 | FEDERAL FST-200 | 1 | 8.4 | 2002 | 2037 | DUAL FUEL | 5 to 10 years old | INDUSTRIAL COMBUSTION DEG-84P | #6 | 60772 | 42541 | 9116 | 6381 | Yes | 2021 | Walk-Up Apartments | 2 | 149276 | 1 | 12 | 128 | 129 | 1911 |  | YES
1014870039 | 520 76 STREET Manhattan, NY 10021 (40.76921616441234, -73.95137441875036) | Con Edison | 520E. 76TH ST APT CORP, C/O AKAM ASSOCIATES | AKAM ASSOCIATES | 4 PARK AVE MANHATTAN, NY 10016 (40.74650915812013, -73.98194367109245) | CA067878L | 7/5/05 | ROCKMILLS MP-175 | 1 | 7.4 | 1978 | 2013 |  | 31 to 35 years old | IND COMB INC DE-84-S | #6 | 60280 | 42196 | 9042 | 6329 | Yes | 2017 | Elevator Apartments | 5 | 81000 | 1 | 14 | 102 | 102 | 1964 |  | YES
1011280029 | 151 CENTRAL PARK Manhattan, NY 10023 (40.77820959304831, -73.9745580059666) | Con Edison | GUMBEY HAFT | KENILWORTH APARTMENTS | 415 MADISON AVENUE MANHATTAN, NY 10017 (40.756779530947306, -73.976317020908) | CA332170K | 7/5/05 | FEDERAL FLW 1822 | 1 | 7.8 | 1970 | 2010 |  | 36 - 40 year old | I.C.I. AM 7E | #6 | 60152 | 42106 | 9023 | 6316 | Yes | 2018 | Elevator Apartments | 6 | 124867 | 1 | 12 | 35 | 35 | 1907 |  | YES
1021700016 | 666 188 STREET Manhattan, NY 10040 (40.854289565836766, -73.93204883428295) | Con Edison | MAUER-BACH REALTY COMPANY | MAUER BACH REALTY | 666 188TH STREET MANHATTAN, NY 10040 (40.854289565836766, -73.93204883428295) | CA360884K | 7/6/05 | ROCKMILLS MP 150 | 1 | 6 | 1984 | 2019 |  | 26 to 30 years old | ICI DEG 63P | #6 | 60152 | 42106 | 9023 | 6316 | Yes | 2020 | Elevator Apartments | 10 | 98124 | 1 | 6 | 88 | 88 | 1920
1004730001 | 462 BROADWAY Manhattan, NY 10013 (40.721025227914254, -74.0004768261835) | Con Edison | MERINGOFF PROPERTIES | 462 BDWY LAND, L.P. | 30 26 STREET MANHATTAN, NY 10010 (40.74275006547988, -73.98664002838736) | CA303884J | 7/7/05 | ROCKMILLS MP200 | 1 | 7.8 | 1984 | 2019 |  | 26 to 30 years old | ICI DE 84P | #6 | 60048 | 42034 | 9007 | 6305 | Yes | 2013 | Elevator Apartments | 1 | 120900 | 2 | 6 | 0 | 9 | 1900
1014070051 | 150 73 STREET Manhattan, NY 10021 (40.77105551600956, -73.96166779898181) | Con Edison | 150 EAST 73RD STREET CORP. | 150 E 73 ST CORP- B.H | 770 LEXINGTON AVE MANHATTAN, NY 10021 (40.76920532766377, -73.959183941086) | CA319288J | 7/5/05 | FEDERAL FST 100 | 2 | 4.2 | 1988 | 2023 |  | 21 to 26 years old | ICI DEG 42 P | #4 | 60000 | 42000 | 8700 | 6090 | Yes | 2017 | Walk-Up Apartments | 4 | 97328 | 1 | 11 | 43 | 46 | 1923 |  | YES
1007790017 | 231 29 STREET Manhattan, NY 10001 (40.74825932371883, -73.99380555885725) | Con Edison | J.R. BUILDING ASSOCIATES | JR BUILDING ASSOCIATE | 1235 BROADWAY MANHATTAN, NY 10001 (40.74694649193549, -73.98845979260703) | CA179690X | 7/6/05 | ROCKMILLS MP-175 | 1 | 7.35 | 1990 | 2025 |  | 16 to 20 years old | ICI DEG-84P | #4 | 60000 | 42000 | 8700 | 6090 | Yes | 2019 | Elevator Apartments | 3 | 144323 | 1 | 15 | 14 | 14 | 1927
1008600061 | 28 31 STREET Manhattan, NY 10016 (40.745830143731034, -73.98430578521453) | Con Edison | ROGER WILLIAMS HOTEL ASSOCIATE | ROGERS WILLIAMS | 28 31 STREET MANHATTAN, NY 10016 (40.745830143731034, -73.98430578521453) | CA078472P | 7/5/05 | UNION IRON WORKS 70 | 2 | 4.2 | 1972 | 2010 |  | 36 - 40 year old | IRON FIREMAN A064.5 | #4 | 60000 | 42000 | 8700 | 6090 | Yes | 2020 | Condominiums | 3 | 94870 | 1 | 15 | 0 | 3 | 1931
1012430001 | 720 END AVENUE Manhattan, NY 10025 (40.79685012763133, -73.96372581059762) | Con Edison | THE SALVATION ARMY | THE SALVATION ARMY | 120 14th ST MANHATTAN, NY 10011 (40.7375884840363, -73.99745642032264) | CA423287H | 7/7/05 | FEDERAL FST 150 | 2 | 6.27 | 1987 | 2022 |  | 21 to 26 years old | ICI MMG 63 P | #4 | 60000 | 42000 | 8700 | 6090 | Yes | 2013 | Elevator Apartments | 6 | 237507 | 1 | 15 | 0 | 1 | 1927
1012337501 | 530 END AVENUE Manhattan, NY 10024 (40.78362556816552, -73.96653900057436) | Con Edison | % DARWOOD MGMT. INC. | THE SEXTON CONDOMINIU | 7700 LEXINGTON AVE MANHATTAN, NY 10065 (40.76430121303059, -73.96303993544461) | CA439584K | 7/7/05 | FEDERAL FST 150 | 1 | 5.95 | 1984 | 2019 |  | 26 to 30 years old | S T JOHNSON F D 68-CAHM-150 | #6 | 60000 | 42000 | 9000 | 6300 | Yes | 2013 | Loft Buildings | 6 | 59931 | 1 | 12 | 45 | 46 | 1912 | YES
1011500037 | 118 79 STREET Manhattan, NY 10024 (40.782631765485384, -73.97717244165587) | Con Edison | 118 TENANTS CORPORATION | 118 TENANTS CORP | 250 PARK AVE MANHATTAN, NY 10003 (40.738333453173844, -73.9878407889095) | CA288087Y | 7/6/05 | ROCKMILLS MP 150 | 1 | 6 | 1987 | 2022 |  | 21 to 26 years old | ICI DEG 63 P | #6 | 60000 | 42000 | 9000 | 6300 | Yes | 2020 | Elevator Apartments | 6 | 104238 | 1 | 14 | 50 | 50 | 1925 |  | YES
1021800192 | 120 BENNETT AVENUE Manhattan, NY 10033 (40.85421482045359, -73.93476336550253) | Con Edison | 120 BENNETT OWNERS CORP. | 120 BENNETT AVE OWNER | 60 CUTTER MILL ROAD GREAT NECK, NY 11021 (40.78585735300652, -73.73112088518786) | CA482187K | 7/7/05 | FEDERAL FST 175 | 1 | 7 | 1987 | 2022 |  | 21 to 26 years old | ICI DEG 84 P | #6 | 60000 | 42000 | 9000 | 6300 | Yes | 2020 | Educational Structures | 7 | 80600 | 1 | 6 | 84 | 84 | 1939 |  | YES
1021770046 | 5 CABRINI BOULEVARD Manhattan, NY 10033 (40.848639023871954, -73.94121150445261) | Con Edison | 1-5-9 CABRINI BLVD | BLOCKFRONT, CABRINI L | 401 END AVENUE NEW YORK, NY 10024 (40.78362556816552, -73.96653900057436) | CA265093Z | 7/7/05 | EXISTING ROCKMILLS MP #200 | 1 | 6.69 | 1993 | 2028 |  | 16 to 20 years old | INDUSTRIAL COMBUSTION DEG #84 | #6 | 60000 | 42000 | 9000 | 6300 |  |  | Elevator Apartments | 10 | 28835 | 1 | 5 | 35 | 35 | 1916
1011850032 | 320 76 STREET Manhattan, NY 10023 (40.78254656891997, -73.98302386501642) | Con Edison | 320 WEST 76TH CO-OP. CORP. | 320 WEST 76TH ST CORP | 8 38TH ST MANHATTAN, NY 10018 (40.75108854154199, -73.98303674630506) | CA079483P | 7/5/05 | ROCKMILLS MP 150 | 1 | 6 | 1983 | 2018 |  | 26 to 30 years old | ICI DEG 63P | #6 | 60000 | 42000 | 9000 | 6300 | Yes | 2015 | Elevator Apartments | 6 | 79050 | 1 | 11 | 74 | 75 | 1948 |  | YES
1021700353 | 82 WADSWORTH TERRACE Manhattan, NY 10040 (40.857146610269126, -73.93026675535606) | Con Edison | 72-82TERR.RLTY./SOLOFF | 72 & 82 TERRACE RLTYI | 2562 BRIGGS AVENUE BRONX, NY 10458 (40.863915448232135, -73.89343797788628) | CA619886Y | 7/6/05 | ROCKMILLS MP 150 | 1 | 6 | 1986 | 2021 |  | 21 to 26 years old | ICI DEG 63 P | #6 | 60000 | 42000 | 9000 | 6300 |  |  | Elevator Apartments | 10 | 32970 | 1 | 6 | 42 | 42 | 1927
1004000001 | 58 AVENUE Manhattan, NY 10009 (40.72664935898081, -73.97911148500697) | Con Edison | 72A RLTY ASSOC. | 72A REALTY ASSOCIATES | 66 AVENUE MANHATTAN, NY 10009 (40.72664935898081, -73.97911148500697) | CA308889L | 7/6/05 | ROCKMILLS MP4-162 | 1 | 5.95 | 1989 | 2024 |  | 21 to 26 years old | ICI DEG 63P | #6 | 60000 | 42000 | 9000 | 6300 | Yes | 2020 | Elevator Apartments | 2 | 79956 | 1 | 6 | 76 | 84 | 1940
1010070001 | 161 54 STREET Manhattan, NY 10019 (40.76315303901974, -73.9803118134292) | Con Edison | 853-7TH AVE ASSOCIATES | CONGRESS LLC | 91 31 QUEENS BOULEVARD ELMHURST, NY 11373 (40.73871040256307, -73.87835115518163) | CA145682K | 7/5/05 | ROCKMILLS MP150 | 1 | 6.3 | 1982 | 2017 |  | 26 to 30 years old | ICI MEG 63 P | #6 | 60000 | 42000 | 9000 | 6300 | Yes | 2017 | Elevator Apartments | 4 | 85309 | 1 | 15 | 54 | 59 | 1923
1000880018 | 225 BROADWAY Manhattan, NY 10007 (40.711843149995104, -74.00822898207605) | Con Edison | BRAUN MANAGMENT CO. | 225 BROADWAY COMPANY | 160 BROAWAY MANHATTAN, NY 10038 (40.70935929189784, -74.00307186237649) | CA405270M | 7/7/05 | ROCKMILLS MP 450 | 1 | 17.6 | 1970 | 2010 |  | 36 - 40 year old | IRON FIREMAN AO6.22.5 | #6 | 60000 | 42000 | 9000 | 6300 | Yes | 2018 | Elevator Apartments | 1 | 480831 | 1 | 44 | 0 | 146 | 1927
1013107501 | 141 55 STREET Manhattan, NY 10022 (40.75957062252872, -73.96986639825214) | Con Edison | CHURCH MGMT | 150 EAST 56 ST CONDO- | 6 43RD STREET MANHATTAN, NY 10017 (40.75381517729913, -73.97967506743592) | CA518785M | 7/5/05 | ROCKMILLS MP125 | 1 | 5 | 1985 | 2020 |  | 21 to 26 years old | ICI DEG 54P | #6 | 60000 | 42000 | 9000 | 6300 | Yes | 2020 | Condominiums | 4 | 63582 | 1 | 13 | 87 | 91 | 1956 | YES
1000560004 | 90 WEST STREET Manhattan, NY 10006 (40.7100534991568, -74.0146321549247) | Con Edison | FGP 90 WEST STREET INC. | B.C.R.E. - 90 WEST ST | 90 WEST STREET MANHATTAN, NY 10006 (40.7100534991568, -74.0146321549247) | CA043593L | 7/6/05 | ROCKMILLS MP 300 | 1 | 12.78 | 1993 | 2028 |  | 16 to 20 years old | I.C.I. DEG 145 P | #6 | 60000 | 42000 | 9000 | 6300 | Yes | 2016 | Elevator Apartments | 1 | 357000 | 1 | 24 | 410 | 413 | 1908
1021220105 | 558 164 STREET Manhattan, NY 10032 (40.837911337939886, -73.94052988201875) | Con Edison | G & L HOLDING COMPANY. | G & L HOLDING CORP | 919 BRONX NY 10451 (40.82069640711353, -73.92384136798472) | CA201890Z | 7/7/05 | FEDERAL EASTMOND FST 125 | 1 | 5.25 | 1990 | 2025 |  | 16 to 20 years old | ICI DEG54P | #6 | 60000 | 42000 | 9000 | 6300 | Yes | 2022 | Elevator Apartments | 10 | 56634 | 1 | 6 | 54 | 54 | 1910
1015160069 | 1075 PARK AVENUE Manhattan, NY 10128 (40.78120785811501, -73.95628414166367) | Con Edison | INSIGNIA RESIDENTIAL GROUP | 1075 PARK CORP | 675 THIRD AVENUE MANHATTAN, NY 10019 (40.76761164715987, -73.99180550022362) | CA230468X | 7/7/05 | ROCKMILLS (2) MP-200 | 2 | 7.7 | 1968 | 2010 |  | 41 - 45 years old | YORK # FA-225-6 | #6 | 60000 | 42000 | 9000 | 6300 | Yes | 2016 | Elevator Apartments | 4 | 142368 | 1 | 14 | 56 | 59 | 1922 |  | YES
1022430090 | 229 SEAMAN AVENUE Manhattan, NY 10034 (40.87133329715169, -73.91873707809886) | Con Edison | PARK TERRACE PROPERTIES/DFG MGMT | PARK TERRACE REALTY, | 150568 BROOKLYN NY 11215 (40.665557251366124, -73.97968153557434) | CA280788K | 7/5/05 | ROCKMILLS MP 125 | 1 | 5 | 1988 | 2023 |  | 21 to 26 years old | ICI DEG 54P | #6 | 60000 | 42000 | 9000 | 6300 | Yes | 2013 | Walk-Up Apartments | 7 | 107106 | 4 | 6 | 228 | 228 | 1924
1022430090 | 31 PARK TERRACE Manhattan, NY 10034 (40.86994254452743, -73.91742105057428) | Con Edison | PARK TERRACE REALTY LLC./DFG MGMT SERVICE | PARK TERRACE REALTY, | 150568 BROOKLYN NY 11215 (40.665557251366124, -73.97968153557434) | CA281588K | 7/5/05 | ROCKMILLS MP125 | 1 | 5 | 1988 | 2023 |  | 21 to 26 years old | ICI-DEG 54P | #6 | 60000 | 42000 | 9000 | 6300 | Yes | 2013 | Walk-Up Apartments | 7 | 107106 | 4 | 6 | 228 | 228 | 1924
1021490084 | 90 LAUREL HILL TERRACE Manhattan, NY 10033 (40.850664112320466, -73.92752488334915) | Con Edison | PARKOFF OPERATING CORP. | LAUREL HILL ASSOC. | 100 CEDAEHURAST AVE CEDARHURST, NY 11516 (40.626544578269716, -73.72790496674077) | CA288287Z | 7/6/05 | ROCKMILLS MP 175 | 1 | 52.5 | 1987 | 2022 |  | 21 to 26 years old | ICI DEG 84 P | #6 | 60000 | 42000 | 9000 | 6300 | Yes | 2019 | Elevator Apartments | 10 | 88578 | 1 | 6 | 84 | 84 | 1960
1015130070 | 1009 PARK AVENUE Manhattan, NY 10028 (40.77923834287088, -73.9577230569106) | Con Edison | PARKTON ASSOC, C/O HI-RISE REALTY MGMT | PARKTON ASSOCIATES, L | 1009 PARK AVE NEW YORK, NY 10028 (40.77923834287088, -73.9577230569106) | CA382569H | 7/7/05 | PACIFIC MODEL # 222 | 1 | 4.2 | 1969 | 2010 |  | 41 - 45 years old | PETRO WD-5 | #6 | 60000 | 42000 | 9000 | 6300 | Yes | 2013 | Elevator Apartments | 4 | 63167 | 1 | 14 | 27 | 28 | 1924
1021800067 | 56 BENNETT AVENUE Manhattan, NY 10033 (40.8521553730065, -73.93579758583621) | Con Edison | RA COHEN & ASSOCIATES | 56 BENNETT, LLC | 60 42 ST MANHATTAN, NY 10165 (40.751926000284755, -73.97926500017957) | CA336389N | 7/6/05 | ROCKMILLS MP 175 | 1 | 6.23 | 1989 | 2024 |  | 21 to 26 years old | ICI MMG 84 P | #6 | 60000 | 42000 | 9000 | 6300 | Yes | 2020 | Elevator Apartments | 7 | 81909 | 1 | 6 | 75 | 75 | 1920 |  | YES
1021350017 | 845 RIVERSIDE DRIVE Manhattan, NY 10032 (40.83638126461261, -73.9467603213734) | Con Edison | RIVERSIDE REALTY ENTERPRI | RIVERSIDE NY LLC |  | CA063587N | 7/5/05 | ROCKMILLS MP 4-122 | 1 | 4.35 | 1987 | 2022 |  | 21 to 26 years old | ICI DEG 54 P | #6 | 60000 | 42000 | 9000 | 6300 | Yes | 2015 | Elevator Apartments | 7 | 65256 | 1 | 6 | 53 | 53 | 1920
1004680027 | 236 13 STREET Manhattan, NY 10003 (40.73222449680736, -73.98686893024762) | Con Edison | STELLAR MANAGEMENT CO., INC. | NEXT GENERATION 13THS | 156 WILLIAM STREET MANHATTAN, NY 10038 (40.70999054661479, -74.0060256431043) | CA081987L | 7/6/05 | FEDERAL FST 125 | 1 | 5 | 1987 | 2022 |  | 21 to 26 years old | ICI DEG 54 P | #6 | 60000 | 42000 | 9000 | 6300 | Yes | 2018 | Elevator Apartments | 2 | 53412 | 3 | 6 | 84 | 90 | 1900
1013670026 | 20 SUTTON PLACE Manhattan, NY 10022 (40.758064665844124, -73.96020477216054) | Con Edison | 20 SUTTON PLACE SO. INC. % JC LAMB CO. | 20 SUTTON PL SOUTH IN | 20 SUTTON PLACE NEW YORK, NY 10022 (40.756503481970185, -73.96128437214662) | CB152306X | 7/5/05 | BEST 4C - 200 (NEW) | 1 | 6.6 | 2006 | 2041 | DUAL FUEL | Fewer than 5 years old | ICI DEG - 84P (NEW) | #6 | 59940 | 41958 | 8991 | 6294 | Yes | 2017 | Elevator Apartments | 5 | 155938 | 1 | 20 | 88 | 88 | 1953 |  | YES
1008630004 | 347 5 AVENUE Manhattan, NY 10016 (40.74821954900994, -73.9846663506232) | Con Edison | EMPIRE MANGEMENT CORP. | REGENCY ENTERPRISES | 347 5 AVENUE MANHATTAN, NY 10016-5010 (40.74821954900994, -73.9846663506232) | CA221998Z | 7/6/05 | EASTMOND ESP 200 | 1 | 7.77 | 1998 | 2033 | DUAL FUEL | 11 to 15 years old | INDUSTRIAL COMB. DEG-84 P | #6 | 59940 | 41958 | 8991 | 6294 | Yes | 2013 | Loft Buildings | 3 | 107637 | 1 | 16 | 0 | 14 | 1907
1011500001 | 173 78 STREET Manhattan, NY 10024 (40.782226362998614, -73.97818885367379) | Con Edison | JANOFF & OLSHAN | NEW AMSTERDAM REALTYC | 654 MADISON AVE MANHATTAN, NY 10021 (40.76920532766377, -73.959183941086) | CA204199H | 7/4/05 | YORK SHIPLEY WBL 200 | 1 | 6.7 | 1999 | 2034 | DUAL FUEL | 11 to 15 years old | INDUSTRIAL COMB. DEG-84 P | #6 | 59940 | 41958 | 8991 | 6294 | Yes | 2020 | Elevator Apartments | 6 | 96992 | 1 | 15 | 84 | 90 | 1929
1013740045 | 30 60 STREET Manhattan, NY 10022 (40.7640865075239, -73.97072773011179) | Con Edison | NY PK. N. SALEM . %WALTER & SAMUELS INC. | FORTUSA REALTY CORP | 419 PARK AVENUE NEW YORK, NY 10016 (40.743735340676835, -73.98364802421948) | CB217401P | 7/5/05 | EASTMOND-ESP-200 | 1 | 0 | 2001 | 2036 | DUAL FUEL | 5 to 10 years old | ICI-DEG-84P | #6 | 59940 | 41958 | 8991 | 6294 | Yes | 2014 | Elevator Apartments | 4 | 92550 | 1 | 16 | 0 | 63 | 1917
1014940069 | 1016 5 AVENUE Manhattan, NY 10028 (40.779427200497025, -73.96192289078738) | Con Edison | 1016 FIFTH AVE. CORP. | 1016 PROPERTIES INC | 675 THIRD AVENUE MANHATTAN, NY 10017 (40.75129610835038, -73.97404990585339) | CA420269K | 7/5/05 | FITZGIBBONS 32 | 1 | 9.24 | 1969 | 2010 |  | 41 - 45 years old | PETRO W6AH | #6 | 59860 | 41902 | 8979 | 6285 | Yes | 2014 | Elevator Apartments | 4 | 166600 | 1 | 15 | 60 | 65 | 1929 |  | YES
1007227501 | 418 25 STREET Manhattan, NY 10001 (40.74806211057015, -74.00114683383241) | Con Edison | 418 WEST 25 STREET ASSOC. |  | 86 CHAMBERS STREET NEW YORK, NY 10007 (40.71448921749818, -74.00707079556196) | CA341595K | 7/6/05 | FEDERAL FST-200 | 1 | 7.77 | 1995 | 2030 | DUAL FUEL | 11 to 15 years old | INDUSTRIAL COMB. DEG-84 (P) | #6 | 59662 | 41764 | 8949 | 6265 | Yes | 2022 | Elevator Apartments | 3 | 94597 | 1 | 9 | 79 | 79 | 1912 | YES
1011860087 | 310 79 STREET Manhattan, NY 10024 (40.784393286115204, -73.98133651461852) | Con Edison | 310 W. 79 APT. LAWRENCE PROPERTIES | 310 WEST 79TH APARTME | 150 30TH STREET MANHATTAN, NY 10001 (40.747873861245175, -73.99111945938847) | CA104778Y | 7/6/05 | ROCKMILLS MP-100 | 1 | 4.2 | 1978 | 2013 |  | 31 to 35 years old | I.C.I. DE 42(P) | #6 | 59568 | 41698 | 8935 | 6255 | Yes | 2016 | Elevator Apartments | 6 | 58266 | 1 | 12 | 35 | 35 | 1910 |  | YES
1004970018 | 560 BROADWAY Manhattan, NY 10012 (40.72408292281392, -73.9978957719594) | Con Edison | NEWMARK & LEWIS CO | 560 ASSOCIATES DELAWA | 594 BROADWAY MANHATTAN, NY 10012 (40.725076114188276, -73.99702114886225) | CA332887H | 7/6/05 | FEDERAL FST 200 | 1 | 8.2 | 1987 | 2022 |  | 21 to 26 years old | ICI DEG 84 P | #6 | 59459 | 41621 | 8919 | 6243 | Yes | 2017 | Walk-Up Apartments | 1 | 122454 | 1 | 6 | 0 | 44 | 1900
1021770118 | 854 181 STREET Manhattan, NY 10033 (40.851300585349264, -73.94009719850571) | Con Edison | 854 WEST 181ST CORP. | 854 W 181 CORP | 87 14 116 STREET RICHMOND HILL, NY 11418 (40.69637041236467, -73.84031024991805) | CA366984P | 7/7/05 | ROCKMILLS MP-100 | 1 | 4.5 | 1984 | 2019 |  | 26 to 30 years old | I.C.I. MEG-42P | #6 | 59400 | 41580 | 8910 | 6237 | Yes | 2017 | Elevator Apartments | 7 | 56814 | 1 | 6 | 59 | 60 | 1909 |  | YES
1021740020 | 52 ARDEN STREET Manhattan, NY 10040 (40.86260134709692, -73.92760431880305) | Con Edison | 52 ARDEN ASSOCIATES | 52 ARDEN ASSOCIATES,L | 5925 BROADWAY BRONX, NY 10463 (40.888406443876256, -73.899128719106) | CA311683N | 7/6/05 | ROCKMILLS MP4-122 | 1 | 5.9 | 1983 | 2018 | DUAL FUEL | 26 to 30 years old | HEV-E-OIL MEG 54 P | #6 | 59374 | 41562 | 8906 | 6234 | Yes | 2014 | Elevator Apartments | 10 | 75352 | 1 | 6 | 72 | 80 | 1920
1012520005 | 202 RIVERSIDE DRIVE Manhattan, NY 10025 (40.793690447881715, -73.97635700935768) | Con Edison | 93 BUILDING CORP. | TERRACE COURT, LLC | 315 CENTRAL PK NEW YORK, NY 10025 (40.78865424451766, -73.96689614160942) | CB007108K | 7/4/05 | FEDERAL FST - 100 (NEW) | 2 | 3.3 | 2008 | 2043 | DUAL FUEL | Fewer than 5 years old | ICI DEG - 42P (NEW) | #6 | 59350 | 41545 | 8902 | 6232 | Yes | 2022 | Elevator Apartments | 6 | 102791 | 1 | 9 | 90 | 90 | 1905
1014130057 | 136 79 STREET Manhattan, NY 10021 (40.76920532766377, -73.959183941086) | Con Edison | 136 E. 79 ST. CORP. % BROWN, HARRIS, STEVENS | 136 E 79 ST CORPC/O B | 770 LEXINGTON AVENUE NEW YORK, NY 10021 (40.76851425537591, -73.96362286271633) | CB105605M | 7/7/05 | BEST 5C-100 | 2 | 3.3 | 2005 | 2040 | DUAL FUEL | 5 to 10 years old | ICI DEG-42P | #6 | 59349 | 41544 | 8902 | 6232 | Yes | 2013 | Store Buildings | 4 | 107231 | 1 | 14 | 25 | 25 | 1929 |  | YES
1013190012 | 227 45 STREET Manhattan, NY 10017 (40.75245688816973, -73.97239760618223) | Con Edison | BENITA HOLDINGS LLC | BENITA HOLDINGS | 630 FIRST AVENUE MANHATTAN, NY 10016 (40.7454058481286, -73.97231905344609) | CB011909Z | 7/7/05 | BEST 5C - 100 (NEW) | 2 | 3.3 | 2009 | 2044 | DUAL FUEL | Fewer than 5 years old | ICI DEG - 42 (P) (NEW) | #6 | 59290 | 41503 | 8894 | 6225 | Yes | 2019 | Elevator Apartments | 4 | 122681 | 1 | 16 | 0 | 5 | 1928
1008667501 | 11 36 STREET Manhattan, NY 10016 (40.74945068483676, -73.98289247638084) | Con Edison | WINOKER REALTY CO. |  | 1410 BROADWAY MANHATTAN, NY 10018 (40.75328390910528, -73.98719383981074) | CA247788X | 7/5/05 | FEDERAL FST 100 | 2 | 4.1 | 1988 | 2023 |  | 21 to 26 years old | ICI DEG 42 P | #4 | 59290 | 41503 | 8597 | 6018 |  |  | Walk-Up Apartments | 3 | 70880 | 1 | 14 | 67 | 105 | 1912
1010450037 | 310 55 STREET Manhattan, NY 10019 (40.76555142492002, -73.98420470796138) | Con Edison | EXCELSIOR MANAGEMENT | 310 W 55 ST OWNERS IN | 770 LEXINGTON AVE MANHATTAN, NY 10065 (40.76307014183385, -73.96759762551441) | CA056681Y | 7/6/05 | FEDERAL FST-100 | 1 | 4.2 | 1981 | 2016 |  | 26 to 30 years old | INDUSTRIAL COMBUSTION DEG-42 (P) | #6 | 59276 | 41493 | 8891 | 6224 | Yes | 2015 | Walk-Up Apartments | 3 | 57500 | 1 | 6 | 62 | 62 | 1941 |  | YES
1021710001 | 10 HILLSIDE AVENUE Manhattan, NY 10040 (40.85892726788717, -73.93057252484601) | Con Edison | GRANITE REALTY LLC | GRANITE REALTY LLC | 2207 CONEY ISLAND AVENUE BROOKLYN, NY 11223 (40.60328584975498, -73.96145921904193) | CA173685Y | 7/4/05 | BEST BOILER INC #5C-150 | 1 | 6.3 | 1985 | 2020 |  | 21 to 26 years old | ICI MM-63P | #4 | 59130 | 41391 | 8574 | 6002 | Yes | 2021 | Loft Buildings | 10 | 121800 | 1 | 7 | 101 | 110 | 1942
1015810030 | 110 END AVENUE Manhattan, NY 10028 (40.776344978837756, -73.95296667956859) | Con Edison | WEINREB MANAGEMENT | ONE TEN E END ASSOCIA | 276 RIVERSIDE DRIVE MANHATTAN, NY 10025 (40.79837591565439, -73.97328132801744) | CA084498Y | 7/5/05 | ROCKMILLS MP-150 | 1 | 5.95 | 1998 | 2033 | DUAL FUEL | 11 to 15 years old | HEVE (ICI) DEG-63 P | #6 | 59130 | 41391 | 8870 | 6209 | Yes | 2021 | Office Buildings | 5 | 150754 | 1 | 14 | 144 | 146 | 1951
1011670001 | 320 END AVENUE Manhattan, NY 10023 (40.774536138232236, -73.97994335610099) | Con Edison | 320 WESTEND AVE/ JRD MGMT | 320 OWNERS CORP | 300 55th STREET MANHATTAN, NY 10019 (40.76543669712509, -73.98393298423655) | CA103579R | 7/5/05 | ROCKMILLS MP-125 | 1 | 5.2 | 1979 | 2014 |  | 31 to 35 years old | INDUSTRIAL COMBUSTION DE-54(P) | #6 | 59120 | 41384 | 8868 | 6208 | Yes | 2017 | Walk-Up Apartments | 6 | 77008 | 1 | 15 | 33 | 34 | 1924 |  | YES
1011680010 | 235 76 STREET Manhattan, NY 10023 (40.78183437375098, -73.98120195938132) | Con Edison | COLORADO ASSOCIATES | COLORADO ASSOCIATES, | 421 SEVENTH AVENUE NEW YORK, NY 10001 (40.750451044712975, -73.99100696521498) | CB042203H | 7/4/05 | FEDERAL FST-200 (EXTG) | 1 | 6.7 | 2003 | 2038 | DUAL FUEL | 5 to 10 years old | INDUSTRIAL COMBUSTION DEG-84P (NEW) | #6 | 59108 | 41376 | 8866 | 6206 | Yes | 2018 | Elevator Apartments | 6 | 170800 | 1 | 15 | 77 | 83 | 1925
1011620141 | 220 71 STREET Manhattan, NY 10023 (40.77824372990067, -73.98301873834967) | Con Edison | MOSHE GLICKMAN | 220 WEST 71ST STREET | 276 RIVERSIDE DRIVE MANHATTAN, NY 10025 (40.79837591565439, -73.97328132801744) | CA007870M | 7/6/05 | YORK SHIPLEY #WBL-90 | 1 | 2.8 | 1970 | 2010 |  | 36 - 40 year old | HEV-E-OIL #AM 4 1/2 DH | #4 | 59000 | 41300 | 8555 | 5988 |  |  | Elevator Apartments | 6 | 38463 | 1 | 10 | 37 | 37 | 1920
1008490026 | 35 20 STREET Manhattan, NY 10003 (40.739021678276224, -73.98937677752501) | Con Edison | ABC REALLTY | GRAMERCY EQUITIES COR | 152 57TH ST NEW YORK, NY 10019 (40.7652269056544, -73.97932477205438) | CA144581R | 7/7/05 | ROCKMILLS MP-80 | 1 | 2.9 | 1981 | 2016 | DUAL FUEL | 26 to 30 years old | INDUSTRIAL COMBUSTION MMG-34-P | #4 | 58950 | 41265 | 8548 | 5983 |  |  | Elevator Apartments | 2 | 33390 | 1 | 8 | 6 | 8 | 1900
1021570050 | 408 AUDUBON AVENUE Manhattan, NY 10033 (40.851471610614226, -73.93038843911982) | Con Edison | AUDUBON REALTY NY LLC | AUDUBON AVENUE, LLC | 1920 NEW YORK, NY 10116 (40.8110019996426, -73.95309800037239) | CA354594L | 7/5/05 | FEDERAL FST-150 | 1 | 6.69 | 1994 | 2029 |  | 16 to 20 years old | INDUSTRIAL COMB. #MMG-63 (P) | #4 | 58802 | 41161 | 8526 | 5968 | Yes | 2017 | Walk-Up Apartments | 10 | 58295 | 3 | 5 | 80 | 80 | 1912
1008587501 | 31 28 STREET Manhattan, NY 10016 (40.74393506557444, -73.98544875501233) | Con Edison | STERING 28 LLC |  | 900 THIRD AVENUE MANHATTAN, NY 10022 (40.758352298932465, -73.96895614035589) | CA072080Z | 7/6/05 | ROCKMILLS MP-478 | 1 | 3.1 | 1980 | 2015 | DUAL FUEL | 26 to 30 years old | I C I MEG-34-P | #6 | 58792 | 41154 | 8819 | 6173 |  |  | Educational Structures | 2 | 48917 | 1 | 12 | 21 | 42 | 1913
1014960001 | 1030 5 AVENUE Manhattan, NY 10028 (40.780380481848056, -73.96123041282482) | Con Edison | 1035 5TH AVENUE CORP. | 1030 5TH AVE CORP | 1030 FIFTH AVE MANHATTAN, NY 10017 (40.75245652744684, -73.97297648087982) | CA207571Z | 7/6/05 | CLEAVER BROOK CB655X150 | 1 | 5.6 | 1971 | 2010 |  | 36 - 40 year old | CLEAVER BROOK INTEGRAL | #6 | 58692 | 41084 | 8804 | 6163 | Yes | 2016 | Elevator Apartments | 4 | 86666 | 1 | 13 | 18 | 18 | 1925 |  | YES
1005800065 | 175 VARICK STREET Manhattan, NY 10014 (40.72734387091463, -74.00555149494942) | Con Edison | 175 VARICK STREET LLC | EXTELL VARICK LLC | 9410 BUNSEN PKWAY SUITE 350 N Y 10013 (40.721242188776046, -74.00888900022716) | CB066600H | 7/7/05 | FEDERAL FST-200 | 1 | 8.2 | 2000 | 2035 | DUAL FUEL | 5 to 10 years old | IND.COMB DEG 84 P | #4 | 58500 | 40950 | 8482 | 5938 | Yes | 2020 | Walk-Up Apartments | 3 | 130240 | 1 | 10 | 0 | 13 | 1926
1005190044 | 210 6 AVENUE Manhattan, NY 10014 (40.72710376429757, -74.00333510543773) | Con Edison | CARLTON TENANTS CORP. | CHARLTON TENANTS CORP | 10 COLUMBUS CIRCLE NEW YORK, NY 10019-1383 (40.76817668191046, -73.98233750085251) | CA005183L | 7/5/05 | FEDERAL FST-80 | 1 | 3.6 | 1983 | 2018 |  | 26 to 30 years old | I.C.I. MMG-34-P | #4 | 58400 | 40880 | 8468 | 5928 |  |  | Hospitals & Health | 3 | 33204 | 1 | 6 | 46 | 49 | 1930
1021360020 | 838 RIVERSIDE DRIVE Manhattan, NY 10032 (40.836048515461755, -73.94595093154703) | Con Edison | OAK POINT MANAGEMENT INC. | OAK POINT REALTY LLC | 4179 PARKSIDE STATION FOREST HILLS, NY 11375 (40.720707263029794, -73.84628429608335) | CA084785R | 7/7/05 | GENERAL G-608-45 | 1 | 5.25 | 1985 | 2020 |  | 21 to 26 years old | I C I MM 63 (P) | #4 | 58400 | 40880 | 8468 | 5928 | Yes | 2016 | Elevator Apartments | 7 | 56190 | 1 | 6 | 61 | 61 | 1920
1020080006 | 141 139 STREET Manhattan, NY 10030 (40.81717834247147, -73.94017983667733) | Con Edison | TRYAX RELATY MGMT. INC. | KENSINGTON ASSOCIATES | 1476 WALTON AVE BRONX, NY 10452 (40.841136727003224, -73.91477088050677) | CA154980N | 7/4/05 | ROCKMILLS #MP-150 | 1 | 5.6 | 1980 | 2015 |  | 26 to 30 years old | INDUSTRIAL COMBUSTION #DEG-63 (P) | #4 | 58400 | 40880 | 8468 | 5928 | Yes | 2018 | Elevator Apartments | 9 | 64885 | 1 | 5 | 133 | 133 | 1927
1008790001 | 303 PARK AVENUE Manhattan, NY 10010 (40.7402358345085, -73.98620908816444) | Con Edison | 303 PARK AVE S. ASSOCIATES | FRIEDMAN FAMILY REAL | 152 57 STREET NYC, NY 10019 (40.76492963045104, -73.97870228969026) | CA066085R | 7/7/05 | ROCKMILLS MP-150 | 1 | 5.6 | 1985 | 2020 |  | 21 to 26 years old | IND COMB INC DE-63(P) | #6 | 58400 | 40880 | 8760 | 6132 | Yes | 2019 | Elevator Apartments | 2 | 75119 | 1 | 5 | 48 | 61 | 1930
1012470050 | 334 86 STREET Manhattan, NY 10024 (40.789229843508686, -73.97875745124132) | Con Edison | 86 ST.APT CORP%JEFFREY FRIEDMAN | 86TH ST APT CORP | 450 SEVENTH AVE N Y 10123 (40.7508900001734, -73.99041199981389) | CB284200K | 7/6/05 | FEDERAL FST 175 | 1 | 7.35 | 2000 | 2035 | DUAL FUEL | 5 to 10 years old | ICI DEG 84 P | #6 | 58400 | 40880 | 8760 | 6132 | Yes | 2017 | Condominiums | 6 | 87573 | 1 | 15 | 45 | 47 | 1924 |  | YES
1013800069 | 4 66 STREET Manhattan, NY 10021 (40.76920532766377, -73.959183941086) | Con Edison | BROWN HARRIS STEVENS,INC. | FIFTH AVE AND 66 ST C | 770 LEXINGTON AVENUE MANHATTAN, NY 10065 (40.76307014183385, -73.96759762551441) | CA389469M | 7/7/05 | KEWANEE 419 | 1 | 5.6 | 1969 | 2010 |  | 41 - 45 years old | HEVEOIL AM7E | #6 | 58400 | 40880 | 8760 | 6132 | Yes | 2020 | Elevator Apartments | 4 | 94479 | 1 | 11 | 17 | 17 | 1920 |  | YES
1013450041 | 320 53 STREET Manhattan, NY 10022 (40.75651313454027, -73.96667460515806) | Con Edison | DENIHAN COMPANY | THE ANIMAL MEDICAL CE | 500 37 STREET MANHATTAN, NY 10018 (40.756489073631485, -73.9978230684775) | CA066776X | 7/7/05 | SPENCER 4F-675-50 | 1 | 5.7 | 1976 | 2011 |  | 31 to 35 years old | ST JOHNSON FD-68A 150 | #6 | 58400 | 40880 | 8760 | 6132 | Yes | 2015 | Walk-Up Apartments | 5 | 62307 | 2 | 10 | 76 | 78 | 1929
1015650028 | 446 86 STREET Manhattan, NY 10028 (40.776404205616295, -73.94831276093662) | Con Edison | ELLIVKROY RLTY.CORP. | DEBORAH B. GOLDMAN | 148 37TH MANHATTAN, NY 10018 (40.75251096987246, -73.98836465376176) | CA246189J | 7/6/05 | ROCKMILLS MP150S.S | 1 | 6.3 | 1989 | 2024 |  | 21 to 26 years old | ICI DEG63P | #6 | 58400 | 40880 | 8760 | 6132 | Yes | 2015 | Office Buildings | 5 | 82430 | 1 | 14 | 91 | 96 | 1959 |  | YES
1000900014 | 5 BEEKMAN STREET Manhattan, NY 10038 (40.71141151375541, -74.0067274673817) | Con Edison | LARSAN HOLDING CORP. | CF BEEKMAN LLC | 1220 BROADWAY MANHATTAN, NY 10001 (40.74688056240922, -73.9883992370322) | CA062998N | 7/6/05 | (EXIST)FEDERAL FST-200 | 1 | 7.7 | 1998 | 2033 | DUAL FUEL | 11 to 15 years old | (NEW)IRON FIREMAN EED-GO-6 8.5 | #6 | 58400 | 40880 | 8760 | 6132 | Yes | 2020 | Walk-Up Apartments | 1 | 128220 | 3 | 10 | 0 | 77 | 1900
1013450041 | 320 53 STREET Manhattan, NY 10022 (40.75651313454027, -73.96667460515806) | Con Edison | LYDEN HOUSE | THE ANIMAL MEDICAL CE | 510 62nd STREET MANHATTAN, NY 10065 (40.760476143733335, -73.95827185563301) | CA084179R | 7/5/05 | BURNHAM SPENCER 4F-675-50(LEFT) | 1 | 5.6 | 1979 | 2014 |  | 31 to 35 years old | S.T JOHNSON FD68CAHM52-150(LEFT) | #6 | 58400 | 40880 | 8760 | 6132 | Yes | 2015 | Office Buildings | 5 | 62307 | 2 | 10 | 76 | 78 | 1929
1012880059 | 18 53 STREET Manhattan, NY 10022 (40.75990114973359, -73.97467314650464) | Con Edison | MACKLOWE MGMT. | 53RD STREET AND MADIS | 142 57TH STREET MANHATTAN, NY 10019 (40.764814747844206, -73.97843025634768) | CA552169H | 7/6/05 | KEWANEE LW884 | 1 | 4.5 | 1969 | 2010 |  | 41 - 45 years old | PETRO WD5AH | #6 | 58400 | 40880 | 8760 | 6132 |  |  | Elevator Apartments | 3 | 78530 | 1 | 30 | 0 | 1 | 2007
1013417505 | 865 1 AVENUE Manhattan, NY 10017 (40.752924180293576, -73.96695010093117) | Con Edison | MACKLOWE REAL ESTATE |  | 97 77 QUEENS BLVD REGO PARK, NY 11374 (40.72646491702238, -73.86148084756303) | CA062078K | 7/5/05 | ROCKMILLS MP125 | 1 | 5.6 | 1978 | 2013 |  | 31 to 35 years old | I.C.I. DE 63 S | #6 | 58400 | 40880 | 8760 | 6132 | Yes | 2021 | Walk-Up Apartments | 4 | 71206 | 1 | 16 | 81 | 84 | 1930 | YES
1014050051 | 142 71 STREET Manhattan, NY 10021 (40.76967935928505, -73.9626662261048) | Con Edison | MARLANDE HEATING | HIRSCH, MARK S | 1133 BROADWAY NEW YORK, NY 10010 (40.743831409426136, -73.98905094736057) | CA248081R | 7/5/05 | FEDERAL BOILER FST-150 | 1 | 5.6 | 1981 | 2016 |  | 26 to 30 years old | INDUSTRIAL COMBUSTION MODEL DEG-63-P | #6 | 58400 | 40880 | 8760 | 6132 | Yes | 2015 | Walk-Up Apartments | 4 | 88829 | 1 | 11 | 42 | 48 | 1927 |  | YES
1012520020 | 677 END AVENUE Manhattan, NY 10025 (40.79685012763133, -73.96372581059762) | Con Edison | WPG RESIDENTIAL INC. | 677 TENANTS CORP | 1740 BROADWAY NEW YORK, NY 10019 (40.76509834187077, -73.98206124052132) | CA303195Y | 7/6/05 | ROCKMILLS MP-175 | 1 | 7.35 | 1995 | 2030 | DUAL FUEL | 11 to 15 years old | I.C. DEG-84P | #6 | 58400 | 40880 | 8760 | 6132 | Yes | 2022 | Elevator Apartments | 6 | 67953 | 1 | 15 | 63 | 65 | 1927 |  | YES
1008650032 | 20 PARK AVENUE Manhattan, NY 10016 (40.74794193625121, -73.98087160594474) | Con Edison | SP20 LLC - % STONEHENGE MGMT LLC | SP 20 PARK LLC | 235 48 STREET NEW YORK, NY 10025 (40.586052788555, -73.98952721283193) | CB021607N | 7/6/05 | BEST 5B-90 (NEW) | 2 | 3 | 2007 | 2042 | DUAL FUEL | Fewer than 5 years old | INDUSTRIAL COMBUSTION MMG-42P | #4 | 58254 | 40778 | 8447 | 5913 | Yes | 2015 | Walk-Up Apartments | 3 | 101306 | 1 | 20 | 96 | 102 | 1939
1007850018 | 237 35 STREET Manhattan, NY 10001 (40.752138063383725, -73.99115560732379) | Con Edison | 35TH STREET ASSOCIATES | 35TH STREET ASSOCIATE | 205 LEXINGTON AVE MANHATTAN, NY 10016 (40.74526195660394, -73.9805478500142) | CA119369P | 7/5/05 | FITZGIBBONS 30 | 2 | 6.7 | 1969 | 2010 |  | 41 - 45 years old | PETRO W6AH | #6 | 58200 | 40740 | 8730 | 6111 | Yes | 2015 | Walk-Up Apartments | 3 | 144141 | 1 | 17 | 0 | 17 | 1924
1021380147 | 630 170 STREET Manhattan, NY 10032 (40.84271765838823, -73.94002616873746) | Con Edison | PRESBYTERIAN SYSTEMS CORP | ROYAL CHARTER PROPERT | 600 165TH STREET MANHATTAN, NY 10032 (40.83923808325091, -73.94130524398712) | CA056082M | 7/5/05 | FEDERAL FST-125 | 1 | 4.96 | 1982 | 2017 |  | 26 to 30 years old | INDUSTRIAL COMBUSTION DEG-54P | #4 | 58100 | 40670 | 8424 | 5897 | Yes | 2018 | Walk-Up Apartments | 10 | 52921 | 1 | 5 | 64 | 65 | 1924
1014150021 | 251 60 STREET Manhattan, NY 10022 (40.76171165494482, -73.9649682600435) | Con Edison | CHAS. HGREENTHAL MGMT | KFJ REALTY LLC | 4 PARK AVENUE MANHATTAN, NY 10016 (40.74650915812013, -73.98194367109245) | CA236483L | 7/5/05 | ROCKMILLS MP 100 | 1 | 3.9 | 1983 | 2018 |  | 26 to 30 years old | S.T.JOHNSON FD68 CAHM-100 | #6 | 58000 | 40600 | 8700 | 6090 | Yes | 2015 | Elevator Apartments | 4 | 103304 | 2 | 6 | 94 | 108 | 1940
1015090006 | 111 80 STREET Manhattan, NY 10021 (40.76920532766377, -73.959183941086) | Con Edison | BLDG MANAGEMENT CO., INC. | IG SECOND GENERATION | 52 VANDERBILT AVENUE MANHATTAN, NY 10016 (40.745242969987146, -73.97823298586354) | CA056181H | 7/4/05 | FEDERAL FST-125 | 1 | 5.25 | 1981 | 2016 |  | 26 to 30 years old | INDUSTRIAL COMBUSTION MMG-54(S) | #4 | 57999 | 40599 | 8410 | 5887 | Yes | 2019 | Walk-Up Apartments | 4 | 52272 | 1 | 9 | 33 | 33 | 1925
1010300046 | 222 59 STREET Manhattan, NY 10019 (40.76711308568195, -73.97968827471686) | Con Edison | GAINSBOROUGH STUDIOS INC. | GAINSBOROUGH STUDIOS | 222 CENTRAL PARK MANHATTAN, NY 10019 (40.76711308568195, -73.97968827471686) | CA143180L | 7/7/05 | FEDERAL FST 70 | 2 | 2.94 | 1980 | 2015 | DUAL FUEL | 26 to 30 years old | HEV-E DEG 42 Y-P | #6 | 57987 | 40591 | 8698 | 6089 | Yes | 2020 | Elevator Apartments | 4 | 62800 | 1 | 8 | 30 | 32 | 1908 |  | YES
1008150039 | 110 40 STREET Manhattan, NY 10018 (40.75400458710663, -73.98618910905647) | Con Edison | 110 W.40 JOINT VENTURE | DP 110 WEST 40TH LLC | 411 5 AVENUE MANHATTAN, NY 10016 (40.75048701759414, -73.9831019245774) | CA128097P | 7/5/05 | FEDERAL FST 200 | 1 | 8.4 | 1997 | 2032 | DUAL FUEL | 11 to 15 years old | INDUSTRIAL COMB. DEG-84 P | #6 | 57720 | 40404 | 8658 | 6061 | Yes | 2015 | Office Buildings | 3 | 129808 | 2 | 25 | 0 | 114 | 1914
1012490029 | 565 END AVENUE Manhattan, NY 10024 (40.78362556816552, -73.96653900057436) | Con Edison | THE ARGO COMPANY | 565 EQUITIES INC | 10 COLUMBUS CIRCLE MANHATTAN, NY 10019 (40.76816944121637, -73.9823758122559) | CA266973L | 7/4/05 | FITZGIBBONS M242 | 1 | 7.1 | 1973 | 2010 |  | 36 - 40 year old | YORK SHIPLEY B125 | #6 | 57524 | 40267 | 8629 | 6040 | Yes | 2019 | Elevator Apartments | 6 | 155906 | 1 | 20 | 99 | 100 | 1938 |  | YES
1013870014 | 19 72 STREET Manhattan, NY 10021 (40.771827409593634, -73.9654521911343) | Con Edison | BROWN HARRIS TEVENS, INC. | 19 EAST 72ND STREET C |  | CB148606K | 7/5/05 | FEDERAL FST - 150 (NEW) | 2 | 5 | 2006 | 2041 | DUAL FUEL | Fewer than 5 years old | S.T. JOHNSON FD68 CAHM SIZE 150 (NEW) | #6 | 57510 | 40257 | 8626 | 6039 | Yes | 2017 | Walk-Up Apartments | 4 | 188158 | 1 | 17 | 39 | 43 | 1937 |  | YES
1012450003 | 100 RIVERSIDE DRIVE Manhattan, NY 10024 (40.78701747842433, -73.98121334831586) | Con Edison | 100 RIVERSIDE CORP.%INSIGNIA RESIDUAL | 100 RIVERSIDE CORP | 675 3 AVENUE N Y 10017 (40.75129610835038, -73.97404990585339) | CB013301X | 7/6/05 | KEWANEE 1786 | 2 | 7.75 | 2001 | 2036 | DUAL FUEL | 5 to 10 years old | IND. COMB. DEG-54 S | #6 | 57488 | 40242 | 8623 | 6036 | Yes | 2015 | Walk-Up Apartments | 6 | 168982 | 1 | 20 | 93 | 93 | 1940 |  | YES
1015070021 | 1361 MADISON AVENUE Manhattan, NY 10128 (40.78674768181554, -73.95453046370653) | Con Edison | 1361 MADISON TENANTS CORP. | 1361 MADISON TENANTS | 1361 MADISON AVENUE MANHATTAN, NY 10001 (40.75025902143676, -73.99688630375988) | CA349389X | 7/6/05 | ROCKMILLS R-151 | 1 | 5.3 | 1989 | 2024 |  | 21 to 26 years old | ICI DEG 54 S | #6 | 57488 | 40242 | 8623 | 6036 | Yes | 2017 | Walk-Up Apartments | 4 | 68992 | 1 | 7 | 52 | 52 | 1902 |  | YES
1008810029 | 137 25 STREET Manhattan, NY 10010 (40.740767209215875, -73.98369122381075) | Con Edison | 137-138 RLTY.%REPUBLIC INVESTMENT | 137 AND 138 REALTY,LL |  | CB267901Z | 7/6/05 | BEST 5C-125 | 1 | 5.25 | 2001 | 2036 | DUAL FUEL | 5 to 10 years old | INDUSTRIAL COMB. MMG-54 P | #4 | 57488 | 40242 | 8336 | 5835 | Yes | 2021 | Loft Buildings | 2 | 71043 | 1 | 10 | 1 | 18 | 1910
1012120110 | 155 81 STREET Manhattan, NY 10024 (40.78396600143005, -73.9761354957889) | Con Edison | 155 W 81 ST ASSOC | 155 WEST 81 ST ASSOCS | 244 54TH ST MANHATTAN, NY 10019 (40.76433809589014, -73.9833074894785) | CA405187L | 7/6/05 | FEDERAL FST 125 | 1 | 5.3 | 1987 | 2022 |  | 21 to 26 years old | ICI DEG 54 P | #6 | 57488 | 40242 | 8623 | 6036 | Yes | 2022 | Elevator Apartments | 6 | 67230 | 1 | 6 | 68 | 68 | 1951
1003980008 | 160 3 STREET Manhattan, NY 10009 (40.72339990090402, -73.9847690769436) | Con Edison | 160 EAST 3 ST. OWNERS INC. | 156-168 EAST 3RD STRE | 40 36th ST NEW YORK, NY 10010 (40.65672668237958, -74.00847308860016) | CA280183H | 7/5/05 | FEDERAL FST-125 | 1 | 5.3 | 1983 | 2018 |  | 26 to 30 years old | INDUSTRIAL COMBUSTION DEG-54(P) | #6 | 57488 | 40242 | 8623 | 6036 | Yes | 2018 | Elevator Apartments | 2 | 55947 | 1 | 6 | 61 | 61 | 1940 |  | YES
1014090033 | 175 74 STREET Manhattan, NY 10021 (40.77134971676803, -73.96025893492296) | Con Edison | 175 EAST 74 STREET CORP. | 175 E 74 STREET CORP | 675 THIRD AVE N Y 10017 (40.75129610835038, -73.97404990585339) | CB001002L | 7/6/05 | BEST 5C-125 | 2 | 5.25 | 2002 | 2037 | DUAL FUEL | 5 to 10 years old | HEVE (IC) DEG-54 P | #6 | 57488 | 40242 | 8623 | 6036 | Yes | 2019 | Loft Buildings | 4 | 107600 | 1 | 21 | 96 | 99 | 1963 |  | YES
1010260026 | 205 54 STREET Manhattan, NY 10019 (40.76370760571645, -73.98161366652461) | Con Edison | 205-54 HOUSE INC. | 205-54 HOUSE INC | 313 PARKVILLE STATION BROOKLYN, NY 11204 (40.632550671232565, -73.96832882137637) | CA005084X | 7/6/05 | FEDERAL FST 125 | 1 | 5.3 | 1984 | 2019 |  | 26 to 30 years old | ICI DEG-54(P) | #6 | 57488 | 40242 | 8623 | 6036 | Yes | 2016 | Walk-Up Apartments | 3 | 64757 | 1 | 12 | 77 | 80 | 1903 |  | YES
1007710046 | 212 22 STREET Manhattan, NY 10011 (40.74357061746224, -73.99655550010885) | Con Edison | 212 W. 22 REALTY LLC. C/O SW MGMT. | 212 W 22 REALTY LLC | 145 HUQUENOT ST NEW ROCHELLE, NY 10801 (40.91319235913511, -73.77945045104241) | CA259587H | 7/6/05 | ROCKMILLS MP 125 | 1 | 5.25 | 1987 | 2022 |  | 21 to 26 years old | ICI MEG 54 P | #6 | 57488 | 40242 | 8623 | 6036 | Yes | 2021 | Elevator Apartments | 3 | 76450 | 1 | 6 | 77 | 85 | 1940
1020570046 | 270 CONVENT AVENUE Manhattan, NY 10031 (40.82189318672056, -73.94825319594202) | Con Edison | 270 COVENT AVE HDFC | 270 CONVENT AVE HDFC | 347 LENOX AVENUE NEW YORK, NY 10027 (40.80940160373359, -73.94438611121603) | CA045582P | 7/7/05 | FEDERAL FST 125 | 1 | 5.3 | 1982 | 2017 |  | 26 to 30 years old | ICI MM 54(P) | #4 | 57488 | 40242 | 8336 | 5835 | Yes | 2017 | Walk-Up Apartments | 7 | 75679 | 1 | 10 | 60 | 60 | 1916 |  | YES
1011640063 | 270 END AVENUE Manhattan, NY 10023 (40.774536138232236, -73.97994335610099) | Con Edison | 270 WEST END TENANTS%HERON LTD. | 270 W END TENANTS COR | 770 LEXINGTON AVE N Y 10065 (40.76307014183385, -73.96759762551441) | CB053801P | 7/5/05 | FEDERAL FST-125 | 1 | 5.25 | 2001 | 2036 | DUAL FUEL | 5 to 10 years old | INDUSTRIAL COMB. MMG-54 P | #4 | 57488 | 40242 | 8336 | 5835 | Yes | 2014 | Loft Buildings | 6 | 80463 | 1 | 13 | 35 | 36 | 1918 |  | YES
1011860033 | 375 END AVENUE Manhattan, NY 10024 (40.78362556816552, -73.96653900057436) | Con Edison | 375 WEST END OWNERS CORP | 375 WEST END OWNERS C | 1 UNION SQUARE MANHATTAN, NY 10003 (40.735387400722175, -73.99159152453399) | CA195190J | 7/6/05 | FEDERAL FST 125 | 1 | 5.63 | 1990 | 2025 |  | 16 to 20 years old | ICI DEG 54P | #6 | 57488 | 40242 | 8623 | 6036 | Yes | 2016 | Educational Structures | 6 | 80613 | 1 | 12 | 48 | 48 | 1912 |  | YES
1021760070 | 700 178 STREET Manhattan, NY 10033 (40.84836926557227, -73.9377313432495) | Con Edison | 3890 BWAY PARTNERS,LLC.C/OSIERRA ASSETS GRUP,LTD | PRANA GROWTH FUND I, | 542 MAIN STREET NEW ROCHELLE, NY 10801 (40.90794031848401, -73.78299377983785) | CA390386P | 7/6/05 | FEDERAL FST-125 | 1 | 5.3 | 1986 | 2021 |  | 21 to 26 years old | IND. COMB. MEG-54 P | #6 | 57488 | 40242 | 8623 | 6036 | Yes | 2016 | Condominiums | 10 | 84318 | 1 | 6 | 45 | 54 | 1920
1013630027 | 444 52 STREET Manhattan, NY 10022 (40.75470782836506, -73.96428291125955) | Con Edison | 444 OWNERS CORP%BROWN,HARRIS,STEVENS | 444 OWNERS CORP | 770 LEXINGTON AVENUE N Y 10021 (40.76920532766377, -73.959183941086) | CB293501N | 7/6/05 | FEDERAL FST-125 | 1 | 5.25 | 2001 | 2036 | DUAL FUEL | 5 to 10 years old | INDUSTRIAL COMBUSTION DEG-54 (P) | #6 | 57488 | 40242 | 8623 | 6036 | Yes | 2013 | Elevator Apartments | 5 | 72865 | 1 | 11 | 51 | 51 | 1929 |  | YES
1013770029 | 45 62 STREET Manhattan, NY 10021 (40.76920532766377, -73.959183941086) | Con Edison | 45 E. 62 ST. CORP. % HERON LTD | 45 EAST 62ND STREET C | 770 LEXINGTON AVENUE NEW YORK, NY 10065 (40.76307014183385, -73.96759762551441) | CA520769P | 7/7/05 | TITUSVILLE (LASETTE & MURPHY BRICKSET) | 1 | 5.6 | 1969 | 2010 |  | 41 - 45 years old | YORK SIZE B 1-125 TYPE AHPM | #6 | 57488 | 40242 | 8623 | 6036 | Yes | 2017 | Hospitals & Health | 4 | 55639 | 1 | 9 | 22 | 24 | 1915 |  | YES
1012350002 | 562 END AVENUE Manhattan, NY 10024 (40.78362556816552, -73.96653900057436) | Con Edison | 562 W.END AVE. ASSOC. % THE ARGO CORP. | 562 REALTY CO L P | 50 17 STREET NEW YORK, NY 10011 (40.73891274307704, -73.99459526011185) | CB056106Z | 7/4/05 | BEST 5C - 125 (NEW) | 1 | 4.1 | 2006 | 2041 | DUAL FUEL | Fewer than 5 years old | ICI DEG - 54 (P) (NEW) | #6 | 57488 | 40242 | 8623 | 6036 | Yes | 2015 | Loft Buildings | 6 | 71126 | 1 | 12 | 84 | 86 | 1913 |  | YES
1020880100 | 610 142 STREET Manhattan, NY 10031 (40.82462516378792, -73.95219224539578) | Con Edison | 610 WEST 142ND OWNERS CORP. | WEST 142ND ST REALTY | 1344 LONG ISLAND NY 11101 (40.74570244980828, -73.93866902925225) | CA150687X | 7/6/05 | FEDERAL FST 125 | 1 | 5.3 | 1987 | 2022 |  | 21 to 26 years old | ICI DEG 54 P | #6 | 57488 | 40242 | 8623 | 6036 | Yes | 2018 | Office Buildings | 7 | 65240 | 1 | 6 | 62 | 62 | 1924
1011030015 | 625 55 STREET Manhattan, NY 10019 (40.76966373661773, -73.99381182146819) | Con Edison | 625 WEST 55 LLC | 625 W 55 LLC | 6 46 STREET MANHATTAN, NY 10017 (40.7559298484365, -73.9788552303074) | CA266698X | 7/6/05 | FEDERAL FST-125 | 1 | 5.3 | 1998 | 2033 | DUAL FUEL | 11 to 15 years old | INDUSTRIAL COMB. DEG 54 P | #6 | 57488 | 40242 | 8623 | 6036 | Yes | 2013 | Elevator Apartments | 6 | 95176 | 1 | 6 | 0 | 5 | 1927
1021357501 | 827 RIVERSIDE DRIVE Manhattan, NY 10032 (40.83570274017048, -73.94594905356035) | Con Edison | 835 RIVERSIDE REALTY CO. LLC |  | 1920 NEW YORK, NY 10116 (40.8110019996426, -73.95309800037239) | CA241785N | 7/4/05 | FEDERAL FST-125 | 1 | 5.3 | 1985 | 2020 |  | 21 to 26 years old | I.C.I.MEG 54 P | #6 | 57488 | 40242 | 8623 | 6036 |  |  | Walk-Up Apartments | 7 | 58636 | 1 | 6 | 59 | 59 | 1920
1014040022 | 131 69 STREET Manhattan, NY 10021 (40.76848620214805, -73.96353880857848) | Con Edison | 943 LEXINGTON AVENUE INC | 943 LEXINGTON AVE INC | 770 LEXINGTON AVENUE MANHATTAN, NY 10021 (40.76920532766377, -73.959183941086) | CA152580P | 7/6/05 | ROCKMILLS MP125 | 1 | 5.2 | 1980 | 2015 |  | 26 to 30 years old | HEV-E-OIL DEG 54-P | #6 | 57488 | 40242 | 8623 | 6036 | Yes | 2014 | Elevator Apartments | 4 | 68693 | 1 | 11 | 21 | 21 | 1924 |  | YES
1014010027 | 137 66 STREET Manhattan, NY 10021 (40.76920532766377, -73.959183941086) | Con Edison | BROWN,HARRIS,STEVSNS RES. MGMT. | 137 EAST 66TH ST INC. | 770 LEXINGTON AVENUE N Y 10021 (40.76920532766377, -73.959183941086) | CB288400N | 7/5/05 | BEST 5C- 125 | 1 | 5.25 | 2000 | 2035 | DUAL FUEL | 5 to 10 years old | IND COMB. MMG-54 P | #4 | 57488 | 40242 | 8336 | 5835 | Yes | 2021 | Walk-Up Apartments | 4 | 62352 | 1 | 9 | 33 | 33 | 1918 |  | YES
1021790005 | 1380 RIVERSIDE DRIVE Manhattan, NY 10033 (40.851444042449614, -73.94218871138271) | Con Edison | COMITY RLTY. CORP. | COMITY REALTY CORP | 15 40TH STREET NEW YORK, NY 10016 (40.751568792268756, -73.98022341069209) | CB528103L | 7/6/05 | BEST-4C-150 (NEW) | 2 | 5.02 | 2003 | 2038 | DUAL FUEL | 5 to 10 years old | INDUSTRIAL COMBUSTION-DEG-63P | #6 | 57488 | 40242 | 8623 | 6036 | Yes | 2019 | Loft Buildings | 7 | 142600 | 1 | 19 | 138 | 138 | 1967
1008110056 | 142 36 STREET Manhattan, NY 10018 (40.75177397776622, -73.98855445980556) | Con Edison | DERFNER MANAGEMENT | 142 CP | 245 80TH STREET MANHATTAN, NY 10021 (40.76920532766377, -73.959183941086) | CA270092N | 7/5/05 | FEDERAL FST-150 (EXG) | 1 | 6.3 | 1992 | 2027 |  | 16 to 20 years old | HEVE (I.C.) DEG 63-P (NEW) | #6 | 57488 | 40242 | 8623 | 6036 | Yes | 2021 | Educational Structures | 3 | 101203 | 1 | 16 | 0 | 20 | 1922
1021530037 | 556 180 STREET Manhattan, NY 10033 (40.84819061653615, -73.93326866326754) | Con Edison | EQUITIES BY MARCY MILBROOK PRO | EQUITIES BY MARCY LLC | 42 BAYVIEW AVENUE MANHASSET, NY 11030 (40.799023427515465, -73.70257640397784) | CA295892M | 7/5/05 | FEDERAL FST 125 SPECIAL | 1 | 5.3 | 1992 | 2027 |  | 16 to 20 years old | INDUSTRIAL COMBUSTION MEG-54P | #6 | 57488 | 40242 | 8623 | 6036 |  |  | Elevator Apartments | 10 | 25825 | 1 | 5 | 31 | 31 | 1915
1008207501 | 140 5 AVENUE Manhattan, NY 10011 (40.73895770917852, -73.99146561944991) | Con Edison | FLATIRON 5TH AVE. CONDO. |  | 140 5TH AVENUE MANHATTAN, NY 10010 (40.7401429189909, -73.99059203668575) | CA224082M | 7/4/05 | ROCKMILLS MP 125 | 1 | 5.3 | 1982 | 2017 |  | 26 to 30 years old | HEVE DEG-54-P | #4 | 57488 | 40242 | 8336 | 5835 |  |  | Walk-Up Apartments | 3 | 40248 | 1 | 12 | 21 | 27 | 1901
1021800350 | 630 FORT WASHINGTON AVENUE Manhattan, NY 10040 (40.85581424936572, -73.93652719479132) | Con Edison | FORT TRYON ESTATES INC. | FORT TRYON ESTATES IN | 1881 BROADWAY NEW YORK, NY 10023 (40.770928607320116, -73.98226555509018) | CA110887Y | 7/6/05 | EASTMOND-ESP-125 | 1 | 5.3 | 1987 | 2022 |  | 21 to 26 years old | ICI DEG 54 P | #6 | 57488 | 40242 | 8623 | 6036 | Yes | 2020 | Walk-Up Apartments | 7 | 148793 | 2 | 6 | 135 | 140 | 1937
1008310020 | 1200 BROADWAY Manhattan, NY 10001 (40.74609832609116, -73.9886057753967) | Con Edison | GILSEY HOUSES%SANDBERG MGMT.CORP | GILSEY HOUSE | 345 7 AVENUE 21ST FL N Y 10001 (40.74814878031799, -73.99271567707063) | CB288600J | 7/5/05 | SPENCER 4F 563-40 | 1 | 5.25 | 2000 | 2035 | DUAL FUEL | 5 to 10 years old | IND.COMB. MMG 54 P | #4 | 57488 | 40242 | 8336 | 5835 | Yes | 2021 | Elevator Apartments | 3 | 101808 | 1 | 8 | 40 | 45 | 1906 |  | YES
1011670059 | 252 76 STREET Manhattan, NY 10023 (40.78196985865252, -73.9816669021306) | Con Edison | ILAN PROPERTIES INC. | ILAN PROPERTIES INC | 242 103rd STREET N Y 10025 (40.799256309471005, -73.96898509510221) | CB118401R | 7/5/05 | BEST-5C-125 | 1 | 5.25 | 2001 | 2036 | DUAL FUEL | 5 to 10 years old | INDUSTRIAL COMB.-MMG-52S | #4 | 57488 | 40242 | 8336 | 5835 | Yes | 2017 | Elevator Apartments | 6 | 50600 | 1 | 11 | 61 | 61 | 1903
1022430241 | 5025 BROADWAY Manhattan, NY 10034 (40.86941336274879, -73.91658806729038) | Con Edison | INWOOD VENTURA II LLC | INWOOD VENTURA II LL | 149 45 NORTHERN BLVD FLUSHING, NY 11354 (40.76862022064671, -73.82719028070687) | CB022707K | 7/6/05 | ROCKMILLS MP - 125 (EXSTG) | 1 | 4.1 | 2007 | 2042 | DUAL FUEL | Fewer than 5 years old | (NEW) INDUSTRIAL COMBUSTION DEG-54P | #6 | 57488 | 40242 | 8623 | 6036 | Yes | 2013 | Churches, Synagogues, etc. | 7 | 61380 | 1 | 6 | 67 | 75 | 1925
1021750032 | 96 ARDEN STREET Manhattan, NY 10040 (40.86404441023387, -73.92848609773802) | Con Edison | JORDAN COOPER & ASSOCIATES | 96 ARDEN OWNERS CORP | 7 PENN PLAZA MANHATTAN, NY 10001 (40.74956954963903, -73.99160848411982) | CA349788N | 7/7/05 | FEDERAL FST 125 | 1 | 5.3 | 1988 | 2023 |  | 21 to 26 years old | ICI DEG 54 P | #6 | 57488 | 40242 | 8623 | 6036 | Yes | 2015 | Walk-Up Apartments | 10 | 58904 | 1 | 6 | 60 | 60 | 1925 |  | YES
1021797502 | 92 PINEHURST AVENUE Manhattan, NY 10033 (40.851175111994564, -73.93923299598816) | Con Edison | LMB CONSULTANTS,INCC/O MAROLDA PROPERTIES INC. |  | 46 TRINITY PLACE MANHATTAN, NY 10006 (40.70750589849204, -74.01317261692733) | CA083087P | 7/6/05 | FEDERAL FST 125 | 1 | 5.3 | 1987 | 2022 |  | 21 to 26 years old | INDUSTRIAL COMBUSTION DEG 54 P | #6 | 57488 | 40242 | 8623 | 6036 | Yes | 2019 | Elevator Apartments | 7 | 84037 | 1 | 6 | 0 | 79 | 1928 | YES
1006070038 | 100 12 STREET Manhattan, NY 10011 (40.73602569014743, -73.99785905317353) | Con Edison | MARK TWAIN OWNERS CORP. | MARK TWAIN OWNERS COR | 100 12 th STREET MANHATTAN, NY 10011 (40.73602569014743, -73.99785905317353) | CA257185X | 7/4/05 | FEDERAL FST-125-SP | 1 | 5.3 | 1985 | 2020 |  | 21 to 26 years old | IND COMB DEG-54(P) | #6 | 57488 | 40242 | 8623 | 6036 | Yes | 2017 | Elevator Apartments | 3 | 62772 | 1 | 6 | 82 | 85 | 1959 |  | YES
1013410001 | 301 48 STREET Manhattan, NY 10017 (40.75361283699694, -73.96934857053098) | Con Edison | MARLO TOWERS OWNERS % HASTEAD MGT. | MARIO TOWERS OWNERS I | 770 LEXINGTON AVENUE NEW YORK, NY 10021 (40.76851425537591, -73.96362286271633) | CB161806M | 7/6/05 | ROCKMILLS MP - 200 (EXSTG) | 1 | 6.6 | 2006 | 2041 | DUAL FUEL | Fewer than 5 years old | ICI DEG - 84P (NEW) | #6 | 57488 | 40242 | 8623 | 6036 | Yes | 2021 | Elevator Apartments | 4 | 243425 | 1 | 20 | 196 | 201 | 1964 |  | YES
1007410067 | 364 18 STREET Manhattan, NY 10011 (40.742995016601306, -74.00256017088569) | Con Edison | MARTIN RISKIN | FRG 9TH AVENUE LLC | 118 17TH STREET NEW YORK, NY 10003 (40.736088871905054, -73.9878863177733) | CA157699P | 7/6/05 | FEDERAL FMR 1822 | 1 | 5.3 | 1999 | 2034 | DUAL FUEL | 11 to 15 years old | INDUSTRIAL COMB. DEG 54 (S) | #6 | 57488 | 40242 | 8623 | 6036 | Yes | 2021 | Elevator Apartments | 3 | 57706 | 1 | 6 | 64 | 72 | 1938
1022150591 | 120 228 STREET Manhattan, NY 10463 (40.8770918926466, -73.90891972654408) | Con Edison | MILBROOK PROPERTIES | PK EQUITIES LLC C/O M | 42 BAYVIEW AVENUE MANHASSET, NY 11030 (40.799023427515465, -73.70257640397784) | CA271684L | 7/7/05 | FEDERAL FST-125 | 1 | 5.3 | 1984 | 2019 |  | 26 to 30 years old | INDUSTR COMBUS DEG-54(P) | #6 | 57488 | 40242 | 8623 | 6036 | Yes | 2015 | Elevator Apartments | 10 | 59718 | 1 | 6 | 56 | 63 | 1930
1011960052 | 46 83 STREET Manhattan, NY 10024 (40.7838725935035, -73.97208880840392) | Con Edison | MR. MIGUEL HERNANDEZ | 83RD STREET OWNERS CO | 1133 BROARDWAY NEWYORK, NY 10010 (40.73914078212147, -73.98289845639863) | CA311086P | 7/5/05 | FEDERAL FST-125 | 1 | 5.3 | 1986 | 2021 |  | 21 to 26 years old | INDUSTRIAL COMBUSTION MMG-54(P) | #4 | 57488 | 40242 | 8336 | 5835 | Yes | 2016 | Elevator Apartments | 6 | 56949 | 1 | 8 | 66 | 66 | 1911 |  | YES
1018390029 | 435 CENTRAL PARK Manhattan, NY 10025 (40.79646945749667, -73.96123310539052) | Con Edison | PARK FRONT APARTMENTS | PARK FRONT APARTMENTS | 315 CENTRAL PARK MANHATTAN, NY 10025 (40.78884679402462, -73.96679561230205) | CA142580X | 7/4/05 | ROCKMILLS #MP-200 | 1 | 7.4 | 1980 | 2015 |  | 26 to 30 years old | HEV-E-OIL #DEG-84-P | #6 | 57488 | 40242 | 8623 | 6036 | Yes | 2019 | Elevator Apartments | 8 | 115776 | 1 | 6 | 124 | 124 | 1930
1020320055 | 230 147 STREET Manhattan, NY 10039 (40.823313835395076, -73.939105670979) | Con Edison | REMIK REALITY HOLDINGS | REMIK HOLDINGS, LLC |  | CA082696X | 7/6/05 | FEDERAL FST-125 | 1 | 5.3 | 1996 | 2031 | DUAL FUEL | 11 to 15 years old | INDUSTRIAL COMBUSTION DEG-54(P) | #4 | 57488 | 40242 | 8336 | 5835 | Yes | 2022 | Elevator Apartments | 7 | 84600 | 1 | 6 | 100 | 103 | 1910
1009040007 | 209 23 STREET Manhattan, NY 10010 (40.738764246371424, -73.98289366582738) | Con Edison | SCHOOL OF VISUAL ARTS | DAST HOLDING CORP | 209 23 STREET MANHATTAN, NY 10010 (40.738764246371424, -73.98289366582738) | CA278490P | 7/6/05 | FEDERAL FST 125SP | 1 | 5.3 | 1990 | 2025 |  | 16 to 20 years old | ICI MMG 54P | #4 | 57488 | 40242 | 8336 | 5835 |  |  | Elevator Apartments | 2 | 38248 | 1 | 6 | 0 | 1 | 1980
1005920040 | 10 SHERIDAN SQUARE Manhattan, NY 10014 (40.73321090097012, -74.00229039765732) | Con Edison | SDG MGMT. | TEN SHERIDAN ASSOCIAT | 888 7TH AVE NEW YORK, NY 10019 (40.765163953112335, -73.98028704662573) | CA271584Y | 7/7/05 | FEDERAL FST-125 | 1 | 5.3 | 1984 | 2019 |  | 26 to 30 years old | INDUS COMBUS DEG-54(P) | #6 | 57488 | 40242 | 8623 | 6036 |  |  | Elevator Apartments | 3 | 47808 | 1 | 14 | 74 | 76 | 1929
1021700251 | 1649 ST NICHOLAS' AVENUE Manhattan, NY 10040 (40.85681386111827, -73.92822529434955) | Con Edison | ST.NICKOLAS MANHATTAN REALTY | ST. NICHOLAS MANHTTNE | 610484 BAYSIDE NY 11361 (40.76418884813688, -73.77232552860022) | CA236485P | 7/4/05 | FEDERAL FST-125 SP | 1 | 5.25 | 1985 | 2020 |  | 21 to 26 years old | IND COMB DE 54 (P) | #6 | 57488 | 40242 | 8623 | 6036 |  |  | Condominiums | 10 | 44670 | 1 | 5 | 80 | 86 | 1925
1012127501 | 101 81 STREET Manhattan, NY 10024 (40.78326992692828, -73.9745608634947) | Con Edison | THE ENDICOTT | ENDICOTT APARTMENT CO | 770 LEXINGTON AVE NEW YORK, NY 10021 (40.76851425537591, -73.96362286271633) | CB545703M | 7/4/05 | FEDERAL FST-150 (NEW) | 2 | 5.02 | 2003 | 2038 | DUAL FUEL | 5 to 10 years old | HEVE IC DEG-63P (NEW) | #4 | 57488 | 40242 | 8336 | 5835 | Yes | 2022 | Elevator Apartments | 6 | 182576 | 1 | 7 | 143 | 153 | 1900 | YES
1021110064 | 631 EDGECOMBE AVENUE Manhattan, NY 10032 (40.83743347138687, -73.936588989222) | Con Edison | THE SCHARFMAN ORGANIZATION | 631 EDGECOMBE, L.P. | 111 NO CENTRAL PK AVE HARTSDALE, NY 10530 (41.02055398870775, -73.79672640788674) | CA131598K | 7/5/05 | FEDERAL FST-125 | 1 | 5.3 | 1998 | 2033 | DUAL FUEL | 11 to 15 years old | INDUSTRIAL COMBUSTION MM-54 P | #4 | 57488 | 40242 | 8336 | 5835 |  |  | Elevator Apartments | 7 | 46800 | 1 | 6 | 60 | 60 | 1911
1018280030 | 1854 7 AVENUE Manhattan, NY 10026 (40.80085226939913, -73.95441230063652) | Con Edison | VICISM REALTY CORP. | VICLAR RLTY CP | 225 34 STREET MANHATTAN, NY 10001 (40.75132814462002, -73.99133543478304) | CA333387X | 7/7/05 | FEDERAL FST 125 | 1 | 5.3 | 1987 | 2022 |  | 21 to 26 years old | ICI DEG 54 P | #6 | 57488 | 40242 | 8623 | 6036 |  |  | Elevator Apartments | 9 | 27510 | 1 | 7 | 28 | 28 | 1920
1019770021 | 515 122 STREET Manhattan, NY 10027 (40.81077032844792, -73.95851471133517) | Con Edison | WEST 122 STREET,LLC. | WEST 122 STREET LLC | 155 RIVERSIDE DR NEW YORK, NY 10024 (40.791046441115554, -73.97955859578195) | CA148693J | 7/6/05 | FEDERAL FST 125 | 1 | 5.3 | 1993 | 2028 |  | 16 to 20 years old | I.C.I. MEG 54 P | #6 | 57488 | 40242 | 8623 | 6036 |  |  | Elevator Apartments | 9 | 25017 | 1 | 6 | 33 | 33 | 1907
1021740145 | 15 SICKLES STREET Manhattan, NY 10040 (40.86136443058655, -73.92781160621604) | Con Edison | 15-27 ASSOCIATES | DUNMORE REALTY | 115 VERMILYIA AVE MANHATTAN, NY 10034 (40.86637365428976, -73.92166024353565) | CA329187J | 7/6/05 | FEDERAL FST 125 | 1 | 5.3 | 1987 | 2022 |  | 21 to 26 years old | ICI MM-54 P | #4 | 57488 | 40241 | 8336 | 5835 | Yes | 2014 | Churches, Synagogues, etc. | 10 | 51780 | 1 | 5 | 58 | 58 | 1926
1005800060 | 185 VARICK STREET Manhattan, NY 10014 (40.72776655226841, -74.00547752571252) | Con Edison | 185 VARICK REALTY CORP. | 185 VARICK RLTY CORP | 185 VARICK STREET MANHATTAN, NY 10014 (40.72776655226841, -74.00547752571252) | CA250492Y | 7/6/05 | FEDERAL FST-125 | 1 | 5.3 | 1992 | 2027 |  | 16 to 20 years old | IND. COMB. MMG-54 (P) | #4 | 57488 | 40241 | 8336 | 5835 | Yes | 2020 | Elevator Apartments | 3 | 68476 | 1 | 6 | 0 | 7 | 1930
1018950076 | 417 RIVERSIDE DRIVE Manhattan, NY 10025 (40.80736014272708, -73.96696808737175) | Con Edison | 417 RIVERSIDE DRIVE INC | 417 RIVERSIDE DRIVE | 300 55 STREET MANHATTAN, NY 10019 (40.76543669712509, -73.98393298423655) | CA296495N | 7/6/05 | FEDERAL FST-150 | 1 | 6.27 | 1995 | 2030 | DUAL FUEL | 11 to 15 years old | HEVE DEG-63 (P) | #4 | 57488 | 40241 | 8336 | 5835 | Yes | 2015 | Elevator Apartments | 9 | 69485 | 1 | 13 | 76 | 76 | 1910 |  | YES
1001430021 | 335 GREENWICH STREET Manhattan, NY 10013 (40.7179135736929, -74.01054023969135) | Con Edison | HANOVER RIVER HOUSE INC. | HANOVER RIVER HOUSE I | 250 PARK AVE NEW YORK, NY 10013 (40.7550285938421, -73.97571849071687) | CA176798Y | 7/5/05 | BEST 5C-125 | 1 | 5.3 | 1998 | 2033 | DUAL FUEL | 11 to 15 years old | INDUSTRIAL COMB. DEG-54 (P) | #4 | 57488 | 40241 | 8336 | 5835 | Yes | 2013 | Elevator Apartments | 1 | 55800 | 1 | 13 | 28 | 29 | 1931 |  | YES
1021390322 | 736 173 STREET Manhattan, NY 10032 (40.84568187096898, -73.94131256721298) | Con Edison | HOWARD SCHWADE | HAVEN AVENUE ASSOCIAT | 139 A HAVEN AVE NY, NY 10032 (40.83693034905639, -73.94917852197119) | CA375494R | 7/5/05 | ROCKMILLS MP-125 | 1 | 5.3 | 1994 | 2029 |  | 16 to 20 years old | INDUSTRIAL COMB. MMG-54 (P) | #4 | 57488 | 40241 | 8336 | 5835 |  |  | Walk-Up Apartments | 10 | 45665 | 1 | 5 | 78 | 78 | 1922
1000520021 | 120 LIBERTY STREET Manhattan, NY 10006 (40.70998155339447, -74.01233888374998) | Con Edison | SAMSON | 120 LIBERTY ST. LLC | 97 77 QUEENS BLVD REGO PARK, NY 11374 (40.72646491702238, -73.86148084756303) | CA011497P | 7/7/05 | FEDERAL FST-125 (NEW) | 1 | 5.3 | 1997 | 2032 | DUAL FUEL | 11 to 15 years old | INDUSTRIAL COMB. MM-54S(EXIST) | #4 | 57488 | 40241 | 8336 | 5835 | Yes | 2022 | Walk-Up Apartments | 1 | 57945 | 1 | 13 | 21 | 24 | 1900 |  | YES
1019950016 | 41 TIEMANN PLACE Manhattan, NY 10027 (40.8154270613299, -73.95946774164742) | Con Edison | WILLIAM RIBBINS | FS 41-45 TIEMANN PLAC |  | CA371687P | 7/6/05 | FEDERAL FST 125 | 1 | 5.6 | 1987 | 2022 |  | 21 to 26 years old | HEVE MMG 63 P | #4 | 57488 | 40241 | 8336 | 5835 | Yes | 2015 | Elevator Apartments | 9 | 57996 | 1 | 6 | 93 | 94 | 1907
1011430037 | 116 72 STREET Manhattan, NY 10023 (40.77764757825492, -73.97942351061866) | Con Edison | 116 WEST 72ND ST.RLTY COUGAR MGMT | O'TOOL, JAMES R | 3000 HEMPSTEAD TURNPIKE LEVITOWN, NY 11756 (40.72469446179383, -73.52414192014447) | CA122398L | 7/5/05 | FEDERAL FST-125 | 1 | 5.3 | 1998 | 2033 | DUAL FUEL | 11 to 15 years old | INDUSTRIAL COMB. DEG 54 P | #6 | 57488 | 40241 | 8623 | 6036 | Yes | 2013 | Walk-Up Apartments | 6 | 50590 | 2 | 15 | 90 | 92 | 1918 |  | YES
1008437501 | 73 5 AVENUE Manhattan, NY 10003 (40.736799336308195, -73.99303043978091) | Con Edison | 73 5TH CONDOMINIUM |  | 80 11th STREET MANHATTAN, NY 10003 (40.732700651617776, -73.99196023750764) | CA108679R | 7/4/05 | FEDERAL FST - 125 | 1 | 5.32 | 1979 | 2014 |  | 31 to 35 years old | HEV-E DE-54-S | #6 | 57488 | 40241 | 8623 | 6036 | Yes | 2013 | Elevator Apartments | 2 | 52396 | 1 | 11 | 17 | 33 | 1907 | YES
1021740194 | 35 45 ARDEN STREET Manhattan, NY 10040 (40.85809553188335, -73.92925548994884) | Con Edison | ARDEN REALTY M.P. MGMT CO. | ARDEN REALTY, L.L.C. | 1274 49 STREET BKLYN, NY 11219 (40.635345584477456, -73.99272455499542) | CA079096P | 7/6/05 | SPENCER 4FL 563A 40 | 1 | 5.25 | 1996 | 2031 | DUAL FUEL | 11 to 15 years old | HEVE MEG 54P | #6 | 57488 | 40241 | 8623 | 6036 | Yes | 2014 | Elevator Apartments | 10 | 52705 | 1 | 5 | 68 | 68 | 1930
1007310050 | 408 34 STREET Manhattan, NY 10001 (40.75352240602829, -73.99669850820369) | Con Edison | GUTMAN MANAGEMENT | MADISON GARDENS APT C | 244 59TH ST NEW YORK, NY 10019 (40.76733360458442, -73.98021964556622) | CA092091M | 7/4/05 | FEDERAL FST-125 | 1 | 5.3 | 1991 | 2026 |  | 16 to 20 years old | IND.COMB. DEG-54 (P) | #6 | 57488 | 40241 | 8623 | 6036 |  |  | Elevator Apartments | 3 | 46500 | 1 | 7 | 68 | 68 | 1960
1009070016 | 225 26 STREET Manhattan, NY 10010 (40.74037157304227, -73.98081873840576) | Con Edison | KALED MANAGEMENT CORP, | STEVEN N. MILLER FAMI | 7001 BRUSH HOLLOW RD WESTBURY, NY 11590 (40.77841790737546, -73.55890314606256) | CA138098X | 7/5/05 | NEW-FEDERAL FST-125 | 1 | 5.3 | 1998 | 2033 | DUAL FUEL | 11 to 15 years old | NEW-I.C. DEG-54 P | #6 | 57488 | 40241 | 8623 | 6036 | Yes | 2017 | Elevator Apartments | 2 | 54252 | 1 | 7 | 89 | 90 | 1963
1009060042 | 220 26 STREET Manhattan, NY 10010 (40.74041150638671, -73.98105997461253) | Con Edison | KALEDMANAGEMENT CO. | STEVEN N. MILLER FAMI | 6991 BRUSH HOLLOW RD WESTBURY, NY 11590 (40.7774295175292, -73.55923766794287) | CA295492N | 7/5/05 | FEDERAL FST 125 | 1 | 5.3 | 1992 | 2027 |  | 16 to 20 years old | I.C.I. DEG 54 P | #6 | 57488 | 40241 | 8623 | 6036 |  |  | Factory & Industrial Buildings | 2 | 48300 | 1 | 7 | 89 | 89 | 1963
1018387502 | 425 CENTRAL PARK Manhattan, NY 10025 (40.7959402074944, -73.96162373215955) | Con Edison | LIPSHITZ AND VOGEL |  | 55 FIFTH AVENUE MANHATTAN, NY 10003 (40.73486579394523, -73.99443338214661) | CA138797P | 7/5/05 | FEDERAL FST-125 | 1 | 5.3 | 1997 | 2032 | DUAL FUEL | 11 to 15 years old | INDUSTRIAL COMB. DEG-54 (P) | #6 | 57488 | 40241 | 8623 | 6036 |  |  | Walk-Up Apartments | 8 | 47796 | 1 | 7 | 61 | 61 | 1941
1016030034 | 69 97 STREET Manhattan, NY 10029 (40.78769246391321, -73.953094771098) | Con Edison | MOUNT SINAI MEDICAL CTR.R.E. DEPT. | MSMC RESIDENTIAL REAL | 902 BROADWAY NEW YORK, NY 10010 (40.73945233629462, -73.9896759686116) | CA210694X | 7/4/05 | FEDERAL FST-150 | 1 | 6.3 | 1994 | 2029 |  | 16 to 20 years old | HEVE DEG-63 (P) | #6 | 57488 | 40241 | 8623 | 6036 |  |  | Walk-Up Apartments | 8 | 14862 | 1 | 6 | 24 | 24 | 1950
1021340250 | 15608 RIVERSIDE DRIVE Manhattan, NY 10032 (40.83455208331995, -73.94901853449032) | Con Edison | NATIONAL MANAGEMENT | 156-08 REALTY CO. LLC | 1920 MANHATTAN NY 10116 (40.8110019996426, -73.95309800037239) | CA267888L | 7/5/05 | ROCKMILLS MP-150 SL | 1 | 6.3 | 1988 | 2023 |  | 21 to 26 years old | HEVE DE-63-S | #6 | 57488 | 40241 | 8623 | 6036 | Yes | 2014 | Walk-Up Apartments | 7 | 71287 | 1 | 6 | 66 | 66 | 1920
1021370014 | 600 161 STREET Manhattan, NY 10032 (40.83659589154521, -73.94319705452632) | Con Edison | SIMON MANAGEMENT | BROADWAY PORTFOLIO I | 750 LEXINGTON AVE MANHATTAN, NY 10022 (40.76249398753119, -73.96802742600755) | CA279195R | #N/A | FEDERAL FST-125 | 1 | 5.3 | 1995 | 2030 | DUAL FUEL | 11 to 15 years old | I.C. MEG-54 (P) | #6 | 57488 | 40241 | 8623 | 6036 | Yes | 2017 | Walk-Up Apartments | 10 | 105000 | 1 | 10 | 60 | 70 | 1920
1012120005 | 171 81 STREET Manhattan, NY 10024 (40.78414916335874, -73.97656099503864) | Con Edison | STELLAR MANAGEMENT | AMWEST REALTY ASSOCIA | 156 WILLIAM STREET N Y, NEW YORK 10038 (40.70999054661479, -74.0060256431043) | CB120500Y | 7/6/05 | EASTMOND ESP-125 | 1 | 5.25 | 2000 | 2035 | DUAL FUEL | 5 to 10 years old | IND.COMB. DEG-54 P | #6 | 57488 | 40241 | 8623 | 6036 |  |  | Loft Buildings | 6 | 15535 | 1 | 5 | 20 | 22 | 1900
1021410029 | 615 172 STREET Manhattan, NY 10032 (40.84386327389585, -73.93876623469446) | Con Edison | THE ASCONIA LLC | THE ASCONIA LLC | 172 90 HIGHLAND AVENUE JAMAICA ESTATES, NY 11432 (40.71311535449007, -73.79282099978928) | CA072094J | 7/7/05 | ROCKMILLS MP-125 | 1 | 5.3 | 1994 | 2029 |  | 16 to 20 years old | INDUSTRIAL COMB. DEG-54 (P) | #6 | 57488 | 40241 | 8623 | 6036 | Yes | 2021 | Elevator Apartments | 10 | 69906 | 1 | 6 | 72 | 78 | 1922
1013370006 | 307 44 STREET Manhattan, NY 10017 (40.75106124603298, -73.97102405208422) | Con Edison | URBAN ASSOC./307 EAST 44TH ST. OWNERS | BEAUX ARTS II LLC C/O | 307 44TH STREET MANHATTAN, NY 10019 (40.76761164715987, -73.99180550022362) | CA275987R | 7/6/05 | FEDERAL FST 200 | 1 | 8.4 | 1987 | 2022 |  | 21 to 26 years old | IND. COMB. DEG 84P | #6 | 57488 | 40241 | 8623 | 6036 | Yes | 2017 | Walk-Up Apartments | 4 | 186255 | 2 | 16 | 312 | 318 | 1929
1010360028 | 305 45 STREET Manhattan, NY 10036 (40.75926232477645, -73.98854941904047) | Con Edison | WEMBLY MANAGEMENT CO INC. | I BLDG CO., INC. | 417 5th AVENUE MANHATTAN, NY 10016 (40.7508150795849, -73.98282286232246) | CA066786J | 7/5/05 | FEDERAL FST-125 SP | 1 | 5.3 | 1986 | 2021 |  | 21 to 26 years old | IND. COMB. MEG-54 (P) | #6 | 57488 | 40241 | 8623 | 6036 |  |  | Elevator Apartments | 3 | 44466 | 1 | 6 | 85 | 85 | 1914
1015110053 | 140 83 STREET Manhattan, NY 10028 (40.77751066707153, -73.9570032161875) | Con Edison | 140 EAST 83ST. TEN CORP./SEQUOIA EQU. | 140 E 83RD TENANTS CO | 666 LEXINGTON AVE MT KISCO, NY 10549 (41.18852879162557, -73.73094102078198) | CA144782N | 7/5/05 | FITZGIBBONS #DL-242 | 1 | 7.4 | 1982 | 2017 |  | 26 to 30 years old | INDUSTRIAL COMBUSTION #DEG-84-S | #6 | 57487 | 40241 | 8623 | 6036 | Yes | 2021 | Elevator Apartments | 5 | 91090 | 1 | 16 | 64 | 67 | 1961 |  | YES
1011657503 | 2109 BROADWAY Manhattan, NY 10023 (40.77992630106403, -73.98178152708138) | Con Edison | ANSONIA CONDOMINIUM | TBB LLC | 2109 BROADWAY MANHATTAN, NY 10023 (40.77992630106403, -73.98178152708138) | CA008981J | 7/6/05 | KEWANEE LM 885 | 1 | 8.84 | 1981 | 2016 |  | 26 to 30 years old | ICI DEG 84 (P) | #6 | 57487 | 40241 | 8623 | 6036 | Yes | 2015 | Elevator Apartments | 6 | 448837 | 1 | 17 | 385 | 387 | 0 | YES
1022290005 | 4996 BROADWAY Manhattan, NY 10034 (40.86845108817744, -73.91864751473747) | Con Edison | BROADWAY-INWOOD CORP. | BROADWAY-INWOOD CORP. | 369 62 STREET MANHATTAN, NY 10065 (40.76176277392071, -73.96119971107252) | CA187485R | 7/7/05 | FEDERAL #FST-150 | 1 | 6.2 | 1985 | 2020 |  | 21 to 26 years old | INDUSTR COMBUST #DEG-63-P | #6 | 57487 | 40241 | 8623 | 6036 | Yes | 2019 | Elevator Apartments | 10 | 55015 | 1 | 5 | 51 | 56 | 1925
1013510017 | 337 58 STREET Manhattan, NY 10022 (40.75953984219718, -73.96368093850938) | Con Edison | CITY PROP MGMT CO/14 FL | 339 EAST 58TH STREET | 55 5 AVENUE MANHATTAN, NY 10003 (40.73486579394523, -73.99443338214661) | CA146982R | 7/5/05 | ROCKMILL MP-150 | 1 | 6.3 | 1982 | 2017 |  | 26 to 30 years old | HEVE OIL DEG 63P | #6 | 57487 | 40241 | 8623 | 6036 | Yes | 2021 | Walk-Up Apartments | 5 | 77102 | 1 | 11 | 102 | 102 | 1930 |  | YES
1009160009 | 211 35 STREET Manhattan, NY 10016 (40.74621129665538, -73.97716331507755) | Con Edison | MIDTOWN MANON APTS LTD. | MIDTOWN MANOR APTS LT | 211 35TH ST RIVERDALE, NY 10463 (40.88187196282087, -73.91120748054078) | CA112182N | 7/4/05 | PACIFIC 9151 A | 1 | 5.3 | 1982 | 2017 |  | 26 to 30 years old | INDUSTRIAL COMBUSTION DEG-54(S) | #6 | 57487 | 40241 | 8623 | 6036 | Yes | 2016 | Elevator Apartments | 4 | 57834 | 1 | 10 | 76 | 76 | 1929 |  | YES
1021420244 | 635 174 STREET Manhattan, NY 10033 (40.845468304805976, -73.9386871479386) | Con Edison | MIRIMER MGMT. CORP. | PAUL MASLIN & CO., IN |  | CA186680H | 7/7/05 | FEDERAL FST 125 | 1 | 5.6 | 1980 | 2015 |  | 26 to 30 years old | HEV-E-MEG 54-S | #6 | 57487 | 40241 | 8623 | 6036 | Yes | 2022 | Elevator Apartments | 10 | 76812 | 1 | 6 | 62 | 75 | 1930
1018710061 | 820 END AVENUE Manhattan, NY 10025 (40.79685012763133, -73.96372581059762) | Con Edison | SAMUEL GERTEL | 820 WEST END AVENUE | 808 END AVENUE NEW YORK, NY 10025 (40.79685012763133, -73.96372581059762) | CA146382N | 7/5/05 | FEDERAL#FLW 1518 | 1 | 7 | 1982 | 2017 |  | 26 to 30 years old | INDUSTRIAL COMBUSTION #DEG-84-S | #6 | 57487 | 40241 | 8623 | 6036 | Yes | 2021 | Factory & Industrial Buildings | 9 | 107869 | 1 | 16 | 96 | 96 | 1926
1018840043 | 526 113 STREET Manhattan, NY 10025 (40.80518462774972, -73.96324885424649) | Con Edison | TRUSTEES OF COLUMBIA | TRUSTEES OF COLUMBIA | 400 119 STREET MANHATTAN, NY 10027 (40.808041658732606, -73.9580165248943) | CA035782K | 7/5/05 | FEDERAL #FST-150 | 1 | 6.4 | 1982 | 2017 |  | 26 to 30 years old | INDUSTRIAL COMB DEG-84P | #6 | 57487 | 40241 | 8623 | 6036 |  |  | Churches, Synagogues, etc. | 9 | 39680 | 1 | 8 | 40 | 40 | 1910
1008480043 | 250 PARK AVENUE Manhattan, NY 10003 (40.738333453173844, -73.9878407889095) | Con Edison | JEFFREYMANAGEMENT | 250 PARK, | 370 7 AVE MANHATTAN, NY 10001 (40.748787298958746, -73.99223903639512) | CA134379Y | 7/6/05 | FEDERAL FST-250 | 1 | 10.8 | 1979 | 2014 |  | 31 to 35 years old | HEV-E-OIL DE-105 S | #6 | 57330 | 40131 | 8600 | 6020 | Yes | 2018 | Office Buildings | 2 | 111569 | 1 | 11 | 0 | 13 | 1911
1014130045 | 170 79 STREET Manhattan, NY 10021 (40.76920532766377, -73.959183941086) | Con Edison | 170 E.79TH ST.OWNERS/INSIGNIA RESIDENTIAL | 170 TENANTS CORP | 179 70TH STREET MANHATTAN, NY 10038 (40.70935929189784, -74.00307186237649) | CA276481Y | 7/4/05 | FEDERAL FST 80 | 1 | 2.9 | 1981 | 2016 |  | 26 to 30 years old | I.C.I. MEG-34S | #4 | 57232 | 40062 | 8299 | 5809 | Yes | 2013 | Elevator Apartments | 4 | 51988 | 1 | 15 | 26 | 26 | 1927 |  | YES
1015210064 | 118 93 STREET Manhattan, NY 10128 (40.78429416047438, -73.9532867186702) | Con Edison | DAKA REALTY COMPANY | D 93 | 118 93TH STREET MANHATTAN, NY 10128 (40.781770000585084, -73.95062814906976) | CA187382Y | 7/4/05 | ROCKMILLS MP-78 | 1 | 4.2 | 1982 | 2017 |  | 26 to 30 years old | I.C.I DEG 42 | #4 | 57232 | 40062 | 8299 | 5809 |  |  | Elevator Apartments | 4 | 42857 | 1 | 9 | 38 | 38 | 1926
1021700260 | 374 WADSWORTH AVENUE Manhattan, NY 10040 (40.85657104417038, -73.9297991079008) | Con Edison | RUBIN EQUITIES | BRUIN EQUITIES LLC | 42 BAYVIEW AVENUE MANHASSET, NY 11030 (40.799023427515465, -73.70257640397784) | CA307883X | 7/6/05 | FEDERAL FST 90 | 1 | 3.1 | 1983 | 2018 |  | 26 to 30 years old | I.C.I. MEG 42 P | #6 | 57232 | 40062 | 8585 | 6009 | Yes | 2020 | Elevator Apartments | 10 | 50094 | 1 | 6 | 43 | 43 | 1912
1008630044 | 4 PARK AVENUE Manhattan, NY 10016 (40.74650915812013, -73.98194367109245) | Con Edison | 4- PARK AVE ASSOCIATES | 4 PARK AVENUE ASSOCIA | 7 PENN PLAZA MANHATTAN, NY 10001 (40.74956954963903, -73.99160848411982) | CA270296P | 7/7/05 | ROCKMILLS MP-200 | 1 | 7.31 | 1996 | 2031 | DUAL FUEL | 11 to 15 years old | INDUSTRIAL COMB. DEG-84 P | #6 | 57159 | 40011 | 8574 | 6002 | Yes | 2013 | Walk-Up Apartments | 2 | 341950 | 1 | 21 | 364 | 370 | 1913
1008260069 | 48 25 STREET Manhattan, NY 10010 (40.74181064914643, -73.98632814403372) | Con Edison | 48 WEST 25TH ST. LLCC/O BERNSTEIN | 48 WEST 25TH ST. LLC | 150 30TH STREET NEW YORK, NY 10001 (40.74821173286, -73.99182534826161) | CA438884H | 7/6/05 | FEDERAL FST-175 | 1 | 7.3 | 1984 | 2019 |  | 26 to 30 years old | IRON FIREMAN AGO 6-9.8-RIL | #6 | 56940 | 39858 | 8541 | 5979 | Yes | 2016 | Elevator Apartments | 3 | 97554 | 1 | 12 | 0 | 10 | 1920
1021420130 | 629 173 STREET Manhattan, NY 10032 (40.8446975731806, -73.93877623474995) | Con Edison | BROADWAY TOWER OWNER LLC | BROADWAY TOWERS OWNER | 31 10 37 AVENUE L I C, NY 11101 (40.74570244980828, -73.93866902925225) | CA035589Z | 7/4/05 | FEDERAL FST 350 | 1 | 15.79 | 1989 | 2024 |  | 21 to 26 years old | ICI DEG 145 P | #6 | 56900 | 39830 | 8535 | 5974 | Yes | 2022 | Elevator Apartments | 10 | 78425 | 1 | 12 | 74 | 78 | 1926 |  | YES
1012830017 | 400 MADISON AVENUE Manhattan, NY 10017 (40.75626066502224, -73.97673472460997) | Con Edison | MACKLOWE MGT. C/O PROPERTY MANAGER | 400 MADISON AVE LLC C | 767 FIFTH AVENUE NY, NY 10153 (40.763610909778, -73.9734706260478) | CA229882N | 7/5/05 | ROCKMILLS MP-250 | 1 | 9.9 | 1982 | 2017 |  | 26 to 30 years old | HEV-E-OIL IND COMB INC DEG-105(P) | #4 | 56880 | 39816 | 8248 | 5773 | Yes | 2013 | Walk-Up Apartments | 3 | 146191 | 1 | 20 | 0 | 70 | 1929
1007940030 | 625 AVENUE Manhattan, NY 10011 (40.74471526669623, -74.00460000028977) | Con Edison | 625 OWNERSHIP LLC | 625 OWNERSHIP | 675 SIXTH AVENUE MANHATTAN, NY 10010 (40.74190748543464, -73.99351607367669) | CB105508M | 7/7/05 | BEST 5B - 70 (NEW) | 2 | 2.3 | 2008 | 2043 | DUAL FUEL | Fewer than 5 years old | ICI MMG - 28 (NEW) | #4 | 56722 | 39705 | 8225 | 5757 | Yes | 2014 | Asylums & Homes | 3 | 134235 | 1 | 5 | 7 | 13 | 1904
1007190029 | 421 21 STREET Manhattan, NY 10011 (40.74553179232071, -74.00297513809082) | Con Edison | HERON PROPERTIES MGMT.LTD. | MARHEF CORPORATION | 850 THIRD AVENUE MANHATTAN, NY 10022 (40.756746298918074, -73.97007974159317) | CA030287K | 7/6/05 | FEDERAL FST -60 | 1 | 2.6 | 1987 | 2022 |  | 21 to 26 years old | INDUSTRIAL COMBUSTION MMG-28 | #4 | 56722 | 39705 | 8225 | 5757 |  |  | Elevator Apartments | 3 | 26800 | 1 | 6 | 36 | 36 | 1950
1014060069 | 755 PARK AVENUE Manhattan, NY 10021 (40.77105306910082, -73.96366572864426) | Con Edison | 755 PK. AVE. CORP. % B . H. % S RESIDENTIAL | 755 PARK AVE CORP - B | 770 LEXINGTON AVENUE MANHATTAN, NY 10021 (40.76920532766377, -73.959183941086) | CB025108L | 7/6/05 | (EXISTING) ROCKMILLS MP-250 #2 ONLY | 1 | 8.3 | 2008 | 2043 | DUAL FUEL | Fewer than 5 years old | (NEW) INDUSTRIAL COMBUSTION DEG-105 | #4 | 56721 | 39705 | 8225 | 5757 | Yes | 2016 | Educational Structures | 4 | 130533 | 1 | 12 | 45 | 48 | 1914 |  | YES
1012137504 | 109 82 STREET Manhattan, NY 10024 (40.78405880155127, -73.9743471905694) | Con Edison | WEST 82ND CONDOMINIOM |  | 114 39TH STREET MANHATTAN, NY 10016 (40.74984906410224, -73.9782655877672) | CA484185X | 7/5/05 | FEDERAL FST-100 | 1 | 4.2 | 1985 | 2020 |  | 21 to 26 years old | IND. COMB. MMG-42 (P) | #4 | 56700 | 39690 | 8222 | 5755 | Yes | 2013 | Elevator Apartments | 6 | 55037 | 3 | 5 | 58 | 66 | 1900 | YES
1007687502 | 140 7 AVENUE Manhattan, NY 10011 (40.741349905776474, -73.9976439617912) | Con Edison | CHADWIN HOUSE CONDO C/O MGRE |  | 1981 MARCUS AVE LAKESUCCESS, NY 11042 (40.757798505692335, -73.69440156673153) | CA311094P | 7/5/05 | FEDERAL FST 200 | 1 | 8.19 | 1994 | 2029 |  | 16 to 20 years old | HEVE-DEG 84 P | #6 | 56700 | 39690 | 8505 | 5954 | Yes | 2018 | Walk-Up Apartments | 3 | 87047 | 1 | 7 | 109 | 140 | 1962 | YES
1002210030 | 200 HUDSON STREET Manhattan, NY 10013 (40.722910512391394, -74.0080265437201) | Con Edison | PARISH OF TRINITY CHURCH | TRINITY CHURCH CP | 74 VARICK AVE MANHATTAN, NY 10013 (40.7225588054117, -74.00626582509449) | CA082383P | 7/5/05 | ROCKMILLS MP 4-186 | 2 | 7.9 | 1983 | 2018 |  | 26 to 30 years old | ICI DEG-84P | #6 | 56700 | 39690 | 8505 | 5954 | Yes | 2021 | Elevator Apartments | 1 | 328415 | 1 | 12 | 0 | 35 | 1927
1021770228 | 1326 RIVERSIDE DRIVE Manhattan, NY 10033 (40.850833369623444, -73.94271337224154) | Con Edison | BELLA VISTA REALTY CORP. | RIVERSIDE GARDENS REA | 999 GOULD STREET NEWHYDE PARK, NY 11040 (40.742501155429714, -73.67411019502862) | CA166597Z | 7/5/05 | ROCKMILLS MP-150 | 1 | 6.23 | 1997 | 2032 | DUAL FUEL | 11 to 15 years old | INDUSTRIAL COMB. MMG-63P | #4 | 56575 | 39602 | 8203 | 5742 | Yes | 2017 | Garages & Gasoline Stations | 7 | 54370 | 1 | 6 | 63 | 63 | 1924
1021770218 | 1312 RIVERSIDE DRIVE Manhattan, NY 10033 (40.85097313867332, -73.94260053233006) | Con Edison | BELLA VISTA REALTY CORP. | BELLA VISTA REALTY CO | 162 ATLANTIC BEACH NY 11509 (40.5875603309446, -73.73002151667959) | CA166797N | 7/5/05 | ROCKMILLS MP-150 | 1 | 6.23 | 1997 | 2032 | DUAL FUEL | 11 to 15 years old | INDUSTRIAL COMB.MMG-63 P | #4 | 56575 | 39602 | 8203 | 5742 |  |  | Condominiums | 7 | 41310 | 1 | 5 | 64 | 64 | 1926
1020990063 | 760 RIVERSIDE DRIVE Manhattan, NY 10031 (40.832127471414026, -73.94935036881776) | Con Edison | LUDOR PROPERTIES | LUDOR PROPERTIES L P | 42 BAYVIEW AVENUE MANHASSET, NY 11030 (40.799023427515465, -73.70257640397784) | CA236371R | 7/6/05 | ROCKMILLS - MP 125 | 1 | 4.6 | 1971 | 2010 |  | 36 - 40 year old | IRON FIREMAN A06-6.3 | #6 | 56466 | 39526 | 8470 | 5929 | Yes | 2019 | Condominiums | 7 | 66366 | 1 | 6 | 56 | 56 | 1929
1013747502 | 502 PARK AVENUE Manhattan, NY 10022 (40.76315846498699, -73.96975598566263) | Con Edison | KLENINHANS ELYSABETH |  | 240 59 STREET MANHATTAN, NY 10019 (40.76729351023122, -73.98012303266694) | CA164082K | 7/4/05 | FEDERAL FST-200 | 2 | 8.4 | 1982 | 2017 |  | 26 to 30 years old | INDUSTRIAL COMBUSTION DEG-84 (S) | #6 | 56410 | 39487 | 8462 | 5923 | Yes | 2014 | Elevator Apartments | 4 | 252732 | 1 | 31 | 124 | 152 | 2002 | YES
1008830088 | 401 PARK AVENUE Manhattan, NY 10016 (40.74311702099797, -73.98410019220975) | Con Edison | 401 PARK AVENUE SO. ASSOCS. LLC/ | HAL PATTERSON, TRUSTE | 30 26 STREET MANHATTAN, NY 10010 (40.74275006547988, -73.98664002838736) | CA383185N | 7/5/05 | FEDERAL #FST 300 | 1 | 11.9 | 1985 | 2020 |  | 21 to 26 years old | ICI DEG 145 P | #6 | 56346 | 39442 | 8452 | 5916 | Yes | 2013 | Elevator Apartments | 2 | 201344 | 1 | 12 | 0 | 19 | 1910
1018820028 | 501 110 STREET Manhattan, NY 10025 (40.80303919611372, -73.96392137130026) | Con Edison | SNAMDHERA MANAGEMENT | STELLAR WEST 110 LLC | 156 WILLIAM ST MANHATTAN, NY 10038 (40.70999054661479, -74.0060256431043) | CA349173R | 7/4/05 | ROCKMILLS MP 175 | 1 | 7.35 | 1973 | 2010 |  | 36 - 40 year old | INDUSTRIAL COMBUSTION DE 63 | #6 | 56280 | 39396 | 8442 | 5909 | Yes | 2022 | Loft Buildings | 8 | 88930 | 1 | 10 | 66 | 69 | 1910
1012510008 | 321 90 STREET Manhattan, NY 10024 (40.79162535703797, -73.97634608405303) | Con Edison | 321 WEST 90TH OWNERS CORP. | 321 WEST 90TH STREET | 1 DUPONT STREET PLAINVIEW, NY 11803 (40.79724276989748, -73.46616262891547) | CA230386M | 7/6/05 | FEDERAL FST-125 | 1 | 5.3 | 1986 | 2021 |  | 21 to 26 years old | INDUSTRIAL COMBUSTION DEG-54 (P) | #6 | 56210 | 39347 | 8432 | 5902 |  |  | Elevator Apartments | 6 | 46800 | 1 | 9 | 54 | 54 | 1929
1013430005 | 311 50 STREET Manhattan, NY 10022 (40.75476419357291, -73.96820783808799) | Con Edison | GREAT BAY BLDG COMPANY. | GREAT BAY BLDG CO. | 613 MANHATTAN NY 10021 (40.76920532766377, -73.959183941086) | CA321788Z | 7/5/05 | FEDERAL FST 150 | 1 | 6.3 | 1988 | 2023 |  | 21 to 26 years old | ICI DEG 63 P | #4 | 56000 | 39200 | 8120 | 5684 | Yes | 2013 | Elevator Apartments | 5 | 71137 | 1 | 14 | 111 | 111 | 1962
1021800150 | 121 BENNETT AVENUE Manhattan, NY 10033 (40.854133881471, -73.9347993383837) | Con Edison | JANOFF & OLSHAN INC. | CHIZUK BETH ASSOCIATE | 939 EIGHTH AVE MANHATTAN, NY 10019 (40.76588341073574, -73.98348863305) | CA227381X | 7/7/05 | ROCKMILLS MP4-162 | 1 | 6 | 1981 | 2016 |  | 26 to 30 years old | ICI DEG 63P | #6 | 56000 | 39200 | 8400 | 5880 | Yes | 2020 | Churches, Synagogues, etc. | 7 | 76584 | 1 | 6 | 82 | 82 | 1928
1018967501 | 600 115 STREET Manhattan, NY 10025 (40.80737928829671, -73.96456297234894) | Con Edison | MARVIN GOLD MANAGEMENT | 600 WEST 115 ST OWNER | 6 GILBERT PARK OSSINING, NY 10562 (41.1553887748459, -73.8593911862269) | CA125168J | 7/7/05 | ROCKMILLS R 182 | 1 | 7 | 1968 | 2010 |  | 41 - 45 years old | PETRO WD 6 AH | #6 | 56000 | 39200 | 8400 | 5880 | Yes | 2016 | Elevator Apartments | 9 | 69280 | 1 | 12 | 45 | 46 | 1911 | YES
1006030028 | 95 MORTON STREET Manhattan, NY 10014 (40.731078283168, -74.00780874645042) | Con Edison | STELLAR MANAGEMENT CO. | BRICKMAN 95 MORTON LL | 156 WILLIAM STREET MANHATTAN, NY 10038 (40.70999054661479, -74.0060256431043) | CA194581M | 7/4/05 | PACIFIC 9364 A | 1 | 13.5 | 1981 | 2016 |  | 26 to 30 years old | ICI DEG 145 S | #6 | 56000 | 39200 | 8400 | 5880 | Yes | 2013 | Walk-Up Apartments | 3 | 154328 | 1 | 8 | 0 | 9 | 1911
1015500035 | 316 88 STREET Manhattan, NY 10128 (40.77897405096179, -73.95036980107724) | Con Edison | THE CH.OF THE HOLY TRINITY | CHURCH OF THE HOLY TR | 316 88 STREET MANHATTAN, NY 10128 (40.77897405096179, -73.95036980107724) | CA341983M | 7/5/05 | ROCKMILLS MP-125 | 1 | 5.2 | 1983 | 2018 |  | 26 to 30 years old | ST JOHNSON FD 68CA150HM | #4 | 55875 | 39112 | 8102 | 5671 |  |  | Elevator Apartments | 5 | 23800 | 1 | 3 | 0 | 1 | 1925
1015170043 | 160 89 STREET Manhattan, NY 10128 (40.781163810473906, -73.95364783007727) | Con Edison | 160 EAST 69TH REALTY | 160 E 89 ST RLTY CORP | 160 89th STREET NEW YORK, NY 10028 (40.622178985585016, -74.03548331642341) | CA274870Z | 7/6/05 | PACIFIC (UNKNOWN) | 1 | 7 | 1970 | 2010 |  | 36 - 40 year old | PETRO WD 5AM | #6 | 55845 | 39092 | 8377 | 5864 | Yes | 2017 | Office Buildings | 5 | 64272 | 1 | 8 | 51 | 51 | 1938
1015500045 | 302 88 STREET Manhattan, NY 10128 (40.77911051665472, -73.95068983124206) | Con Edison | MIDBORO MGMT.CO. | 302 E. 88TH TENANTS C | 148 37 ST MANHATTAN, NY 10018 (40.75251096987246, -73.98836465376176) | CA283085H | 7/4/05 | FEDERAL FST-125 | 1 | 5.1 | 1985 | 2020 |  | 21 to 26 years old | IND COMB MEG-54(P) | #6 | 55699 | 38989 | 8355 | 5848 |  |  | Elevator Apartments | 5 | 49075 | 1 | 6 | 59 | 60 | 1957
1004840001 | 515 BROADWAY Manhattan, NY 10012 (40.7226615788647, -73.9991353946475) | Con Edison | ANDREWS BUILDING CORP. | 515 BROADWAY CORP | 666 BROADWAY MANHATTAN, NY 10012 (40.727111630718575, -73.99526134940452) | CA129482X | 7/6/05 | FEDERAL FST 250 | 1 | 10.4 | 1982 | 2017 |  | 26 to 30 years old | I.C.I. DEG 105 P | #4 | 55600 | 38920 | 8062 | 5643 | Yes | 2014 | Elevator Apartments | 1 | 125590 | 1 | 6 | 19 | 26 | 1880 |  | YES
1021800522 | 225 BENNETT AVENUE Manhattan, NY 10040 (40.857848081452005, -73.9331265994092) | Con Edison | ROCKVIEW APTS CORP | ROCKVIEW APT CORP | 2207 CONEY ISLAND AVENUE BROOKLYN, NY 11223 (40.60328584975498, -73.96145921904193) | CA252892M | 7/5/05 | ROCKMILLS MP-150 (EXG) | 1 | 6.27 | 1992 | 2027 |  | 16 to 20 years old | ICI DEG-63P (NEW) | #6 | 55597 | 38918 | 8340 | 5838 | Yes | 2020 | Elevator Apartments | 7 | 82536 | 1 | 6 | 106 | 106 | 1940 |  | YES
1006960065 | 210 11 AVENUE Manhattan, NY 10001 (40.74995641759688, -74.00618752106953) | Con Edison | MURRAY HILL PROPERTIES | ONBAR, | 200 PARK AVENUE N Y 10003 (40.73658353765103, -73.98909294281773) | CB002401K | 7/5/05 | ROCKMILLS MP 200 | 1 | 8.4 | 2001 | 2036 | DUAL FUEL | 5 to 10 years old | INDUSTRIAL COMB. DEG-84 P | #6 | 55500 | 38850 | 8325 | 5828 | Yes | 2016 | Elevator Apartments | 3 | 108081 | 1 | 11 | 0 | 11 | 1911
1006960065 | 210 11 AVENUE Manhattan, NY 10001 (40.74995641759688, -74.00618752106953) | Con Edison | OWNER/SUPER | ONBAR, | 200 PARK AVE MANHATTAN, NY 10003 (40.73658353765103, -73.98909294281773) | CA192197Z | 7/5/05 | ROCKMILLS MP-200 | 3 | 7.77 | 1997 | 2032 | DUAL FUEL | 11 to 15 years old | INDUSTRIAL COMB. DEG-84 P | #6 | 55500 | 38850 | 8325 | 5828 | Yes | 2016 | Walk-Up Apartments | 3 | 108081 | 1 | 11 | 0 | 11 | 1911
1007880073 | 250 39 STREET Manhattan, NY 10018 (40.75471940432402, -73.98980647036824) | Con Edison | TR 39TH ST. LAND CORP. | TR 39TH ST. LAND CORP | 2091 WARREN MI 48090 (42.50174700022393, -83.04587099964687) | CA519185N | 7/5/05 | ROCKMILLS MODEL MP-250 | 1 | 10 | 1985 | 2020 |  | 21 to 26 years old | INDUSTRIAL COMBUSTION DEG-105-P | #6 | 55500 | 38850 | 8325 | 5828 | Yes | 2018 | Walk-Up Apartments | 3 | 181921 | 1 | 17 | 0 | 0 | 1926
1014100005 | 103 75 STREET Manhattan, NY 10021 (40.772987633551146, -73.96215758032619) | Con Edison | GUMLEY HAFT INC./M.ARPA | 103 EAST 75TH ST APT | 415 MADISON AVE MANHATTAN, NY 10017 (40.756779530947306, -73.976317020908) | CA304284K | 7/7/05 | ROCKMILLS MP-125 | 1 | 5.2 | 1984 | 2019 |  | 26 to 30 years old | INDU COMBU MMG-54-P | #4 | 55480 | 38836 | 8045 | 5631 | Yes | 2020 | Elevator Apartments | 4 | 64853 | 1 | 10 | 26 | 28 | 1920 |  | YES
1022430335 | 30 PARK TERRACE Manhattan, NY 10034 (40.869936482259, -73.91730287875525) | Con Edison | 30 REALTY COMPANY | 30 PARK REALTY CO., | 363 WESTCHESTER AVENUE PORTCHESTER, NY 10573 (41.00430253378631, -73.67137892173311) | CA128880R | 7/6/05 | FDEDERAL FST-90 | 1 | 3.8 | 1980 | 2015 |  | 26 to 30 years old | IND. COMB. DEG-42-P | #6 | 55480 | 38836 | 8322 | 5825 |  |  | Elevator Apartments | 7 | 41151 | 1 | 6 | 49 | 49 | 1937
1005690001 | 43 5 AVENUE Manhattan, NY 10003 (40.734191302423255, -73.99492800926271) | Con Edison | 43 TENANTS CORP. | 43 TENANTS CORP | 6 43 STREET MANHATTAN, NY 10017 (40.75381517729913, -73.97967506743592) | CA033083M | 7/5/05 | ROCKMILLS MP-125 | 1 | 5.2 | 1983 | 2018 |  | 26 to 30 years old | INDUSTRIAL COMBUSTION DEG-54-P | #6 | 55480 | 38836 | 8322 | 5825 | Yes | 2019 | Walk-Up Apartments | 2 | 64218 | 1 | 11 | 42 | 42 | 1905 |  | YES
1018920013 | 945 END AVENUE Manhattan, NY 10025 (40.79685012763133, -73.96372581059762) | Con Edison | IRENE BOGONI ETAL | B-U REALTY CORP | 945 END AVENUE MANHATTAN, NY 10025 (40.79685012763133, -73.96372581059762) | CA157883P | 7/5/05 | ROCKMILLS MP 125 | 1 | 5.2 | 1983 | 2018 |  | 26 to 30 years old | ICI MEG-54P | #6 | 55480 | 38836 | 8322 | 5825 | Yes | 2022 | Elevator Apartments | 9 | 75524 | 1 | 12 | 59 | 59 | 1907
1008240032 | 3 22 STREET Manhattan, NY 10010 (40.740575597232635, -73.98926721398719) | Con Edison | SCHIRRMESTER BROTHERS | CHAND REALTY ASSOC | 30 VESEY STREET MANHATTAN, NY 10007 (40.71177931526664, -74.00944232782362) | CA338269H | 7/6/05 | ROCKMILLS MP150 | 1 | 5.9 | 1969 | 2010 |  | 41 - 45 years old | RAY AEOR-144 SIZE 150 | #6 | 55480 | 38836 | 8322 | 5825 | Yes | 2014 | Churches, Synagogues, etc. | 3 | 74027 | 1 | 10 | 0 | 55 | 1901
1021380108 | 601 168 STREET Manhattan, NY 10032 (40.84117556129267, -73.93992594361286) | Con Edison | SIRKIN REALTY CORP. | 4001 BROADWAY ASSOCIA | 403 62 STREET MANHATTAN, NY 10021 (40.76920532766377, -73.959183941086) | CA300690H | 7/7/05 | FEDERAL FST 150 | 1 | 6.27 | 1990 | 2025 |  | 16 to 20 years old | HEVE DEG 63 P | #6 | 55188 | 38632 | 8278 | 5795 | Yes | 2018 | Elevator Apartments | 10 | 65448 | 1 | 6 | 42 | 49 | 1920
1008390073 | 48 38 STREET Manhattan, NY 10018 (40.751611688223754, -73.98428691801602) | Con Edison | BONAFIDE ESTATES INC. | 48 WEST 38 STREET LLC | 630 5 AVENUE MANHATTAN, NY 10111 (40.75892500018864, -73.97812899995336) | CA101781L | 7/5/05 | FEDERAL #FST 200 | 1 | 8.2 | 1981 | 2016 |  | 26 to 30 years old | ICI DEG 84 P | #6 | 55188 | 38632 | 8278 | 5795 | Yes | 2019 | Elevator Apartments | 3 | 110898 | 1 | 12 | 0 | 9 | 1912
1021750053 | 200 DYCKMAN STREET Manhattan, NY 10040 (40.864916752602255, -73.92687631130559) | Con Edison | 200 DYCKMAN ASSOC, LLC/STONECREST MANAGEMENT | 200 DYCKMAN ASSOCIATE | 7 11 SOUTH BROADWAY WHITE PLAINS, NY 10601 (41.032852406113705, -73.76540666728386) | CA468969Y | 7/4/05 | FEDERAL FST 150 | 1 | 6.3 | 1969 | 2010 |  | 41 - 45 years old | IF A06-6.3 | #6 | 55125 | 38588 | 8269 | 5788 | Yes | 2015 | Elevator Apartments | 10 | 74652 | 1 | 6 | 72 | 84 | 1926
1007757501 | 207 25 STREET Manhattan, NY 10001 (40.74550749583839, -73.99494991143375) | Con Edison | GVA WILLIAMS REAL ESTATE CO. |  | 380 MADISON AVENUE MANHATTAN, NY 10017 (40.755596213835844, -73.97727528530339) | CA323989Y | 7/6/05 | FEDERAL FST 200 | 1 | 8.19 | 1989 | 2024 |  | 21 to 26 years old | HEVE DEG84 P | #6 | 55125 | 38588 | 8269 | 5788 | Yes | 2015 | Elevator Apartments | 3 | 249975 | 1 | 12 | 0 | 14 | 1912 | YES
1008810029 | 137 25 STREET Manhattan, NY 10010 (40.740767209215875, -73.98369122381075) | Con Edison | BELLE REALTY CO. | 137 AND 138 REALTY,LL | 1 PENN PLAZA MANHATTAN, NY 10001 (40.74954249803239, -73.99162877282481) | CA239969P | 7/5/05 | FEDERAL 1215 | 1 | 5.2 | 1969 | 2010 |  | 41 - 45 years old | IRON FIREMAN A06 6.3 | #4 | 55000 | 38500 | 7975 | 5582 | Yes | 2021 | Condominiums | 2 | 71043 | 1 | 10 | 1 | 18 | 1910
1011640002 | 269 72 STREET Manhattan, NY 10023 (40.77951494447093, -73.98368543553337) | Con Edison | CORNERSTONE MANAGEMENT | 269 W 72 OWNERS CORP | 271 MADISON AVE MANHATTAN, NY 10016 (40.75118848877702, -73.98044892459097) | CA251287J | 7/7/05 | FEDERAL FST-125 | 1 | 5.32 | 1987 | 2022 |  | 21 to 26 years old | ICI MMG 54P | #4 | 55000 | 38500 | 7975 | 5582 |  |  | Elevator Apartments | 6 | 49327 | 1 | 16 | 58 | 60 | 1924
1008867503 | 127 30 STREET Manhattan, NY 10016 (40.7439952844967, -73.98178044948524) | Con Edison | LCD CORP. C/O LAWRENCE A. SMILEY | LEXINGTON PARC CONDOM | 1862 MUTTONTOWN ROAD MUTTONTOWN, NY 11791 (40.82401558670972, -73.53684934041848) | CA176588X | 7/4/05 | FEDERAL FST 125 | 2 | 5.35 | 1988 | 2023 |  | 21 to 26 years old | S.T.JOHNSON FD68CAHM-150 | #6 | 55000 | 38500 | 8250 | 5775 | Yes | 2016 | Elevator Apartments | 2 | 63418 | 1 | 19 | 71 | 71 | 1988 | YES
1012100005 | 171 79 STREET Manhattan, NY 10024 (40.782981692234195, -73.9778491551793) | Con Edison | 171 TENANTS CORP/GOLDNER | 171 TENANTS CORP | 155 72ND STREET MANHATTAN, NY 10023 (40.778309171187864, -73.9808388416445) | CA280086X | 7/6/05 | ROCKMILLS MP 175 | 1 | 7.35 | 1986 | 2021 |  | 21 to 26 years old | I.C.I. DEG 84P | #6 | 55000 | 38500 | 8250 | 5775 | Yes | 2020 | Walk-Up Apartments | 6 | 94659 | 1 | 15 | 62 | 63 | 1924 |  | YES
1011200011 | 33 67 STREET Manhattan, NY 10023 (40.773730263344405, -73.97987966544497) | Con Edison | 33 WEST 67TH STREET CORP | 33 WEST 67TH STREET O | 770 LEXINGTON AVE MANHATTAN, NY 10021 (40.76920532766377, -73.959183941086) | CA500085X | 7/5/05 | ROCKMILLS MP125 | 1 | 5 | 1985 | 2020 |  | 21 to 26 years old | ICI DEG 54P | #6 | 55000 | 38500 | 8250 | 5775 | Yes | 2020 | Walk-Up Apartments | 6 | 66847 | 1 | 14 | 35 | 36 | 1905 |  | YES
1022280025 | 514 211 STREET Manhattan, NY 10034 (40.86725043140698, -73.917690983504) | Con Edison | 535 MGMT CORP | 211 LLC | 1 SIDNEY PLACE BROOKLYN, NY 11201 (40.69298462973126, -73.99415599954382) | CA187287X | 7/5/05 | ROCKMILLS MP 150 | 1 | 6 | 1987 | 2022 |  | 21 to 26 years old | ICI DEG 63 | #6 | 55000 | 38500 | 8250 | 5775 | Yes | 2018 | Hospitals & Health | 10 | 68670 | 1 | 6 | 78 | 78 | 1928
1020690011 | 83 ST NICHOLAS' PLACE Manhattan, NY 10032 (40.829726281595754, -73.94068090445535) | Con Edison | 83 ST NICHOLAS PLACE | 79 S N LTD | 2562 BRIGGS AVE BRONX, NY 10458 (40.863915448232135, -73.89343797788628) | CA639686H | 7/6/05 | ROCKMILLS MP 125 SL | 1 | 5.25 | 1986 | 2021 |  | 21 to 26 years old | ICI DEG 54 | #6 | 55000 | 38500 | 8250 | 5775 |  |  | Walk-Up Apartments | 7 | 23952 | 1 | 6 | 24 | 24 | 1926
1022430004 | 585 ISHAM STREET Manhattan, NY 10034 (40.868621959363, -73.92007743676407) | Con Edison | ALEF REALTY CORP. | ALEF REALTY MANAGEMEN | 4500 BROADWAY MANHATTAN, NY 10040 (40.85800096619698, -73.93197546721171) | CA283285M | 7/4/05 | ROCKMILLS MP150 | 1 | 6 | 1985 | 2020 |  | 21 to 26 years old | ICI DEG 63P | #6 | 55000 | 38500 | 8250 | 5775 |  |  | Walk-Up Apartments | 7 | 38460 | 1 | 5 | 44 | 44 | 1930
1022020033 | 425 205 STREET Manhattan, NY 10034 (40.8626059172212, -73.91845454560223) | Con Edison | CARL S YOUNG | 425 W.205 ST.CORP. | 350 5 AVENUE MANHATTAN, NY 10001 (40.74836224233921, -73.98464519574641) | CA377586N | 7/5/05 | ROCKMILLS MP-150 | 1 | 6 | 1986 | 2021 |  | 21 to 26 years old | I.C.I DEG 63P | #6 | 55000 | 38500 | 8250 | 5775 | Yes | 2022 | Elevator Apartments | 10 | 77967 | 1 | 6 | 72 | 72 | 1946
1021750010 | 4672 BROADWAY Manhattan, NY 10040 (40.86306414922194, -73.93001494518785) | Con Edison | DONGAN GERP LLC. | TWENTY-TWO-FORTY ASS | 6 39 STREET MANHATTAN, NY 10016 (40.751374888644044, -73.98180347499444) | CA269982R | 7/5/05 | FEDERAL FST 150 | 1 | 6.3 | 1982 | 2017 |  | 26 to 30 years old | ICI DE63P | #6 | 55000 | 38500 | 8250 | 5775 | Yes | 2015 | Elevator Apartments | 10 | 58640 | 1 | 5 | 68 | 69 | 1920
1019490047 | 540 MANHATTAN AVENUE Manhattan, NY 10027 (40.80923972576829, -73.95374805354106) | Con Edison | DRAX REALTY CORP. | DRAX RLTY CORP | 180218 KENSINGTON STATION BROOKLYN, NY 11218 (40.64322700851966, -73.9764486221062) | CA533185Y | 7/5/05 | FEDERAL FST-125 | 1 | 5 | 1985 | 2020 |  | 21 to 26 years old | I.C.I DEG-54 (P) | #6 | 55000 | 38500 | 8250 | 5775 | Yes | 2019 | Elevator Apartments | 9 | 60768 | 1 | 6 | 77 | 77 | 1912
1021610033 | 124 FORT GEORGE AVENUE Manhattan, NY 10040 (40.85709265094738, -73.9276497282508) | Con Edison | EDELSTEIN,M | 124 REALTY LLC | 2207 CONEY ISLAND AVENUE BROOKLYN, NY 11223 (40.60328584975498, -73.96145921904193) | CA053982Y | 7/7/05 | ROCKMILLS MP4-162 | 1 | 6.3 | 1982 | 2017 |  | 26 to 30 years old | ICI DEG 63P | #6 | 55000 | 38500 | 8250 | 5775 | Yes | 2021 | Office Buildings | 10 | 67045 | 1 | 5 | 79 | 82 | 1925
1020700008 | 30 HAMILTON PLACE Manhattan, NY 10031 (40.82190217994088, -73.95257893490299) | Con Edison | HAMILTON PLACE ASSOCIATES. | R.L.S.A. REALTY CORP. | 30 HAMILTON PLACE MANHATTAN, NY 10031 (40.82190217994088, -73.95257893490299) | CA375392X | 7/6/05 | FEDERAL FST-150 | 1 | 6.44 | 1992 | 2027 |  | 16 to 20 years old | ICI DEG84S | #6 | 55000 | 38500 | 8250 | 5775 | Yes | 2020 | Elevator Apartments | 7 | 70044 | 1 | 5 | 0 | 4 | 1922
1018930035 | 375 RIVERSIDE DRIVE Manhattan, NY 10025 (40.804554257995676, -73.96827210431428) | Con Edison | INSIGNIA RESIDENTIAL GRP. | 375 RIVERSIDE DRIVE O | 675 3 AVENUE MANHATTAN, NY 10017 (40.75129610835038, -73.97404990585339) | CA098178M | 7/7/05 | FEDERAL FST-300 | 1 | 12.62 | 1978 | 2013 |  | 31 to 35 years old | HEV-E-OIL DE 145-P | #6 | 55000 | 38500 | 8250 | 5775 | Yes | 2013 | Elevator Apartments | 9 | 145480 | 1 | 14 | 101 | 101 | 1922 |  | YES
1001817504 | 99 HUDSON STREET Manhattan, NY 10013 (40.71928449883626, -74.00874287126841) | Con Edison | JANOFF & OLSHAN.INC. | 99 HUDSON STREET ASSO | 654 MADISON AVE NEW YORK, NY 10065 (40.76431417641167, -73.97094047808838) | CA304584M | 7/6/05 | ROCKMILLS MP200 | 1 | 7.8 | 1984 | 2019 |  | 26 to 30 years old | ICI-DEG 84P | #6 | 55000 | 38500 | 8250 | 5775 | Yes | 2021 | Elevator Apartments | 1 | 133010 | 1 | 16 | 0 | 6 | 1930 | YES
1021340095 | 601 156 STREET Manhattan, NY 10032 (40.83353745877615, -73.94547834715785) | Con Edison | SDG MANAGEMENT 156 BROADWAY ASSOC. LLC. | 156 BROADWAY ASSOCIAT | 888 7TH AVENUE MANHATTAN, NY 10019 (40.765163953112335, -73.98028704662573) | CA097581H | 7/6/05 | ROCKMILLS MP 125 | 1 | 5 | 1981 | 2016 |  | 26 to 30 years old | ICI DEG 54P | #6 | 55000 | 38500 | 8250 | 5775 | Yes | 2014 | Elevator Apartments | 7 | 70356 | 1 | 6 | 70 | 76 | 1920
1012420001 | 700 END AVENUE Manhattan, NY 10025 (40.79685012763133, -73.96372581059762) | Con Edison | U21 EINY | SALAMON REALTY LLC | 700 END AVENUE MANHATTAN, NY 10025 (40.79685012763133, -73.96372581059762) | CA068680K | 7/6/05 | ROCKMILLS MP100 | 1 | 3.4 | 1980 | 2015 |  | 26 to 30 years old | ICI DEG 41P | #6 | 55000 | 38500 | 8250 | 5775 | Yes | 2022 | Churches, Synagogues, etc. | 6 | 55840 | 1 | 15 | 65 | 65 | 1925
1021800173 | 80 BENNETT AVENUE Manhattan, NY 10033 (40.85281187808789, -73.93547382990567) | Con Edison | 80 BENNETT ASSOCIATES LLC | 80 BENNETT ASSOCIATES | 145 HUGUENOT STREET NEW ROCHELLE, NY 10801 (40.91319235913511, -73.77945045104241) | CA140291K | 7/4/05 | ROCKMILLS MP 125 | 1 | 5.25 | 1991 | 2026 |  | 16 to 20 years old | ICI DEG 54 P | #6 | 54896 | 38427 | 8234 | 5764 | Yes | 2020 | Elevator Apartments | 7 | 63912 | 1 | 6 | 66 | 68 | 1957
1008950066 | 140 40 STREET Manhattan, NY 10016 (40.75002583293613, -73.97673481234203) | Con Edison | 14040 TENANTS CORP. % ANDREWS BLDG. | 140 40 TENANTS CORP | 140 40TH ST NEW YORK, NY 10016 (40.75002583293613, -73.97673481234203) | CB209202P | 7/4/05 | ROCKMILLS-MP-125 (NEW) | 1 | 4.18 | 2002 | 2037 | DUAL FUEL | 5 to 10 years old | IC-DEG-54P (NEW) | #4 | 54750 | 38325 | 7939 | 5557 | Yes | 2015 | Walk-Up Apartments | 4 | 58280 | 1 | 13 | 98 | 99 | 1931 |  | YES
1021150005 | 550 157 STREET Manhattan, NY 10032 (40.83372772252324, -73.94416684762925) | Con Edison | 157 BROADWAY ASSOC. Att: SDG MGMT. | 157 BROADWAY ASSOCIAT | 888 7 AVENUE MANHATTAN, NY 10019 (40.765163953112335, -73.98028704662573) | CA098899M | 7/6/05 | ROCKMILLS MP-175 | 1 | 7 | 1999 | 2034 | DUAL FUEL | 11 to 15 years old | I.C. MMG-84 P | #4 | 54750 | 38325 | 7939 | 5557 | Yes | 2015 | Condominiums | 7 | 99076 | 1 | 10 | 74 | 80 | 1910
1015250036 | 222 80 STREET Manhattan, NY 10021 (40.76920532766377, -73.959183941086) | Con Edison | 222 EAST 80TH STREET CORP. | 222 E 80 CORP | 222 80 STREET NEW YORK, NY 10012 (40.628301095375136, -74.03131772283196) | CB571003M | 7/6/05 | (EXISTING) FEDERAL FLW 1822 | 2 | 6.6 | 2003 | 2038 | DUAL FUEL | 5 to 10 years old | (NEW) INDUSTRIAL COMBUSTION DEG-84S | #4 | 54750 | 38325 | 7939 | 5557 | Yes | 2015 | Elevator Apartments | 5 | 94404 | 1 | 12 | 95 | 95 | 1962 |  | YES
1010450020 | 317 54 STREET Manhattan, NY 10019 (40.76503699562223, -73.98479855288201) | Con Edison | 317 W 54 OWNER'S CORP. | 317 WEST 54 OWNERS CO | 319 54 STREET MANHATTAN, NY 10019 (40.76505976866886, -73.9848527251293) | CA048672M | 7/6/05 | WEIL-MCLAIN #1092 | 1 | 2.4 | 1972 | 2010 |  | 36 - 40 year old | HEV-E-OIL #AM4 1/2 DH | #4 | 54750 | 38325 | 7939 | 5557 |  |  | Elevator Apartments | 3 | 22580 | 1 | 5 | 39 | 39 | 1980
1005720038 | 20 5 AVENUE Manhattan, NY 10011 (40.732890573480205, -73.9959185189999) | Con Edison | ESTATE OF SOL GOLDMAN | 20 FIFTH AVENUE LLC | 640 5 AVENUE MANHATTAN, NY 10019 (40.75918853863369, -73.97674417161663) | CA174499P | 7/7/05 | (2) FEDERAL FST-175 | 2 | 7 | 1999 | 2034 | DUAL FUEL | 11 to 15 years old | (2) ICI DEG-84P | #4 | 54750 | 38325 | 7939 | 5557 | Yes | 2022 | Condominiums | 3 | 132420 | 1 | 17 | 112 | 113 | 1940
1013070029 | 155 52 STREET Manhattan, NY 10022 (40.75766590936668, -73.97119189521119) | Con Edison | KNOCKLOFTY,LLC | KNOCKLOFTY MGMT LLC | 580307 FLUSHING NY 11358 (40.760350968822195, -73.79632645819947) | CA166497L | 7/5/05 | FEDERAL FST-175 | 1 | 7 | 1997 | 2032 | DUAL FUEL | 11 to 15 years old | INDUSTRIAL COMB. DEG-84 (S) | #4 | 54750 | 38325 | 7939 | 5557 | Yes | 2017 | Elevator Apartments | 4 | 66386 | 1 | 9 | 110 | 113 | 1929
1019460029 | 2217 8 AVENUE Manhattan, NY 10026 (40.806681099562304, -73.95377062686246) | Con Edison | N.Y.C. HPD | GARDEN OF EDEN ASSOCI | 100 GOLD STREET N Y 10038 (40.71053013983237, -74.00381331091222) | CB085500J | 7/4/05 | FEDERAL FST 175 | 1 | 7.28 | 2000 | 2035 | DUAL FUEL | 5 to 10 years old | I C I DEG 84 P | #4 | 54750 | 38325 | 7939 | 5557 | Yes | 2016 | Walk-Up Apartments | 9 | 80555 | 1 | 5 | 76 | 79 | 1900
1021070020 | 936 ST NICHOLAS' AVENUE Manhattan, NY 10032 (40.83225487826157, -73.94089239244312) | Con Edison | NEIGHBORHOOD RESTORE HDFC | UHAB H.D.F.C. | 129 09 26TH AVENUE FLUSHING, NY 11354 (40.76862022064671, -73.82719028070687) | CA084885Y | 7/4/05 | EDERAL FST 125 | 1 | 5.3 | 1985 | 2020 |  | 21 to 26 years old | HEV-E-OIL M M 54 (P) | #4 | 54750 | 38325 | 7939 | 5557 | Yes | 2017 | Elevator Apartments | 7 | 68160 | 1 | 6 | 52 | 52 | 1909 |  | YES
1014090040 | 196 75 STREET Manhattan, NY 10021 (40.77169805559608, -73.95925948967252) | Con Edison | 196 OWNER'S CORPORATION | 196 OWNERS CORP | 4 PARK AVENUE MANHATTAN, NY 10016 (40.74650915812013, -73.98194367109245) | CA062178H | 7/5/05 | ROCKMILLS MP-4-133 | 2 | 10.6 | 1978 | 2013 |  | 31 to 35 years old | I.C.I. DE 54-S | #6 | 54750 | 38325 | 8212 | 5749 | Yes | 2019 | Elevator Apartments | 4 | 162750 | 1 | 20 | 136 | 141 | 1961 |  | YES
1018890072 | 299 RIVERSIDE DRIVE Manhattan, NY 10025 (40.7996816446629, -73.97190264485323) | Con Edison | 299 OWNERS CORP./ EISENSTEI | 299 OWNERS CORP | 244 54 STREET NEW YORK, NY 10019 (40.76442650904829, -73.98344366694857) | CA045676X | 7/6/05 | ROCKMILL MP150 | 1 | 5.3 | 1976 | 2011 |  | 31 to 35 years old | 1C1-DE63S | #6 | 54750 | 38325 | 8212 | 5749 | Yes | 2019 | Elevator Apartments | 9 | 94804 | 1 | 12 | 57 | 57 | 1911 |  | YES
1014710045 | 400 77 STREET Manhattan, NY 10075 (40.77096626174236, -73.95359056348057) | Con Edison | 400 E. 77TH ST. OWNERS CORP. % THE ARGO | 400 E 77 ST CORP | 50 17 STREET NEW YORK, NY 10011 (40.73891274307704, -73.99459526011185) | CB043008Y | 7/6/05 | BEST 5C - 200 (NEW) | 1 | 6.6 | 2008 | 2043 | DUAL FUEL | Fewer than 5 years old | ICI DEG - 84P (NEW) | #6 | 54750 | 38325 | 8212 | 5749 | Yes | 2021 | Elevator Apartments | 5 | 168680 | 1 | 18 | 157 | 160 | 1964 |  | YES
1021580016 | 450 AUDUBON AVENUE Manhattan, NY 10040 (40.85283915099543, -73.92938461509986) | Con Edison | 450 AUDUBON/FAS REALTY COMPANY | BLAIR VENTURES LLC | 243 FIFTH AVENUE NEW YORK, NY 10016 (40.74447954643841, -73.98743665675863) | CA024298P | 7/5/05 | FEDERAL FM-1822 | 1 | 5.25 | 1998 | 2033 | DUAL FUEL | 11 to 15 years old | INDUSTRIAL COMB. DEG-54 P | #6 | 54750 | 38325 | 8212 | 5749 | Yes | 2018 | Office Buildings | 10 | 66240 | 1 | 6 | 68 | 71 | 1911
1011660007 | 245 74 STREET Manhattan, NY 10023 (40.78070385152674, -73.98245728887927) | Con Edison | JADAM EQUITIES LLC. | ALFIE ARMS CORP | 345 SEVENTH AVE NEW YORK, NY 11001 (40.74814878031799, -73.99271567707063) | CA096981M | 7/6/05 | FEDERAL FST 150 | 1 | 6.2 | 1981 | 2016 |  | 26 to 30 years old | ICI DEG 63 P | #6 | 54750 | 38325 | 8212 | 5749 | Yes | 2016 | Elevator Apartments | 6 | 75312 | 1 | 10 | 59 | 59 | 1924 |  | YES
1022000009 | 428 204 STREET Manhattan, NY 10034 (40.86198503992059, -73.91904979666887) | Con Edison | LELME & WOLFF INC. | VERMILYEA WEST ASSOCI | 5925 BROADWAY BRONX, NY 10463 (40.888406443876256, -73.899128719106) | CA169880H | 7/7/05 | BURNHAM 3-125-50 | 1 | 5.2 | 1980 | 2015 |  | 26 to 30 years old | ICI MEG 54 P | #6 | 54750 | 38325 | 8212 | 5749 | Yes | 2020 | Elevator Apartments | 10 | 52605 | 3 | 5 | 83 | 83 | 1915
1005750077 | 55 11 STREET Manhattan, NY 10011 (40.73479404722639, -73.99679992027617) | Con Edison | LIANT RECORDS INCORPORATE | LIANT RECORD LLC | 271 MADISON AVENUE MANHATTAN, NY 10016 (40.75118848877702, -73.98044892459097) | CA030680R | 7/5/05 | ROCKMILLS MP125 | 1 | 5.3 | 1980 | 2015 |  | 26 to 30 years old | HEVEOIL DEG54P | #6 | 54750 | 38325 | 8212 | 5749 | Yes | 2015 | Elevator Apartments | 3 | 63943 | 1 | 9 | 87 | 88 | 1924
1007710038 | 201 21 STREET Manhattan, NY 10011 (40.74286687987784, -73.99664135387938) | Con Edison | NEW BEDFORD MGMT | 201 WEST 21 ST TENANT | 210 23rd STREET MANHATTAN, NY 10011 (40.74422062570959, -73.99600717354672) | CA030378X | 7/7/05 | ROCKMILLS MP 4-133 | 1 | 5.2 | 1978 | 2013 |  | 31 to 35 years old | HEVEOIL DE 54 S | #6 | 54750 | 38325 | 8212 | 5749 | Yes | 2021 | Elevator Apartments | 3 | 80977 | 1 | 14 | 130 | 133 | 1963 |  | YES
1013610007 | 10 MITCHELL PLACE Manhattan, NY 10017 (40.752978625833535, -73.96655249131793) | Con Edison | STEWART HALL INC. | STEWART HALL INC | 5 86TH STREET MANHATTAN, NY 10028 (40.78148186083539, -73.96023726443946) | CA068472X | 7/5/05 | HEGGIE SIMPLEX 319 | 1 | 4.2 | 1972 | 2010 |  | 36 - 40 year old | TODD A04-5 S | #6 | 54750 | 38325 | 8212 | 5749 | Yes | 2021 | Walk-Up Apartments | 5 | 67000 | 1 | 13 | 99 | 101 | 1931 |  | YES
1020460025 | 196 BRADHURST AVENUE Manhattan, NY 10039 (40.827316098557276, -73.93993446717104) | Con Edison | TRYAX REALTY MGMT INC. | BRADHURST ASSOCIATES | 60 CUTTER MILL RD GREAT NECK, NY 11021 (40.78585735300652, -73.73112088518786) | CA229482Y | 7/5/05 | ROCKMILLS MP-150 | 1 | 5.2 | 1982 | 2017 |  | 26 to 30 years old | IND COMB INC DE-63(P) | #6 | 54750 | 38325 | 8212 | 5749 |  |  | Elevator Apartments | 7 | 30720 | 1 | 6 | 41 | 41 | 1910
1018430032 | 473 CENTRAL PARK Manhattan, NY 10025 (40.79893421250355, -73.95943259417953) | Con Edison | UPWEST COMPANY | UPWEST CO., LLC | 474 CENTRAL PARK MANHATTAN, NY 10025 (40.79685012763133, -73.96372581059762) | CA106886K | 7/6/05 | ROCKMILLS MP 150 | 1 | 6.27 | 1986 | 2021 |  | 21 to 26 years old | INDUSTRIAL COMBUSTION DEG 63 | #6 | 54750 | 38325 | 8212 | 5749 |  |  | Walk-Up Apartments | 8 | 8685 | 1 | 5 | 19 | 19 | 1941
1014920049 | 30 81 STREET Manhattan, NY 10028 (40.77758565475194, -73.96113059162586) | Con Edison | 81ST REALTY CORP. | 81ST REALTY CORP |  | CA033578Y | 7/5/05 | FEDERAL #FST 125 | 1 | 5.2 | 1978 | 2013 |  | 31 to 35 years old | HEV-E-OIL #DE 54 S | #6 | 54541 | 38179 | 8181 | 5727 | Yes | 2022 | Elevator Apartments | 4 | 60858 | 1 | 13 | 55 | 60 | 1955
1011420024 | 117 70 STREET Manhattan, NY 10023 (40.77644301748253, -73.98050755546609) | Con Edison | DANIEL TORRES | AMDA STRATFORD ARMS,I | 211 61ST STREET MANHATTAN, NY 10023 (40.77185719208424, -73.98705862643573) | CA186781R | 7/7/05 | ROCKMILLS - MP 125 | 1 | 5.2 | 1981 | 2016 |  | 26 to 30 years old | INDUSTRIAL COMBUSTION - DEG-54(P) | #6 | 54422 | 38095 | 8163 | 5714 | Yes | 2022 | Walk-Up Apartments | 6 | 75313 | 1 | 10 | 0 | 1 | 1928
1021800078 | 2 MAGAW PLACE Manhattan, NY 10033 (40.85104920691049, -73.93720952142223) | Con Edison | 2-8-16 MAGAN PLACE OWNERS | 2-8-16 MAGAW PL OWNER |  | CA187685L | 7/7/05 | FEDERAL #FST-125 | 1 | 5.2 | 1985 | 2020 |  | 21 to 26 years old | INDUS COMBU #DEG-54-P | #6 | 54202 | 37941 | 8130 | 5691 | Yes | 2020 | Walk-Up Apartments | 7 | 50655 | 1 | 5 | 60 | 60 | 1940 |  | YES
1022470056 | 2 SEAMAN AVENUE Manhattan, NY 10034 (40.86644560005209, -73.92774865367397) | Con Edison | DYCKMAN LLC. | DYKMAN | 98 CUTTER MILL ROAD GREAT NECK, NY 11021 (40.7836584067361, -73.73280677517435) | CA404387L | 7/6/05 | ROCKMILLS MP4-133 | 1 | 5 | 1987 | 2022 |  | 21 to 26 years old | ICI DEG 54 P | #6 | 54166 | 37916 | 8125 | 5687 | Yes | 2017 | Elevator Apartments | 7 | 56700 | 1 | 5 | 64 | 70 | 1930
1012100012 | 147 79 STREET Manhattan, NY 10024 (40.78284420253659, -73.97752612908742) | Con Edison | WEMBLY MANAGEMENT CO. INC. | I BLDG CO, INC. | 417 FIFTH AVE MANHATTAN, NY 10016 (40.7508150795849, -73.98282286232246) | CA157783H | 7/5/05 | FEDERAL FST-125 | 1 | 5 | 1983 | 2018 |  | 26 to 30 years old | INDUSTRIAL COMBUSTION DEG-54(P) | #6 | 54166 | 37916 | 8125 | 5687 | Yes | 2020 | Elevator Apartments | 6 | 76193 | 1 | 15 | 61 | 61 | 1926
1021430062 | 609 174 STREET Manhattan, NY 10033 (40.845043439856916, -73.93756875670523) | Con Edison | 609 REALTY LLC. | HEIGHTS 174 LLC | 108 18 QUEENS BLVD FROEST HILLS, NY 10040 (40.85809553188335, -73.92925548994884) | CA314091N | 7/5/05 | ROCKMILLS MP-70 | 1 | 2.77 | 1991 | 2026 |  | 16 to 20 years old | IND. COMB. MMG-28 | #4 | 54020 | 37814 | 7833 | 5483 |  |  | Loft Buildings | 10 | 42926 | 1 | 6 | 43 | 43 | 1936
1021220153 | 520 163 STREET Manhattan, NY 10032 (40.83711941264926, -73.94058183615194) | Con Edison | ALMA REALTY CORP. | PINNACLE UPTOWN LLC | 31 10 37TH AVE LIC, NY 11101 (40.74570244980828, -73.93866902925225) | CA271294X | 7/6/05 | FEDERAL FST 90 | 1 | 3.43 | 1994 | 2029 |  | 16 to 20 years old | I. C. MMG-54 (P) | #4 | 54020 | 37814 | 7833 | 5483 | Yes | 2022 | Walk-Up Apartments | 10 | 53384 | 1 | 6 | 54 | 61 | 1922
1010070049 | 136 55 STREET Manhattan, NY 10019 (40.76347244134334, -73.97921209371376) | Con Edison | GORHAM HOTEL | B2D2 GORHAM | 136 55 STREET MANHATTAN, NY 10019 (40.76347244134334, -73.97921209371376) | CA467187P | 7/7/05 | ROCKMILLS MP 80 | 2 | 3.08 | 1987 | 2022 |  | 21 to 26 years old | ICI MMG 34 | #4 | 54000 | 37800 | 7830 | 5481 | Yes | 2017 | Walk-Up Apartments | 4 | 70478 | 1 | 16 | 0 | 2 | 1929
1000130001 | 1 BROADWAY Manhattan, NY 10004 (40.704945350030414, -74.01399363628389) | Con Edison | LA SALLE PARTNERS | LOGANY | 7507 HICKSVILLE NY 11802 (40.76758500024761, -73.53364299972463) | CA342970H | 7/6/05 | ROCKMILLS MP-200 | 2 | 16.8 | 1970 | 2010 |  | 36 - 40 year old | ST. JOHNSON FD 68 HM 200 | #6 | 54000 | 37800 | 8100 | 5670 | Yes | 2013 | Elevator Apartments | 1 | 180016 | 1 | 14 | 0 | 28 | 1900
1012480019 | 325 86 STREET Manhattan, NY 10024 (40.789175981198326, -73.97848054392175) | Con Edison | 325 WEST 86TH CORP/MIDBORO MANAGEMENT INC. | 325 WEST 86TH ST CORP | 148 37TH STREET MANHATTAN, NY 10018 (40.75251096987246, -73.98836465376176) | CA190589Z | 7/5/05 | FEDERAL FST 125 | 1 | 5.32 | 1989 | 2024 |  | 21 to 26 years old | ICI MEG54P | #6 | 53550 | 37485 | 8032 | 5623 | Yes | 2018 | Elevator Apartments | 6 | 82655 | 1 | 15 | 49 | 50 | 1926 |  | YES
1008800004 | 329 PARK AVENUE Manhattan, NY 10010 (40.741018961607494, -73.98562883985852) | Con Edison | F. M. RING ASSOCIATES INC. | FRANK RING | 20 47 STREET MANHATTAN, NY 10036 (40.7569253914677, -73.97925477654863) | CA111472R | 7/6/05 | TITUSVILLE UNKNOWN | 1 | 3.2 | 1972 | 2010 |  | 36 - 40 year old | PETRO WD4AH | #4 | 53434 | 37404 | 7748 | 5424 |  |  | Elevator Apartments | 2 | 37025 | 1 | 12 | 0 | 6 | 1914
1008230024 | 19 21 STREET Manhattan, NY 10010 (40.73986282072661, -73.98951777603568) | Con Edison | FIFTH AVENUE PARTNERS L.P. | FIFTH AVE PARTNERS L. | 13 16 STREET MANHATTAN, NY 10003 (40.73722239131047, -73.99235606215038) | CA046889Y | 7/5/05 | FEDERAL FST 175 | 1 | 7.4 | 1989 | 2024 |  | 21 to 26 years old | ICI DEG 84 P | #6 | 53361 | 37353 | 8004 | 5603 | Yes | 2013 | Elevator Apartments | 3 | 113284 | 1 | 12 | 0 | 50 | 1908
1012170014 | 145 86 STREET Manhattan, NY 10024 (40.78719766698616, -73.97378560958235) | Con Edison | 145 TENANTS CORP/INSIGNIA RESIDENTIAL GROUP | 145 TENANTS CORP | 675 THIRD AVENUE MANHATTAN, NY 10017 (40.75129610835038, -73.97404990585339) | CA112881M | 7/6/05 | ROCKMILLS MP-150 | 1 | 5.1 | 1981 | 2016 |  | 26 to 30 years old | INDUSTRIAL COMB INC MMG 63P | #4 | 53144 | 37201 | 7706 | 5394 | Yes | 2017 | Walk-Up Apartments | 6 | 97476 | 1 | 15 | 64 | 67 | 1925 |  | YES
1022430372 | 261 SEAMAN AVENUE Manhattan, NY 10034 (40.872174281378705, -73.91763128084438) | Con Edison | 261-271 SEAMAN AVE 0. | 261/271 SEAMAN AVENUE | 145 HUGUENOT ST NEW ROCHELLE, NY 10801 (40.91319235913511, -73.77945045104241) | CA076980M | 7/5/05 | ROCKMILLS MP4-133 | 1 | 5.1 | 1980 | 2015 |  | 26 to 30 years old | ICI DEG-54P | #6 | 53144 | 37201 | 7972 | 5580 | Yes | 2013 | Walk-Up Apartments | 7 | 63714 | 1 | 6 | 73 | 73 | 1927
1021490007 | 20 LAUREL HILL TERRACE Manhattan, NY 10033 (40.848737949295185, -73.92932246722529) | Con Edison | LAUREL UPTOWN TWO LLC | LAUREL UPTOWN TWO REA | 108 18 QUEENS BLVD FOREST HILLS, NY 11375 (40.720707263029794, -73.84628429608335) | CA066076P | 7/5/05 | ROCKMILLS MP 100 | 1 | 4 | 1976 | 2011 |  | 31 to 35 years old | INCS COMB INC DE 42 | #6 | 53107 | 37175 | 7966 | 5576 | Yes | 2019 | Elevator Apartments | 10 | 54378 | 1 | 6 | 64 | 64 | 1930
1004467502 | 99 4 STREET Manhattan, NY 10003 (40.72622619662295, -73.98947115075688) | Con Edison | OWNERS CORP % LISA MGMT |  | 6 E43RD ST MANHATTAN, NY 10003 (40.73194394755518, -73.98887214913032) | CA345993Y | 7/7/05 | ROCKMILLS MP-150 | 1 | 5.81 | 1993 | 2028 |  | 16 to 20 years old | ICI DEG-63 (P) | #6 | 53016 | 37111 | 7952 | 5567 | Yes | 2016 | Elevator Apartments | 2 | 75782 | 1 | 6 | 66 | 67 | 1920 | YES
1008750019 | 81 IRVING PLACE Manhattan, NY 10003 (40.7371860447808, -73.98644740252644) | Con Edison | 81 IRVING PLACE TENANTS | IRVING TENANTS CORP | 8 38TH ST MANHATTAN, NY 10018 (40.75108854154199, -73.98303674630506) | CA199585M | 7/4/05 | GENERAL (NEW) G 720-45 | 1 | 6.3 | 1985 | 2020 |  | 21 to 26 years old | ICI DE 63 P | #6 | 53000 | 37100 | 7950 | 5565 | Yes | 2015 | Elevator Apartments | 2 | 72501 | 1 | 16 | 102 | 103 | 1930 |  | YES
1021370126 | 106 FORT WASHINGTON AVENUE Manhattan, NY 10032 (40.838845406972894, -73.94360370105056) | Con Edison | ALCO REALTY | ALCO REALTY I LIMITED | 850 176 STREET MANHATTAN, NY 10033 (40.84750907553967, -73.94144154619411) | CA368787P | 7/6/05 | 11CKMILLS MP 125 SL | 1 | 4.96 | 1987 | 2022 |  | 21 to 26 years old | ICI DEG 54 P | #6 | 53000 | 37100 | 7950 | 5565 | Yes | 2017 | Walk-Up Apartments | 10 | 71166 | 1 | 6 | 69 | 70 | 1920
1008490063 | 920 BROADWAY Manhattan, NY 10010 (40.73977081546371, -73.98956229552428) | Con Edison | 920 BROADWAY, C/O WMS RE | 920 BROADWAY ASSOC LP | 380 MADISON AVENUE MANHATTAN, NY 10017 (40.755596213835844, -73.97727528530339) | CA382485K | 7/7/05 | FEDERAL FST-175 | 1 | 7.7 | 1985 | 2020 |  | 21 to 26 years old | I.C.I. DEG 84 P | #6 | 52853 | 36997 | 7928 | 5550 | Yes | 2019 | Elevator Apartments | 2 | 93927 | 1 | 17 | 0 | 39 | 1916
1011960029 | 225 CENTRAL PARK Manhattan, NY 10024 (40.78309010964309, -73.97099741328788) | Con Edison | THE ALDEN OWNERS | ALDEN OWNERS INC (THE | 225 CENTRAL PARK NEW YORK, NY 10024 (40.78289858353014, -73.97109597548626) | CB188607L | 7/6/05 | FEDERAL FST - 350 (NEW) | 1 | 11.7 | 2007 | 2042 | DUAL FUEL | Fewer than 5 years old | ICI DEG - 145P (NEW) | #6 | 52724 | 36907 | 7909 | 5536 | Yes | 2016 | Elevator Apartments | 6 | 245676 | 1 | 16 | 338 | 345 | 1926 |  | YES
1008610047 | 44 32 STREET Manhattan, NY 10016 (40.74628383784649, -73.98345146159485) | Con Edison | NEWMARK & CO REAL ESTATE INC. | BASSETT PROPERTIES | 125 PARK AVE MANHATTAN, NY 10017 (40.75150189626578, -73.97791375384898) | CA120371M | 7/5/05 | OIL CITY 366 | 1 | 5.05 | 1971 | 2010 |  | 36 - 40 year old | RAY AR-141-6 | #6 | 52706 | 36894 | 7906 | 5534 | Yes | 2021 | Elevator Apartments | 2 | 73405 | 1 | 12 | 0 | 13 | 1916
1021420109 | 630 173 STREET Manhattan, NY 10032 (40.84468044043286, -73.9389015400535) | Con Edison | 173 B'WAY ASSOC%SDG PROPT | 173 BROADWAY ASSOCIAT | 888 SEVENTH AVENUE MANHATTAN, NY 11359 (40.79159246611948, -73.77693836811113) | CA133181Y | 7/7/05 | ROCKMILLS MP 125 | 1 | 5.04 | 1981 | 2016 | DUAL FUEL | 26 to 30 years old | IRON FIREMAN A06-6.3RK | #6 | 52659 | 36861 | 7899 | 5529 | Yes | 2022 | Elevator Apartments | 10 | 64896 | 1 | 6 | 57 | 63 | 1920
1001720020 | 80 LAFAYETTE STREET Manhattan, NY 10013 (40.717048884132105, -74.00183032478577) | Con Edison | ICEBERG DEVELOPMENT%FORKOSH CONST. | CORAL LAFAYETTE LLC | 400 BROOME STREET N Y 10013 (40.7207289890811, -73.9973467306571) | CB049100P | 7/5/05 | PACIFIC 9425 | 1 | 15.5 | 2000 | 2035 | DUAL FUEL | 5 to 10 years old | IND COMB. DEG-145 P | #6 | 52650 | 36855 | 7898 | 5528 | Yes | 2022 | Elevator Apartments | 1 | 317464 | 1 | 17 | 0 | 4 | 1920
1021220088 | 545 164 STREET Manhattan, NY 10032 (40.83780838539809, -73.9401317705811) | Con Edison | 165 ISKAY ASSOC.,L.P. Att: Intervest Dev.Corp. | 165 ISKAY ASSOCIATES, | 1841 BROADWAY NY, NY 10023-7603 (40.76937278020944, -73.9822205889887) | CA047199L | 7/6/05 | EASTMOND ESP-125 | 1 | 4.8 | 1999 | 2034 | DUAL FUEL | 11 to 15 years old | INDUSTRIAL COMB. MEG-54 (P) | #4 | 52633 | 36843 | 7632 | 5342 | Yes | 2022 | Elevator Apartments | 10 | 85530 | 1 | 6 | 51 | 59 | 1915
1020990036 | 3681 BROADWAY Manhattan, NY 10031 (40.83107322099322, -73.94724596313594) | Con Edison | HALIDON COURT | 3681 BROADWY HDFC | 3681 BROADWAY N Y 10031 (40.83107322099322, -73.94724596313594) | CB275100R | 7/5/05 | EASTMOND/FEDERAL FST-125 | 1 | 5.25 | 2000 | 2035 | DUAL FUEL | 5 to 10 years old | HEVE (IC) MM 54P | #4 | 52560 | 36792 | 7621 | 5335 | Yes | 2019 | Elevator Apartments | 7 | 67254 | 1 | 6 | 51 | 51 | 1920 |  | YES
1022400017 | 145 SEAMAN AVENUE Manhattan, NY 10034 (40.86904259213897, -73.9223939227653) | Con Edison | MILLER & MILLER | MILLER & MILLER REALT | 363 WESTCHESTER AVE PORT CHESTER, NY 10573 (41.00430253378631, -73.67137892173311) | CA154380J | 7/7/05 | FEDERAL FST 90 | 1 | 3.6 | 1980 | 2015 |  | 26 to 30 years old | ICI DEG 42P | #6 | 52560 | 36792 | 7884 | 5519 |  |  | Condominiums | 7 | 47202 | 1 | 6 | 49 | 49 | 1936
1007797501 | 252 30 STREET Manhattan, NY 10001 (40.749085273091445, -73.99397461716082) | Con Edison | PHANCZ REALTY INC. | ART DECO CONDO ASSOC | 931 MANHATTAN NY 10024 (40.78362556816552, -73.96653900057436) | CA239482N | 7/5/05 | ROCKMILLS MP 150 | 1 | 6.3 | 1982 | 2017 |  | 26 to 30 years old | INDUSTRIAL COMB DEG-63-P | #6 | 52560 | 36792 | 7884 | 5519 | Yes | 2019 | Elevator Apartments | 3 | 46993 | 1 | 15 | 24 | 25 | 1927 | YES
1021790158 | 200 PINEHURST AVENUE Manhattan, NY 10033 (40.85417878743309, -73.9382206904574) | Con Edison | PINEHURST OWNERS CORP%J.R. MGMT. | PINEHURST OWNERS CORP | 307 SEVENTH AVENUE NEW YORK, NY 10001 (40.74698865490018, -73.99355204655791) | CA104780N | 7/6/05 | ROCKMILLS MP125 | 1 | 5.25 | 1980 | 2015 |  | 26 to 30 years old | HEV-E-OIL DEG-63-S | #6 | 52560 | 36792 | 7884 | 5519 | Yes | 2019 | Elevator Apartments | 7 | 52616 | 1 | 6 | 60 | 60 | 1920 |  | YES
1008600061 | 131 MADISON AVENUE Manhattan, NY 10016 (40.745874583254256, -73.9842910346098) | Con Edison | PTG MADISON 31 TRUST | ROGERS WILLIAMS | 131 MADISON AVENUE N Y 10016 (40.745874583254256, -73.9842910346098) | CB143000J | 7/4/05 | FEDERAL FST-125 | 1 | 5.25 | 2000 | 2035 | DUAL FUEL | 5 to 10 years old | HEVE (ICI) DEG-54 P | #4 | 52560 | 36792 | 7621 | 5335 | Yes | 2020 | Elevator Apartments | 3 | 94870 | 1 | 15 | 0 | 3 | 1931
1012440012 | 401 END AVENUE Manhattan, NY 10024 (40.78362556816552, -73.96653900057436) | Con Edison | A.J.CLARKE MANAGEMENT CORP. | NEW CENTURY OWNERS CO | 1881 BROADWAY MANHATTAN, NY 10023 (40.770928607320116, -73.98226555509018) | CA000784Y | 7/6/05 | FEDERAL FST-125 | 1 | 5.3 | 1984 | 2019 |  | 26 to 30 years old | ICI-DEG-54 P | #6 | 52500 | 36750 | 7875 | 5512 | Yes | 2014 | Elevator Apartments | 6 | 65522 | 1 | 9 | 71 | 76 | 1900 |  | YES
1008770084 | 102 22 STREET Manhattan, NY 10010 (40.739420594454806, -73.98668518699185) | Con Edison | GRAMERCY ARMS CORP. | GRAMERCY ARMS CORP | 148 37TH ST MANHATTAN, NY 10018 (40.75251096987246, -73.98836465376176) | CA135579N | 7/5/05 | FEDERAL FST 150 | 1 | 5.1 | 1979 | 2014 |  | 31 to 35 years old | HEVEOIL DEG 63 P ( I.C.I.) | #4 | 52500 | 36750 | 7612 | 5329 | Yes | 2017 | Elevator Apartments | 2 | 71151 | 1 | 10 | 92 | 94 | 1928 |  | YES
1001770002 | 250 CHURCH STREET Manhattan, NY 10013 (40.71785167936123, -74.00570031407727) | Con Edison | 250 CHURCH ASSOCIATES LLC | 250 CHURCH GROUP, LLC | 110 59 ST N Y 10022 (40.7626509907271, -73.96925994781667) | CB087300L | #N/A | H.B. SMITH 4500A-S-16 | 1 | 6.51 | 2000 | 2035 | DUAL FUEL | 5 to 10 years old | POWERFLAME HAC4C-04 | #4 | 52370 | 36659 | 7594 | 5316 | Yes | 2017 | Loft Buildings | 1 | 202000 | 1 | 15 | 0 | 1 | 1948
1011977501 | 20 84 STREET Manhattan, NY 10024 (40.784175354274986, -73.97083273933086) | Con Edison | THE 20 WEST 84 COND. /TKR PROPERTY SVCES. | 20 W 84TH ST CONDO | 430 16 STREET BROOKLYN, NY 11215 (40.66048014574998, -73.98059804899886) | CA095479M | 7/6/05 | FEDERAL FLW 1215 | 1 | 5.88 | 1979 | 2014 | DUAL FUEL | 31 to 35 years old | ICI DE 54 S | #6 | 52336 | 36635 | 7850 | 5495 | Yes | 2017 | Elevator Apartments | 6 | 46179 | 1 | 9 | 37 | 37 | 1924 | YES
1011650004 | 290 END AVENUE Manhattan, NY 10023 (40.774536138232236, -73.97994335610099) | Con Edison | ORSID REALTY CORP. | 288/298 WEST END TENA | 1740 BROADWAY MANHATTAN, NY 10019 (40.76509834187077, -73.98206124052132) | CA015282X | 7/5/05 | FEDERAL FST-200 | 1 | 8.4 | 1982 | 2017 |  | 26 to 30 years old | ICI DE-105S | #6 | 52295 | 36606 | 7844 | 5491 | Yes | 2015 | Walk-Up Apartments | 6 | 148845 | 1 | 16 | 63 | 63 | 1925 |  | YES
1020950033 | 3609 BROADWAY Manhattan, NY 10031 (40.82868652562273, -73.9489697671441) | Con Edison | FERNANDO ALFONSO | 3607 BROADWAY REALTY | 31 10 37TH AVE L I C, NY 11101 (40.74570244980828, -73.93866902925225) | CA319287H | 7/6/05 | BEST 4 B-110 | 1 | 4.8 | 1987 | 2022 |  | 21 to 26 years old | ICI MMG 54-P | #4 | 52122 | 36485 | 7558 | 5290 | Yes | 2015 | Elevator Apartments | 7 | 56436 | 1 | 7 | 84 | 92 | 1920
1021790207 | 205 PINEHURST AVENUE Manhattan, NY 10033 (40.854862332314724, -73.93797394514712) | Con Edison | PINEHURST CONSTRUCTION | KENNETH ROTNER | 613 MANHATTAN NY 10021 (40.76920532766377, -73.959183941086) | CA264182X | 7/5/05 | FEDERAL FST-150 | 1 | 6.3 | 1982 | 2017 | DUAL FUEL | 26 to 30 years old | I.C.I.DEG 84 P | #6 | 52056 | 36439 | 7808 | 5466 | Yes | 2019 | Elevator Apartments | 7 | 68432 | 1 | 6 | 64 | 65 | 1949
1008260046 | 1115 BROADWAY Manhattan, NY 10010 (40.7429596922089, -73.98914536861429) | Con Edison | ELEVEN FIFTEEN ASSOC. % ADAMS & CO. | BIRNBAUM, JANET | 411 5 AVENUE NEW YORK, NY 10016 (40.75048701759414, -73.9831019245774) | CB093305N | 7/7/05 | EASTMOND ESP-350 (NEW) | 1 | 11.7 | 2005 | 2040 | DUAL FUEL | 5 to 10 years old | ICI DEG - 145P (NEW) | #6 | 52002 | 36401 | 7800 | 5460 | Yes | 2016 | Elevator Apartments | 3 | 241749 | 1 | 12 | 0 | 20 | 1914
1007590045 | 519 8 AVENUE Manhattan, NY 10018 (40.75324793622411, -73.99270668385032) | Con Edison | KAUFMAN MANAGEMENT | KAUFMAN 8TH AVENUE AS | 450 7 AVENUE NEW YORK, NY 10123 (40.75125144131903, -73.99042240589591) | CB071405Y | 7/7/05 | BEST 5E-350 (NEW) | 1 | 11.7 | 2005 | 2040 | DUAL FUEL | 5 to 10 years old | INDUSTRIAL COMBUSTION DEG-145P (NEW) | #6 | 52002 | 36401 | 7800 | 5460 | Yes | 2019 | Elevator Apartments | 3 | 330291 | 1 | 25 | 0 | 36 | 1927
1008040044 | 104 29 STREET Manhattan, NY 10001 (40.74672267565092, -73.99028467715759) | Con Edison | 104 WEST 29TH ST. REALTY CO. | 104 WEST 29 ST CO | 440 PARK AVENUE MANHATTAN, NY 10016 (40.744582253903964, -73.98330877874902) | CA206087M | 7/6/05 | FEDERAL FST 200 | 1 | 8.4 | 1987 | 2022 |  | 21 to 26 years old | S.T JOHNSON FD68CAHM, SIZE 200 | #6 | 52000 | 36400 | 7800 | 5460 | Yes | 2014 | Walk-Up Apartments | 3 | 121579 | 1 | 12 | 0 | 18 | 1923
1013890056 | 14 75 STREET Manhattan, NY 10021 (40.77373080542925, -73.96407474646253) | Con Edison | 14 EAST 75 STREET INC. | 14 EAST 75TH STREET I | 545 14 EAST 75TH ST NEW YORK, NY 10021 (40.76920532766377, -73.959183941086) | CA201581P | 7/4/05 | FEDERAL PLW 231 | 1 | 9.9 | 1981 | 2016 |  | 26 to 30 years old | HEV-E-OIL DEG 105P | #6 | 51903 | 36332 | 7785 | 5450 | Yes | 2019 | Condominiums | 4 | 141160 | 1 | 12 | 61 | 63 | 1929 |  | YES
1019930053 | 150 CLAREMONT AVENUE Manhattan, NY 10027 (40.81346553545233, -73.96117828046792) | Con Edison | TRUSTEE OF COLUMBIA UNIVERSITY | TRUSTEES OF COLUMBIA | 400 119 STREET MANHATTAN, NY 10027 (40.808041658732606, -73.9580165248943) | CA343086L | 7/5/05 | FEDERAL FST 70 SP | 1 | 2.8 | 1986 | 2021 | DUAL FUEL | 21 to 26 years old | HEV E MEG 34P | #4 | 51866 | 36307 | 7521 | 5264 |  |  | Elevator Apartments | 9 | 43560 | 1 | 6 | 48 | 48 | 1940
1008190019 | 33 17 STREET Manhattan, NY 10011 (40.738389237891155, -73.99328650250938) | Con Edison | IRVING REALTY OF NY LLC. | IRVING REALTY OF NY | 33 17TH MANHATTAN, NY 10011 (40.738389237891155, -73.99328650250938) | CA322269L | 7/5/05 | DELANEY UNKNOWN | 1 | 6.07 | 1969 | 2010 |  | 41 - 45 years old | YORK TYPE APM SIZE B125 | #6 | 51840 | 36288 | 7776 | 5443 | Yes | 2019 | Elevator Apartments | 3 | 51988 | 1 | 11 | 0 | 17 | 1907
1007600055 | 320 37 STREET Manhattan, NY 10018 (40.754485861187334, -73.99307033660786) | Con Edison | WASSERSTEIN BROS | MW 320-324 WEST 37TH | 19 36 STREET MANHATTAN, NY 10018 (40.75007937739964, -73.98439711737079) | CA349787L | 7/4/05 | FEDERAL FST 70 | 2 | 2.81 | 1987 | 2022 |  | 21 to 26 years old | ICI ME 34 P | #6 | 51838 | 36286 | 7776 | 5443 | Yes | 2020 | Elevator Apartments | 3 | 100244 | 1 | 15 | 0 | 28 | 1927
1021420237 | 700 175 STREET Manhattan, NY 10033 (40.846209885823185, -73.93851056431996) | Con Edison | 175 BROADWAY ASSOC. LLC./SDC MGMT CORP. | 175 BROADWAY ASSOCIAT | 888 SEVENTH AVENUE MANHATTAN, NY 10019 (40.765163953112335, -73.98028704662573) | CA093280X | 7/5/05 | ROCKMILLS MP-125 | 1 | 4.9 | 1980 | 2015 |  | 26 to 30 years old | ICI DEG 54-P | #4 | 51684 | 36179 | 7494 | 5246 | Yes | 2022 | Loft Buildings | 10 | 77877 | 1 | 6 | 56 | 63 | 1925
1008490070 | 915 BROADWAY Manhattan, NY 10010 (40.73980307188606, -73.98959502962896) | Con Edison | ANNABELLE LIMITED % ABS PARTNERS R.E. | 915 BROADWAY ASSOCIAT | 200 PARK AVENUE NEW YORK, NY 10003 (40.73677235664735, -73.98892053810698) | CB086006Y | 7/4/05 | ROCKMILLS-MP-125 (NEW) | 2 | 4.1 | 2006 | 2041 | DUAL FUEL | Fewer than 5 years old | INDUSTRIAL COMBUSTION-MEG-54P (EXTG) | #6 | 51600 | 36120 | 7740 | 5418 | Yes | 2019 | Elevator Apartments | 2 | 207304 | 1 | 20 | 0 | 52 | 1926
1008490070 | 915 BROADWAY Manhattan, NY 10010 (40.73980307188606, -73.98959502962896) | Con Edison | HELMSLEY-SPEAR INC. | 915 BROADWAY ASSOCIAT | 1140 AVE MANHATTAN, NY 12236 (40.74988399964684, -73.98797699993861) | CA018097H | 7/6/05 | WEIL 1594 | 2 | 4.1 | 1997 | 2032 | DUAL FUEL | 11 to 15 years old | ICI MEG 54 (P) | #6 | 51600 | 36120 | 7740 | 5418 | Yes | 2019 | Elevator Apartments | 2 | 207304 | 1 | 20 | 0 | 52 | 1926
1010190055 | 234 48 STREET Manhattan, NY 10036 (40.76041890732503, -73.98562512841205) | Con Edison | RIYAZ AKHTAR | 234 WEST 48 LLC | 234 48 STREET MANHATTAN, NY 10036 (40.76041890732503, -73.98562512841205) | CA368389J | 7/7/05 | FEDERAL FST 175 | 2 | 6.4 | 1989 | 2024 |  | 21 to 26 years old | ICI DEG84P | #4 | 51600 | 36120 | 7482 | 5237 | Yes | 2019 | Elevator Apartments | 3 | 117102 | 1 | 16 | 0 | 3 | 1927
1008840084 | 419 PARK AVENUE Manhattan, NY 10016 (40.743735340676835, -73.98364802421948) | Con Edison | WALBER 419 CO. % WALTER & SAMUELS | PARK AVE SOUTH ASSOC. | 419 PARK AVENUE NEW YORK, NY 10016 (40.743735340676835, -73.98364802421948) | CB089303H | 7/5/05 | FEDERAL-FST-125 (NEW) | 2 | 4.31 | 2003 | 2038 | DUAL FUEL | 5 to 10 years old | ICI DEG-54 P (NEW) | #6 | 51600 | 36120 | 7740 | 5418 | Yes | 2014 | Condominiums | 2 | 160114 | 1 | 20 | 0 | 58 | 1927
1009080006 | 203 27 STREET Manhattan, NY 10016 (40.74131950276737, -73.98116758425874) | Con Edison | A.J. CLARKE MGMT CORP. | 203 EAST 27TH STREET | 1881 BROADWAY MANHATTAN, NY 10023 (40.770928607320116, -73.98226555509018) | CA004581M | 7/7/05 | ROCKMILLS MP 70 | 1 | 2.8 | 1981 | 2016 | DUAL FUEL | 26 to 30 years old | INDUSTRIAL COMBUSTION-HEV-E MEG 34-S | #6 | 51544 | 36081 | 7732 | 5412 |  |  | Elevator Apartments | 2 | 25777 | 1 | 7 | 52 | 55 | 1920
1015010016 | 17 89 STREET Manhattan, NY 10128 (40.782795060192996, -73.95732733929997) | Con Edison | INSIGNIA RESIDENTIAL GR. | 17 EAST 89TH STREET T | 17 89TH STREET MANHATTAN, NY 10017 (40.75245652744684, -73.97297648087982) | CA392386Y | 7/6/05 | ROCKMILLS MP-175 | 1 | 7.35 | 1986 | 2021 |  | 21 to 26 years old | IND. COMB. DEG-84-P | #6 | 51352 | 35946 | 7703 | 5392 | Yes | 2021 | Loft Buildings | 4 | 156287 | 1 | 12 | 60 | 67 | 1925 |  | YES
1013770040 | 570 PARK AVENUE Manhattan, NY 10021 (40.76920532766377, -73.959183941086) | Con Edison | G.J. GALLO, C/O BROWN HARRIS STEVENS | 570 PARK AVENUE CORP | 770 LEXINGTON AVENUE MANHATTAN, NY 10021 (40.76920532766377, -73.959183941086) | CA254094R | 7/5/05 | ROCKMILLS MP-200 | 1 | 8.19 | 1994 | 2029 |  | 16 to 20 years old | HEVE DEG-84 (P) | #6 | 51232 | 35863 | 7685 | 5379 | Yes | 2017 | Elevator Apartments | 4 | 141978 | 1 | 13 | 52 | 56 | 1916 |  | YES
1011860091 | 316 79 STREET Manhattan, NY 10024 (40.7844215783854, -73.98140547702711) | Con Edison | MICHAEL J. WOLFE | KELMSCOTT APTS INC | 148 37th ST NY, NY 10018 (40.75251096987246, -73.98836465376176) | CA236071P | 7/4/05 | ROCKMILLS MP 100 | 1 | 4.2 | 1971 | 2010 |  | 36 - 40 year old | RAY AEOR SIZE 100 | #6 | 51200 | 35840 | 7680 | 5376 | Yes | 2016 | Condominiums | 6 | 58266 | 1 | 12 | 25 | 25 | 1910 |  | YES
1011690029 | 201 77 STREET Manhattan, NY 10024 (40.78186149947999, -73.97932181967002) | Con Edison | CHARLES GOLDNER LLC | CHARLES K GOLDNER LLC | 155 72 STREET NEW YORK, NY 10023 (40.778222108977786, -73.9807097279795) | CB141703R | 7/5/05 | FEDERAL - FST 250-(EXISTING) | 1 | 8.36 | 2003 | 2038 | DUAL FUEL | 5 to 10 years old | ICI -DEG 105P-(NEW) | #6 | 51150 | 35805 | 7672 | 5371 | Yes | 2019 | Elevator Apartments | 6 | 131476 | 1 | 16 | 127 | 134 | 1929
1012760051 | 50 42 STREET Manhattan, NY 10017 (40.752621047366034, -73.97889260067437) | Con Edison | FIFTY EAST FORTY SECOND CO. LLC | FIFTY EAST FORTY ETC. | 501 5 AVENUE NEW YORK, NY 10017 (40.753265922664696, -73.98103348391004) | CB133207K | 7/6/05 | ROCKMILLS MP - 250 (NEXSTG) | 1 | 8.3 | 2007 | 2042 | DUAL FUEL | Fewer than 5 years old | ICI DEG - 105P (NEW) | #6 | 51150 | 35805 | 7672 | 5371 | Yes | 2016 | Elevator Apartments | 3 | 138883 | 1 | 27 | 0 | 106 | 1917
1007620025 | 307 38 STREET Manhattan, NY 10018 (40.75491161329482, -73.99204454762484) | Con Edison | GLENHILL ASSOC.%GEORGE COMFORT&SON | GLENHILL ASSOCIATES | 200 MADISON AVE N Y, NEW YORK 10016 (40.74877830573848, -73.9822475686496) | CB223401N | 7/6/05 | FEDERAL FST-250 | 1 | 10.5 | 2001 | 2036 | DUAL FUEL | 5 to 10 years old | ICI DEG-105 P | #6 | 51150 | 35805 | 7672 | 5371 | Yes | 2022 | Elevator Apartments | 3 | 274209 | 1 | 20 | 0 | 75 | 1927
1007790039 | 350 SEVENTH AVENUE Manhattan, NY 10001 (40.74809482099619, -73.99276064317212) | Con Edison | HARWELL ACQUISITIONS LLC % BERSTEIN R.E. | HARDWELL ACQUISITION | 150 30 STREET NEW YORK, NY 10001 (40.74821173286, -73.99182534826161) | CB035208Y | 7/6/05 | ROCKMILLS MP - 250 (EXSTG) | 1 | 8.3 | 2008 | 2043 | DUAL FUEL | Fewer than 5 years old | ICI DEG - 105P (NEW) | #6 | 51150 | 35805 | 7672 | 5371 | Yes | 2019 | Condominiums | 3 | 143845 | 1 | 21 | 0 | 62 | 1927
1008570076 | 245 5 AVENUE Manhattan, NY 10016 (40.744517967384105, -73.9873685772937) | Con Edison | JONES LANG LASALLE AMERICAS, INC. | W2007 245 FIFTH REALT | 545 FIFTH AVENUE NEW YORK, NY 10017 (40.75538272068587, -73.97945094702126) | CA370094P | 7/5/05 | ROCKMILLS MP-250 SS | 1 | 10.5 | 1994 | 2029 |  | 16 to 20 years old | ICI DEG 105 (P) | #6 | 51150 | 35805 | 7672 | 5371 | Yes | 2017 | Elevator Apartments | 3 | 258639 | 1 | 24 | 0 | 26 | 1927
1008380076 | 48 37 STREET Manhattan, NY 10018 (40.75113252669115, -73.98513506446774) | Con Edison | 4837 JOINT VENTURE % ADAMS & CO. R.E. | ABRAMSON, JOAN | 411 FIFTH AVENUE NEW YORK, NY 10016 (40.75048701759414, -73.9831019245774) | CB153102H | 7/7/05 | FEDERAL FST-250 | 1 | 8.37 | 2002 | 2037 | DUAL FUEL | 5 to 10 years old | INDUSTRIAL COMB. DEG-105 P | #6 | 51115 | 35780 | 7667 | 5367 | Yes | 2018 | Elevator Apartments | 3 | 130625 | 1 | 18 | 0 | 22 | 1926
1009080047 | 208 28 STREET Manhattan, NY 10016 (40.74176665158615, -73.9804498109986) | Con Edison | 2080E. 28 OWNER'S CORP. | 208 E 28 OWNERS CORP | 130 MADISON AVENUE MANHATTAN, NY 10016 (40.745639671856225, -73.98449587372284) | CA234785H | 7/6/05 | ROCKMILLS MP 100 | 1 | 3.8 | 1985 | 2020 |  | 21 to 26 years old | HEV-E DEG 42 P | #6 | 51100 | 35770 | 7665 | 5366 | Yes | 2018 | Elevator Apartments | 2 | 50000 | 1 | 6 | 70 | 70 | 1940 |  | YES
1012520050 | 685 END AVENUE Manhattan, NY 10025 (40.79685012763133, -73.96372581059762) | Con Edison | 685 WEST OWNERS CORP. | AKAM ASSOCIATES | 8 38TH ST NEW YORK, NY 10018 (40.751314393861094, -73.98349762627032) | CA344093Y | 7/4/05 | FEDERAL FST #150 | 1 | 6.27 | 1993 | 2028 |  | 16 to 20 years old | I.C. DEG 63P | #6 | 51100 | 35770 | 7665 | 5366 | Yes | 2022 | Elevator Apartments | 6 | 156303 | 1 | 15 | 96 | 98 | 1928 |  | YES
1022480024 | 139 PAYSON AVENUE Manhattan, NY 10034 (40.868783837328294, -73.92496075538315) | Con Edison | ABC PROPERTIES. | 139 PAYSON PROPERTY | 152 57TH STREET MANHATTAN, NY 10019 (40.76492963045104, -73.97870228969026) | CA356769N | 7/4/05 | FEDERAL FST-125-SP | 1 | 4.9 | 1969 | 2010 |  | 41 - 45 years old | SUPERIOR AB80 | #6 | 51100 | 35770 | 7665 | 5366 | Yes | 2018 | Walk-Up Apartments | 7 | 61584 | 1 | 6 | 61 | 61 | 1927
1022190041 | 541 204 STREET Manhattan, NY 10034 (40.863647234173776, -73.92091270464702) | Con Edison | BEE BEE MANAGEMENT CORP. | 204 REALTY LLC | 1624 WEBSTER AVENUE BRONX, NY 10457 (40.84184033491622, -73.90412994919767) | CA022975Y | 7/4/05 | ROCKMILLS MP-125 | 1 | 5.3 | 1975 | 2010 |  | 31 to 35 years old | HEVEOIL DE-54 (S) | #6 | 51100 | 35770 | 7665 | 5366 | Yes | 2019 | Walk-Up Apartments | 10 | 60165 | 1 | 6 | 60 | 66 | 1926
1013630016 | 439 51 STREET Manhattan, NY 10022 (40.753951560003344, -73.96432447557098) | Con Edison | BEEKMAN MANSION INC. | KATHERINE W LARSEN | 439 51TH STREET MANHATTAN, NY 10022 (40.758630224005685, -73.96809182217982) | CA293381L | 7/4/05 | ROCKMILLS MODEL MP-125 | 1 | 4.1 | 1981 | 2016 |  | 26 to 30 years old | INDUSTRIAL COMBUSTION MODEL MEG-54-P | #6 | 51100 | 35770 | 7665 | 5366 | Yes | 2013 | Elevator Apartments | 5 | 73095 | 1 | 10 | 36 | 36 | 1925 |  | YES
1021390542 | 835 176 STREET Manhattan, NY 10033 (40.84751799486277, -73.94119709445395) | Con Edison | KIZNER ASSOCIATES. | ESCOBAR , ROSALINA | 133 72 STREET MANHATTAN, NY 10023 (40.77796820821025, -73.98003292915193) | CA223084L | 7/6/05 | ROCKMILLS MP 70 | 1 | 2.6 | 1984 | 2019 |  | 26 to 30 years old | IND COMB MMG-30 | #4 | 51100 | 35770 | 7410 | 5187 |  |  | Condominiums | 10 | 35200 | 1 | 5 | 42 | 42 | 1926
1020960040 | 610 150 STREET Manhattan, NY 10031 (40.8298282685101, -73.94875276866902) | Con Edison | LAMIR REALTY ASSOCIATES | 610 WEST, |  | CA303995M | 7/4/05 | (EXISTING)ROCKMILLS MP-100 | 1 | 4.2 | 1995 | 2030 | DUAL FUEL | 11 to 15 years old | IND.COMB. MMG-42 (P) | #4 | 51100 | 35770 | 7410 | 5187 | Yes | 2016 | Walk-Up Apartments | 7 | 52220 | 1 | 6 | 59 | 61 | 1920
1021800182 | 50 OVERLOOK TERRACE Manhattan, NY 10033 (40.85438569163915, -73.93624724685088) | Con Edison | LICHTER, ALFRED | LICHTER REAL ESTATE | 850 176 STREET MANHATTAN, NY 10033 (40.84750907553967, -73.94144154619411) | CA387969J | 7/7/05 | PACIFIC 6081 | 1 | 4.9 | 1969 | 2010 |  | 41 - 45 years old | ENTERPRISE H2-P | #6 | 51100 | 35770 | 7665 | 5366 | Yes | 2020 | Walk-Up Apartments | 7 | 58750 | 1 | 6 | 58 | 58 | 1940
1007430038 | 301 19 STREET Manhattan, NY 10011 (40.742878009474744, -74.00030076651674) | Con Edison | MANHATTAN ASSOCIATES | THE MANHATTAN ASSOCIA | 305A 19 STREET MANHATTAN, NY 10011 (40.74471526669623, -74.00460000028977) | CA229982K | 7/5/05 | FEDERAL FST-150 | 1 | 5.02 | 1982 | 2017 |  | 26 to 30 years old | I.C.I. DEG 63-P | #6 | 51100 | 35770 | 7665 | 5366 | Yes | 2013 | Store Buildings | 3 | 77712 | 1 | 6 | 100 | 103 | 1925
1008890039 | 488 3 AVENUE Manhattan, NY 10016 (40.74534289558653, -73.97840746358446) | Con Edison | MHM REALTY LLC. | DS & D LAND COMPANY, | 103 55TH STREET MANHATTAN, NY 10019-5346 (40.76312503200586, -73.97825056178426) | CA202373P | 7/5/05 | KEWANEE 7L 288F | 2 | 10.5 | 1973 | 2010 |  | 36 - 40 year old | IRON FIREMAN A06-15-80 | #6 | 51100 | 35770 | 7665 | 5366 | Yes | 2019 | Hotels | 2 | 182767 | 1 | 20 | 218 | 223 | 1975
1008310064 | 1225 BROADWAY Manhattan, NY 10001 (40.746675680844476, -73.98851516437571) | Con Edison | MOCAL ENTERPRISES INC. | MOCAL ENTERPRISES, IN | 1225 BROADWAY MANHATTAN, NY 10001 (40.746675680844476, -73.98851516437571) | CA282473P | 7/5/05 | CROTTY #C5M-175 | 1 | 4.9 | 1973 | 2010 |  | 36 - 40 year old | NATIONAL DEVH-SIZE 6 | #4 | 51100 | 35770 | 7410 | 5187 | Yes | 2021 | Elevator Apartments | 3 | 92000 | 2 | 8 | 0 | 100 | 1921
1021770142 | 69 PINEHURST AVENUE Manhattan, NY 10033 (40.85059954589582, -73.93946681971579) | Con Edison | QUOOHS,ERIC | SIXTY NINE PINEH. AVA | 739 ROUTE-9 NYACK, NY 10960 (41.087875322887896, -73.91270072295998) | CA314286N | 7/7/05 | FEDERAL FST-70 | 1 | 2.6 | 1986 | 2021 |  | 21 to 26 years old | HEVEOIL AM4 1/2 DH | #4 | 51100 | 35770 | 7410 | 5187 |  |  | Elevator Apartments | 7 | 26730 | 1 | 5 | 30 | 30 | 1924
1013900011 | 11 75 STREET Manhattan, NY 10021 (40.77420132952705, -73.96503692534164) | Con Edison | STELLAR SUTTON 330 E. 54,LLC | LAURENCE GLUCK C/O ST | 156 WILLIAM STREET MANHATTAN, NY 10038 (40.70999054661479, -74.0060256431043) | CA361683Z | 7/6/05 | ROCKMILLS MP-70 | 1 | 2.84 | 1983 | 2018 |  | 26 to 30 years old | I C I ME 34 P | #6 | 51100 | 35770 | 7665 | 5366 |  |  | Educational Structures | 4 | 9495 | 1 | 5 | 10 | 10 | 1910
1007680072 | 264 19 STREET Manhattan, NY 10011-4037 (40.74238386735978, -73.99927550200455) | Con Edison | UNITED CHELSEA LLC. | UNITED CHELSEA, | 29 32ND STREET N Y, NY 10016 (40.74646468208251, -73.98371855108839) | CA360384Y | 7/7/05 | FEDERAL-FST-70 | 1 | 2.5 | 1984 | 2019 |  | 26 to 30 years old | IND COMB MMG-28-P | #4 | 51100 | 35770 | 7410 | 5187 |  |  | Educational Structures | 3 | 22554 | 1 | 6 | 30 | 30 | 1913
1021720041 | 90 ELLWOOD STREET Manhattan, NY 10040 (40.86140040346771, -73.92916058926) | Con Edison | BPIV-90 ELLWOOD STREET OWNERS LLC | BPIV - 90 ELLWOOD STR | 31 10 37 AVENUE L I C, NY 11101 (40.74570244980828, -73.93866902925225) | CA082699L | 7/6/05 | FEDERAL FST-150 | 1 | 5.95 | 1999 | 2034 | DUAL FUEL | 11 to 15 years old | INDUSTRIAL COMB. DEG-63 P | #6 | 50917 | 35642 | 7638 | 5346 | Yes | 2022 | Elevator Apartments | 10 | 51345 | 1 | 5 | 61 | 61 | 1925
1008690064 | 16 40 STREET Manhattan, NY 10016 (40.75167297336024, -73.98062191811111) | Con Edison | JENEL MANAGMENT | 16 EAST 40 REALTY LL | 260 36TH STREET MANHATTAN, NY 10018 (40.75297755588575, -73.99142075483817) | CA010192J | 7/5/05 | FEDERAL FST-125 (EXG) | 1 | 5.3 | 1992 | 2027 |  | 16 to 20 years old | ICI MMG-54 P (NEW) | #4 | 50820 | 35574 | 7369 | 5158 | Yes | 2019 | Elevator Apartments | 3 | 89423 | 1 | 12 | 0 | 18 | 1911
1014130064 | 120 79 STREET Manhattan, NY 10021 (40.76920532766377, -73.959183941086) | Con Edison | BROWN,HARRIS STEVENS | 120 E 79 ST CORP | 770 LEXINGTON AVENUE MANHATTAN, NY 10021 (40.76920532766377, -73.959183941086) | CA090868N | 7/5/05 | PACIFIC-5282 | 1 | 4.87 | 1968 | 2010 |  | 41 - 45 years old | YORK B125 AHPM | #6 | 50808 | 35566 | 7621 | 5335 | Yes | 2013 | Condominiums | 4 | 77953 | 1 | 20 | 78 | 80 | 1947 |  | YES
1005447501 | 62 COOPER SQUARE Manhattan, NY 10003 (40.728932277655375, -73.99103256340254) | Con Edison | CONNOR, WALTER F. |  | 435 83 STREET MANHATTAN, NY 10028 (40.77460933108751, -73.94999173736448) | CA149770Z | 7/6/05 | KEWANEE 417 | 1 | 4.8 | 1970 | 2010 |  | 36 - 40 year old | PETRO WD5AH | #6 | 50516 | 35361 | 7577 | 5304 | Yes | 2014 | Elevator Apartments | 2 | 102792 | 3 | 12 | 26 | 28 | 1920 | YES
1012387503 | 203 90 STREET Manhattan, NY 10024 (40.79093589435709, -73.9747221437558) | Con Edison | CAPITOL HOLDING CO. |  | 29 BARSTOW RD GREAT NECK, NY 11021 (40.78984616584543, -73.72521707458091) | CA061779Z | 7/5/05 | ROCKMILLS MP100 | 1 | 4.2 | 1979 | 2014 |  | 31 to 35 years old | RAY PAECR-144 SIZE 100 | #6 | 50400 | 35280 | 7560 | 5292 |  |  | Walk-Up Apartments | 6 | 128657 | 1 | 6 | 81 | 82 | 0
1009990003 | 1560 BROADWAY Manhattan, NY 10036 (40.75900327160855, -73.98519067014539) | Con Edison | 1560 BROADWAY CO | ACTORS EQUITY HOLDING | 1501 BROADWAY NEW YORK, NY 10036 (40.75664722311285, -73.98607810294877) | CB219902R | 7/7/05 | FEDERAL FST-175 (EXTG) | 2 | 5.86 | 2002 | 2037 | DUAL FUEL | 5 to 10 years old | INDUSTRIAL COMBUSTION DEG-84P (NEW) | #6 | 50370 | 35259 | 7556 | 5289 | Yes | 2019 | Condominiums | 3 | 222493 | 1 | 17 | 0 | 80 | 1925
1018880043 | 270 RIVERSIDE DRIVE Manhattan, NY 10025 (40.797989207181786, -73.97343421276241) | Con Edison | 270 RIVERSIDE DRIVE INC. | 270 RIVERSIDE DRIVE, | 211 46TH STREET MANHATTAN, NY 10017 (40.75322376589619, -73.97228807391832) | CA102197R | 7/5/05 | FEDERAL FST-175 | 1 | 6.4 | 1997 | 2032 | DUAL FUEL | 11 to 15 years old | ICI DEG 84 (P) | #6 | 50370 | 35259 | 7556 | 5289 | Yes | 2018 | Elevator Apartments | 9 | 119315 | 1 | 12 | 60 | 60 | 1920
1018890040 | 290 RIVERSIDE DRIVE Manhattan, NY 10025 (40.79932020378516, -73.97231905344609) | Con Edison | 290 RIVERSIDE CO. | 290 RIVERSIDE COMPANY | 155 RIVERSIDE DRIVE MANHATTAN, NY 10024 (40.791046441115554, -73.97955859578195) | CA261098J | 7/7/05 | ROCKMILLS MP175 | 1 | 6.44 | 1998 | 2033 | DUAL FUEL | 11 to 15 years old | ICI DEG-84 P | #6 | 50370 | 35259 | 7556 | 5289 | Yes | 2019 | Walk-Up Apartments | 9 | 106763 | 1 | 15 | 63 | 63 | 1924
1005610045 | 35 9 STREET Manhattan, NY 10003 (40.731980067912005, -73.99376243368225) | Con Edison | 29-45 TENANTS CORP % CENTURY OPERATING | 29-45 TENANTS CORP | 7 PENN PLAZA NEW YORK, NY 10001 (40.74956954963903, -73.99160848411982) | CB702305Y | 7/7/05 | PACIFIC 9212A (EXSTG) | 1 | 7.7 | 2005 | 2040 | DUAL FUEL | 5 to 10 years old | ICI DEG-63P (NEW) | #6 | 50370 | 35259 | 7556 | 5289 | Yes | 2021 | Walk-Up Apartments | 2 | 98609 | 1 | 10 | 68 | 68 | 1925 |  | YES
1010460038 | 310 56 STREET Manhattan, NY 10019 (40.766173484792084, -73.98373832404648) | Con Edison | 310 WEST 56TH STREET CORP. | 310 WEST 56TH STREET | 4 PARK AVE NEW YORK, NY 10016 (40.74650915812013, -73.98194367109245) | CB017107M | 7/5/05 | FEDERAL FLW-2125 (EXSTG) | 1 | 7.7 | 2007 | 2042 | DUAL FUEL | Fewer than 5 years old | ICI DEG - 84S (NEW) | #6 | 50370 | 35259 | 7556 | 5289 | Yes | 2016 | Elevator Apartments | 6 | 65000 | 1 | 14 | 115 | 116 | 1964 |  | YES
1020890033 | 3489 BROADWAY Manhattan, NY 10031 (40.82498685450139, -73.9516256535519) | Con Edison | 3489 REALTY LLC. | BPIII - 3489 BROADWAY | 31 10 37TH AVENUE L I C, NY 11101 (40.74570244980828, -73.93866902925225) | CA256393X | 7/6/05 | ROCKMILLS MP-175 | 1 | 6.44 | 1993 | 2028 |  | 16 to 20 years old | IND.COMB. DEG-84 (S) | #6 | 50370 | 35259 | 7556 | 5289 | Yes | 2019 | Elevator Apartments | 7 | 99946 | 1 | 10 | 79 | 86 | 1910
1020880051 | 635 RIVERSIDE DRIVE Manhattan, NY 10031 (40.82463611890995, -73.95444952472394) | Con Edison | 635 RIVERSIDE LLC | 635 RIVERSIDE DRIVE | 1920 NEW YORK, NY 10116 (40.8110019996426, -73.95309800037239) | CB517703R | 7/6/05 | (EXISTING) ROCKMILLS MP 175 | 1 | 5.8 | 2003 | 2038 | DUAL FUEL | 5 to 10 years old | (NEW) ICI DEG 84 (NEW) | #4 | 50370 | 35259 | 7304 | 5113 | Yes | 2018 | Asylums & Homes | 7 | 107701 | 1 | 11 | 67 | 67 | 1912
1018870022 | 755 END AVENUE Manhattan, NY 10025 (40.79685012763133, -73.96372581059762) | Con Edison | 755 WEST END HOUSING CORP. | 755 WEST END HOUSING | 127 59th STREET NEW YORK, NY 10022 (40.76241654818314, -73.96854870758665) | CB166006M | 7/5/05 | FEDERAL FST - 175 (NEW) | 1 | 5.8 | 2006 | 2041 | DUAL FUEL | Fewer than 5 years old | ICI DEG - 84P (NEW) | #6 | 50370 | 35259 | 7556 | 5289 | Yes | 2017 | Walk-Up Apartments | 9 | 98097 | 1 | 5 | 49 | 49 | 1925 |  | YES
1021080003 | 940 ST NICHOLAS AVENUE Manhattan, NY 10032 (40.83249619344599, -73.94085177564091) | Con Edison | 940 ST. NICHOLAS LLC % J & M RLTY LLC | SACCHETTI AND SONS IN | 21 86 STREET NEW YORK, NY 10024 (40.78578540724419, -73.97050242294694) | CB059708K | 7/6/05 | FEDERAL FST - 175 (NEW) | 1 | 5.8 | 2008 | 2043 | DUAL FUEL | Fewer than 5 years old | ICI DEG - 84P (NEW) | #6 | 50370 | 35259 | 7556 | 5289 | Yes | 2018 | Walk-Up Apartments | 7 | 88170 | 1 | 6 | 68 | 68 | 1922
1018680044 | 230 97 STREET Manhattan, NY 10025 (40.79514023523063, -73.97091159155632) | Con Edison | ADG REALTY INC. | B & M EMPIRE INC | 421 SEVENTH AVE NEW YORK, NY 10001 (40.750451044712975, -73.99100696521498) | CB209602H | 7/7/05 | FEDERAL FST-175 (NEW) | 1 | 5.86 | 2002 | 2037 | DUAL FUEL | 5 to 10 years old | INDUSTRIAL COMBUSTION DEG-84P (NEW) | #6 | 50370 | 35259 | 7556 | 5289 | Yes | 2018 | Office Buildings | 8 | 57300 | 1 | 7 | 28 | 31 | 1910
1011260038 | 10 74 STREET Manhattan, NY 10023 (40.77790906097961, -73.97596077033522) | Con Edison | DIAMOND 10 WEST 74TH ST ,LLC | WEST 74TH LLC | 1776 BROADWAY STE# 300 N Y 10019 (40.76645897683454, -73.98182488729583) | CB215001Y | 7/6/05 | ROCKMILLS MP-175 | 1 | 7.35 | 2001 | 2036 | DUAL FUEL | 5 to 10 years old | (NEW) ICI DEG 84 P | #6 | 50370 | 35259 | 7556 | 5289 | Yes | 2016 | Elevator Apartments | 6 | 71890 | 1 | 10 | 86 | 86 | 1941
1011820051 | 346 71 STREET Manhattan, NY 10023 (40.77980564908252, -73.9866639745679) | Con Edison | HOTEL RIVERSIDE STUDIO | J & J HOTEL COMPANY, | 342 350 WEST 71 STREET NEW YORK, NY 10023 (40.774536138232236, -73.97994335610099) | CB219503R | 7/6/05 | FEDERAL FST-175 (NEW) | 1 | 5.86 | 2003 | 2038 | DUAL FUEL | 5 to 10 years old | INDUSTRIAL COMBUSTION DEG-84P (NEW) | #6 | 50370 | 35259 | 7556 | 5289 |  |  | Condominiums | 6 | 36505 | 1 | 7 | 0 | 1 | 1900
1021340030 | 788 RIVERSIDE DRIVE Manhattan, NY 10032 (40.83425886462345, -73.94782152136798) | Con Edison | MARDAVE MGMT, INC. | MARDAVE MGMT INC |  | CB130408M | #N/A | FEDERAL FST - 175 (NEW) | 1 | 5.8 | 2008 | 2043 | DUAL FUEL | Fewer than 5 years old | ICI DEG 84P (NEW) | #6 | 50370 | 35259 | 7556 | 5289 | Yes | 2014 | Elevator Apartments | 7 | 80678 | 1 | 10 | 74 | 74 | 1930
1018730020 | 215 101 STREET Manhattan, NY 10025 (40.79769101731667, -73.96902196784438) | Con Edison | NIV REALTY | NIV REALTY, | 700 END AVENUE MANHATTAN, NY 10025 (40.79685012763133, -73.96372581059762) | CA281996J | 7/7/05 | ROCKMILLS MP-175 | 1 | 6.44 | 1996 | 2031 | DUAL FUEL | 11 to 15 years old | INDUSTRIAL COMB. DEG-84 (P) | #6 | 50370 | 35259 | 7556 | 5289 | Yes | 2013 | Elevator Apartments | 8 | 95400 | 1 | 10 | 85 | 93 | 1907
1014110023 | 155 76 STREET Manhattan, NY 10021 (40.77289419576935, -73.95996353169438) | Con Edison | QNS ANNE APT CORP. % MAXWELL KATES | QUEEN ANNE APARTMENT | 9 38 STREET NEW YORK, NY 10016 (40.75055896335647, -73.98170797543202) | CB191207J | 7/6/05 | FEDERAL FST - 175 (NEW) | 1 | 5.8 | 2007 | 2042 | DUAL FUEL | Fewer than 5 years old | ICI DEG - 84P (NEW) | #6 | 50370 | 35259 | 7556 | 5289 | Yes | 2021 | Elevator Apartments | 4 | 182015 | 1 | 13 | 116 | 121 | 1959 |  | YES
1020960017 | 720 RIVERSIDE DRIVE Manhattan, NY 10031 (40.8298072205784, -73.94985398915418) | Con Edison | RESIDENTIAL MANAGEMENT | 720 RIVERSIDE OWNERSC | 40 EXCHANGE PLACE MANHATTAN, NY 10005 (40.70574493861897, -74.0098106474021) | CA287595X | 7/6/05 | ROCKMILLS MP 175 | 1 | 6.44 | 1995 | 2030 | DUAL FUEL | 11 to 15 years old | I.C. DEG-84 (P) | #6 | 50370 | 35259 | 7556 | 5289 | Yes | 2016 | Walk-Up Apartments | 7 | 85836 | 1 | 6 | 78 | 78 | 1925
1008590015 | 102 MADISON AVENUE Manhattan, NY 10016 (40.74481229558927, -73.98508942626216) | Con Edison | THE RUTH ASSOCIATES | RUTH, DONALD S | 412 MAMARONECK AVENUE N Y 10543 (40.9521280146431, -73.73637130738886) | CB256800Y | 7/6/05 | FEDERAL FST-175 | 1 | 7.35 | 2000 | 2035 | DUAL FUEL | 5 to 10 years old | INDUSTRIAL COMB. DEG-84 P | #6 | 50370 | 35259 | 7556 | 5289 | Yes | 2019 | Office Buildings | 3 | 108290 | 1 | 12 | 0 | 58 | 1917
1018950039 | 410 RIVERSIDE DRIVE Manhattan, NY 10025 (40.80705437323712, -73.96706701279498) | Con Edison | TRUSTEES OF COLUMBIA UNIVERSITY | TRUSTEES OF COLUMBIA | 400 119 STREET MANHATTAN, NY 10027 (40.808041658732606, -73.9580165248943) | CA112687Z | 7/7/05 | EASTMOND ESP-150 | 1 | 6.3 | 1987 | 2022 |  | 21 to 26 years old | ICI DEG 63 P | #6 | 50275 | 35192 | 7541 | 5279 | Yes | 2015 | Office Buildings | 9 | 108401 | 1 | 12 | 69 | 69 | 1910
1021370131 | 618 164 STREET Manhattan, NY 10032 (40.838592417489494, -73.94215319769565) | Con Edison | ZI ZI REALTY LLC%PINE MGMT | ZIZI REALTY LLC C/O P | 78 MANHATTAN AVENUE MANHATTAN, NY 10025 (40.7970359258307, -73.96265134163116) | CA066285L | 7/7/05 | FEDERAL FST-125 | 1 | 5.32 | 1985 | 2020 |  | 21 to 26 years old | ICI DEG-54 (P) | #6 | 50224 | 35157 | 7534 | 5274 | Yes | 2017 | Elevator Apartments | 10 | 54240 | 2 | 5 | 96 | 96 | 1925
1011637502 | 235 71 STREET Manhattan, NY 10023 (40.778439258056835, -73.98332439944365) | Con Edison | KAYRAN HAKIM |  | 200 MADISON AVE MANHATTAN, NY 10016 (40.74877830573848, -73.9822475686496) | CA045782J | 7/4/05 | FEDERAL FST 100 | 1 | 4.2 | 1982 | 2017 | DUAL FUEL | 26 to 30 years old | ICI MMG42P | #4 | 50189 | 35133 | 7277 | 5094 |  |  | Elevator Apartments | 6 | 43912 | 1 | 9 | 20 | 32 | 1912
1013350022 | 45 TUDOR CITY PLACE Manhattan, NY 10017 (40.74942581759956, -73.97016967379608) | Con Edison | PROSPECT OWNERS CORP. | PROSPECT OWNERS CORP | 45 TUDO CITY PLACE MANHATTAN, NY 10017 (40.75245652744684, -73.97297648087982) | CA030879Y | 7/5/05 | ROCKMILLS MP-4-212 | 2 | 8.2 | 1979 | 2014 |  | 31 to 35 years old | ICI DE 105P | #6 | 50175 | 35122 | 7526 | 5268 | Yes | 2015 | Walk-Up Apartments | 4 | 215715 | 1 | 25 | 403 | 406 | 1927 |  | YES
1014967501 | 30 85 STREET Manhattan, NY 10028 (40.780218754089354, -73.95947864766569) | Con Edison | WALLOCK MANAGEMENT CO INC | 30 E 85TH ST CONDOMIN | 18 64 STREET MANHATTAN, NY 10065 (40.76697082506496, -73.96984042701948) | CA183286X | 7/6/05 | ROCKMILLS MP-175 | 2 | 7.84 | 1986 | 2021 |  | 21 to 26 years old | IRON FIREMAN EED-GO-6-8.8RK | #6 | 50078 | 35055 | 7512 | 5258 | Yes | 2016 | Elevator Apartments | 4 | 164587 | 1 | 30 | 92 | 95 | 1987 | YES
1005730075 | 61 9 STREET Manhattan, NY 10011 (40.733724574770854, -73.99784982091784) | Con Edison | 61 WEST 9TH TENANTS CORP. | 61 WEST 9TH STREET TE | 250 PARK AVE MANHATTAN, NY 10003 (40.738333453173844, -73.9878407889095) | CA186470J | 7/5/05 | PACIFIC UNKNOWN | 1 | 3.8 | 1970 | 2010 |  | 36 - 40 year old | RAY AEOR-144 SIZE 100 | #6 | 50005 | 35004 | 7501 | 5251 | Yes | 2013 | Condominiums | 3 | 56527 | 1 | 10 | 60 | 61 | 1926 |  | YES
1008060026 | 115 30 STREET Manhattan, NY 10001 (40.747469858981354, -73.99000549094458) | Con Edison | 115 W.ASSOC/JUSTIN MGMT. | ONE FIFTEEN W ASSOCSL | 1235 BROADWAY MANHATTAN, NY 10001 (40.74694649193549, -73.98845979260703) | CA104693P | 7/6/05 | FEDERAL FST-175 | 1 | 7 | 1993 | 2028 |  | 16 to 20 years old | IND COMBUSTION DEG-84 (P) | #4 | 50000 | 35000 | 7250 | 5075 | Yes | 2016 | Elevator Apartments | 3 | 151525 | 1 | 12 | 0 | 7 | 1912
1015040040 | 1172 PARK AVENUE Manhattan, NY 10128 (40.7844454174205, -73.95422469421658) | Con Edison | 1172 CORPORATION | 1172 CORPORATION | 1172 PARK AVENUE MANHATTAN, NY 10128 (40.7844454174205, -73.95422469421658) | CA328387J | 7/6/05 | FEDERAL FST 150 | 1 | 6.27 | 1987 | 2022 |  | 21 to 26 years old | ICI DEG 63 P | #6 | 50000 | 35000 | 7500 | 5250 | Yes | 2014 | Elevator Apartments | 4 | 121642 | 1 | 14 | 46 | 50 | 1926 |  | YES
1015070056 | 16 96 STREET Manhattan, NY 10128 (40.787649902896426, -73.95524023860779) | Con Edison | 16 EAST 96TH APTS CORP. | 16 E 96 APT CORP | 352 SEVENTH AVE NEW YORK, NY 10001 (40.74822971930058, -73.99265272452857) | CA358290K | 7/7/05 | ROCKMILLS MP125 | 1 | 5.25 | 1990 | 2025 |  | 16 to 20 years old | ICI MMG 54P | #4 | 50000 | 35000 | 7250 | 5075 | Yes | 2017 | Elevator Apartments | 4 | 67704 | 1 | 6 | 40 | 43 | 1930 |  | YES
1008220039 | 160 5 AVENUE Manhattan, NY 10010 (40.740135821036915, -73.99063824318296) | Con Edison | 160 OWNER LLC | 160FIFTH OWNER LLC | 275 MADISON AVE NEW YORK, NY 10016 (40.751498300217534, -73.98018777354403) | CA171489H | 7/6/05 | ROCKMILLS MP-150 | 1 | 6.27 | 1989 | 2024 |  | 21 to 26 years old | ICI DEG-63P | #4 | 50000 | 35000 | 7250 | 5075 | Yes | 2022 | Store Buildings | 3 | 112188 | 1 | 9 | 0 | 52 | 1900
1008230037 | 162 5 AVENUE Manhattan, NY 10010 (40.740477563408035, -73.99038643301475) | Con Edison | 162 ASSOCIATES LLCC/O MUTRRY HILL | JPMORGAN CHASE BANK, | 200 PARK AVENUE MANHATTAN, NY 10003 (40.73658353765103, -73.98909294281773) | CA265489P | 7/6/05 | ROCKMILLS MP 150 | 1 | 6.27 | 1989 | 2024 |  | 21 to 26 years old | ICI DEG 63P | #4 | 50000 | 35000 | 7250 | 5075 | Yes | 2013 | Condominiums | 3 | 108167 | 1 | 11 | 0 | 7 | 1930
1008720069 | 112 17 STREET Manhattan, NY 10003 (40.73616504610533, -73.98816941221732) | Con Edison | 1804 WASHINGTON AVENUE CORP. | 18O4 WASHINGTON AV CP | 118 17TH STREET MANHATTAN, NY 10003 (40.73598751994353, -73.98772982362617) | CA352889J | 7/6/05 | ROCKMILLS MP-150 | 1 | 6.27 | 1989 | 2024 |  | 21 to 26 years old | ICI MEG 63P | #4 | 50000 | 35000 | 7250 | 5075 |  |  | Elevator Apartments | 2 | 21335 | 1 | 6 | 12 | 12 | 1910
1022430283 | 520 218 STREET Manhattan, NY 10034 (40.871590363570604, -73.9150962488438) | Con Edison | 218-ST ASSOCIATES. | 218 STREET COMPANY, | 1008 FORT GEORGE STATION MANHATTAN, NY 10040 (40.85809553188335, -73.92925548994884) | CA028887L | 7/6/05 | FEDERAL FST 125 | 1 | 5 | 1987 | 2022 |  | 21 to 26 years old | ICI DEG 54 P | #6 | 50000 | 35000 | 7500 | 5250 | Yes | 2013 | Elevator Apartments | 7 | 67734 | 1 | 6 | 60 | 60 | 1927
1009010021 | 237 20 STREET Manhattan, NY 10003 (40.73624471717003, -73.98273257883075) | Con Edison | 237 EAST 20 LLC | 237 EAST 20 | 98 CUTTERMILL RD GREAT NECK, NY 11021 (40.7836584067361, -73.73280677517435) | CA342290Y | 7/7/05 | ROCKMILLS MP150 | 1 | 4.2 | 1990 | 2025 |  | 16 to 20 years old | ICI DEG 63P | #4 | 50000 | 35000 | 7250 | 5075 | Yes | 2021 | Churches, Synagogues, etc. | 2 | 74120 | 1 | 10 | 72 | 72 | 1929
1013840010 | 3 69 STREET Manhattan, NY 10021 (40.77043362939141, -73.9681962672835) | Con Edison | 3/69 OWNERS CORPORATION | 3 EAST 69TH OWNERS CO | 415 MADISON AVE MANHATTAN, NY 10017 (40.756779530947306, -73.976317020908) | CA304184N | 7/7/05 | ROCKMILLS MP 125 | 1 | 5 | 1984 | 2019 |  | 26 to 30 years old | ST JOHNSON FD68-150 | #6 | 50000 | 35000 | 7500 | 5250 | Yes | 2014 | Elevator Apartments | 4 | 62100 | 1 | 13 | 35 | 35 | 1938 |  | YES
1005730039 | 30 5 AVENUE Manhattan, NY 10011 (40.73342315198593, -73.9955296521544) | Con Edison | 30 5TH AVENUE OWNERS CORP. | 30 FIFTH AVE OWNERS I | 115 30TH STREET MANHATTAN, NY 10001 (40.747469858981354, -73.99000549094458) | CA109677H | 7/7/05 | PIERCE BUTTLER & PIERCE #UNKNOWN | 1 | 6.3 | 1977 | 2012 |  | 31 to 35 years old | HEV-E-OIL # DE 63 S | #6 | 50000 | 35000 | 7500 | 5250 | Yes | 2013 | Condominiums | 3 | 168806 | 1 | 15 | 144 | 153 | 1923 |  | YES
1009300001 | 305 24 STREET Manhattan, NY 10010 (40.73848031386485, -73.9801787779757) | Con Edison | 305 E 24 ST OWNERS CORP | 305 EAST 24TH OWNERS | 305 24 STREET MANHATTAN, NY 10010 (40.73848031386485, -73.9801787779757) | CA165288K | 7/5/05 | FEDERAL FST 175 | 2 | 5.15 | 1988 | 2023 |  | 21 to 26 years old | ICI DEG 84 P | #6 | 50000 | 35000 | 7500 | 5250 | Yes | 2020 | Elevator Apartments | 2 | 392100 | 1 | 20 | 384 | 394 | 1964 |  | YES
1013500011 | 317 57 STREET Manhattan, NY 10022 (40.75886949246891, -73.96419598535667) | Con Edison | 325 EAST 57TH STREET | 325 TENANTS CORP - C\ | 770 LEXINGTON AVENUE MANHATTAN, NY 10021 (40.76920532766377, -73.959183941086) | CA310788P | 7/5/05 | FEDERAL FST 175 | 1 | 7.28 | 1988 | 2023 |  | 21 to 26 years old | ICI DEG 84 P | #6 | 50000 | 35000 | 7500 | 5250 | Yes | 2020 | Elevator Apartments | 5 | 92593 | 1 | 15 | 62 | 62 | 1929 |  | YES
1019690034 | 409 129 STREET Manhattan, NY 10027 (40.81373758516151, -73.95166361637145) | Con Edison | 409 REALTY CORP. | 409 REALTY CORP | 245 PARKVILLE STATION BROOKLYN, NY 11204 (40.63162985495147, -73.9699562500888) | CA414189J | 7/6/05 | FEDERAL FST 125 | 1 | 5.25 | 1989 | 2024 |  | 21 to 26 years old | ICI DEG 54P | #6 | 50000 | 35000 | 7500 | 5250 | Yes | 2019 | Elevator Apartments | 7 | 61602 | 1 | 6 | 48 | 48 | 1920
1008590039 | 432 PARK AVENUE Manhattan, NY 10016 (40.74429483058338, -73.98351589261236) | Con Edison | 432 PARK SOUTH REALTY CO | 432 PARK SOUTH REALTY | 440 PARK AVENUE MANHATTAN, NY 10018 (40.756840774582145, -73.99669149981281) | CA067186K | 7/5/05 | FEDERAL FST200 | 1 | 7.8 | 1986 | 2021 |  | 21 to 26 years old | I C I DEG 84 P | #6 | 50000 | 35000 | 7500 | 5250 | Yes | 2019 | Elevator Apartments | 2 | 126784 | 1 | 16 | 0 | 0 | 1913
1008120006 | 491 7 AVENUE Manhattan, NY 10018 (40.752717336226794, -73.98938818556223) | Con Edison | 499 FASHION TOWER LLCC/O KAUFMAN ADLER | 499 FASHION TOWER LLC | 499 7 AVENUE MANHATTAN, NY 10018 (40.7528913403613, -73.98920952327926) | CA216196K | 7/7/05 | ROCKMILLS MP-175 | 1 | 7 | 1996 | 2031 | DUAL FUEL | 11 to 15 years old | I.C. DEG-84P | #4 | 50000 | 35000 | 7250 | 5075 | Yes | 2022 | Elevator Apartments | 3 | 180704 | 1 | 25 | 0 | 43 | 1925
1008120006 | 499 7 AVENUE Manhattan, NY 10018 (40.7528913403613, -73.98920952327926) | Con Edison | 499 FASHION TOWER LLCC/O KAUFMAN ADLER | 499 FASHION TOWER LLC | 499 SEVENTH AVE NEW YORK, NY 10018 (40.7528913403613, -73.98920952327926) | CA216296H | 7/7/05 | ROCKMILLS MP-175SS | 1 | 7 | 1996 | 2031 | DUAL FUEL | 11 to 15 years old | I.C. DEG-84P | #4 | 50000 | 35000 | 7250 | 5075 | Yes | 2022 | Elevator Apartments | 3 | 180704 | 1 | 25 | 0 | 43 | 1925
1021440061 | 601 175 STREET Manhattan, NY 10033 (40.84546805393849, -73.93659063622711) | Con Edison | 601 WEST 175 ST.REALTY CORP. | 601-609 WEST 175 ST.C | 156 WILLIAM STREET MANHATTAN, NY 10038 (40.70999054661479, -74.0060256431043) | CA011684K | 7/6/05 | ROCKMILLS MP 150 | 1 | 6 | 1984 | 2019 |  | 26 to 30 years old | ICI DEG 63P | #6 | 50000 | 35000 | 7500 | 5250 | Yes | 2014 | Condominiums | 10 | 85482 | 1 | 6 | 72 | 81 | 1922
1012520017 | 675 END AVENUE Manhattan, NY 10025 (40.79685012763133, -73.96372581059762) | Con Edison | 675 WEST END OWNERS CORP. | 675 WEST END OWNERS C | 700 END AVENUE MANHATTAN, NY 10025 (40.79685012763133, -73.96372581059762) | CA113476N | 7/5/05 | ROCKMILLS MP150 | 1 | 6 | 1976 | 2011 |  | 31 to 35 years old | HEVEOIL DE54 | #6 | 50000 | 35000 | 7500 | 5250 | Yes | 2022 | Office Buildings | 6 | 81066 | 1 | 15 | 62 | 62 | 1925 |  | YES
1021340199 | 765 RIVERSIDE DRIVE Manhattan, NY 10032 (40.83426785784371, -73.94860393153346) | Con Edison | 765 REALTY CORP | 765 RIVERSIDE LLC | 303 BEVERLY ROAD BROOKLYN, NY 11218 (40.64298669115744, -73.97726980325477) | CA200889R | 7/6/05 | FEDERAL FST 150 | 1 | 6.28 | 1989 | 2024 |  | 21 to 26 years old | ICI DEG63P | #6 | 50000 | 35000 | 7500 | 5250 | Yes | 2014 | Elevator Apartments | 7 | 127000 | 1 | 6 | 100 | 100 | 1932
1021790093 | 815 181 STREET Manhattan, NY 10033 (40.85113633375774, -73.93899256844433) | Con Edison | 815 REALTY CO | 815 REALTY LLC | 2207 CONEY ISLAND AVENUE BROOKLYN, NY 11223 (40.60328584975498, -73.96145921904193) | CA011784H | 7/6/05 | ROCKMILLS MP125 | 1 | 4.9 | 1984 | 2019 |  | 26 to 30 years old | ICI DEG 54P | #6 | 50000 | 35000 | 7500 | 5250 | Yes | 2019 | Elevator Apartments | 7 | 70296 | 1 | 6 | 69 | 73 | 1920
1022500050 | 583 215 STREET Manhattan, NY 10034 (40.871944007864464, -73.91905575270535) | Con Edison | A.J. CLARKE MANAGEMENT | 647 WEST 174TH STREET | 1881 BROADWAY MANHATTAN, NY 10023 (40.770928607320116, -73.98226555509018) | CA328589H | 7/6/05 | FEDERAL FST 150 | 1 | 6.27 | 1989 | 2024 |  | 21 to 26 years old | ICI MEG 63 P | #6 | 50000 | 35000 | 7500 | 5250 | Yes | 2020 | Elevator Apartments | 7 | 68592 | 1 | 6 | 67 | 67 | 1930
1000560001 | 130 CEDAR STREET Manhattan, NY 10006 (40.710197390681515, -74.01400262950415) | Con Edison | A.J. GOLDSTEI & CO. | 130 OWNERS GROUP | 130 CEDAR STREET MANHATTAN, NY 10006 (40.710197390681515, -74.01400262950415) | CA032776K | 7/7/05 | ROCKMILLS MP250 | 1 | 10.3 | 1976 | 2011 |  | 31 to 35 years old | HEV-E-OIL DE 105 TYPE P | #6 | 50000 | 35000 | 7500 | 5250 | Yes | 2016 | Elevator Apartments | 1 | 181297 | 1 | 21 | 0 | 1 | 1931
1012760069 | 501 5 AVENUE Manhattan, NY 10017 (40.753265922664696, -73.98103348391004) | Con Edison | ABRAMSON BROTHERS. | 501 FIFTH AVENUE CO | 501 5 AVENUE MANHATTAN, NY 10017 (40.753265922664696, -73.98103348391004) | CA266471L | 7/4/05 | BABCOCK WILCOX | 2 | 8 | 1971 | 2010 |  | 36 - 40 year old | IRON FIREMAN RAH-0-76 | #6 | 50000 | 35000 | 7500 | 5250 | Yes | 2016 | Elevator Apartments | 3 | 132961 | 1 | 21 | 0 | 119 | 1917
1015600005 | 415 80 STREET Manhattan, NY 10021 (40.76920532766377, -73.959183941086) | Con Edison | AKAM ASSOCIATES | MAUREEN CONNOLLY | 770 LEXINGTON AVE NEW YORK, NY 10021 (40.76851425537591, -73.96362286271633) | CA287887H | 7/6/05 | ROCKMILLS MP 100 | 1 | 4.2 | 1987 | 2022 |  | 21 to 26 years old | ICI MMG 42 P | #4 | 50000 | 35000 | 7250 | 5075 |  |  | Walk-Up Apartments | 5 | 42570 | 1 | 5 | 79 | 79 | 1959
1021800530 | 213 BENNETT AVENUE Manhattan, NY 10040 (40.8574343933185, -73.93334243669625) | Con Edison | ALCO REALTY PARTNERSHIP. | ALCO REALTY I LIMITED | 850 176 STREET MANHATTAN, NY 10033 (40.84750907553967, -73.94144154619411) | CA640686X | 7/6/05 | ROCKMILLS MP 125 | 1 | 5 | 1986 | 2021 |  | 21 to 26 years old | ICI DEG 54 P | #6 | 50000 | 35000 | 7500 | 5250 | Yes | 2020 | Walk-Up Apartments | 7 | 63144 | 1 | 6 | 72 | 72 | 1930
1021800340 | 150 BENNETT AVENUE Manhattan, NY 10040 (40.85526702722791, -73.93437665702993) | Con Edison | BENNETT APARTMENTS LLC | BENNETT APARTMENTS | 748120 REGO PARK NY 11374 (40.72646491702238, -73.86148084756303) | CA276681Z | 7/7/05 | ROCKMILLS MP4-162 | 1 | 6.3 | 1981 | 2016 |  | 26 to 30 years old | ICI DEG 63 D | #6 | 50000 | 35000 | 7500 | 5250 | Yes | 2020 | Elevator Apartments | 7 | 179130 | 2 | 6 | 152 | 153 | 1941
1021800340 | 160 BENNETT AVENUE Manhattan, NY 10040 (40.85549025548759, -73.93433269395494) | Con Edison | BENNETT APARTMENTS LLC | BENNETT APARTMENTS | 748120 REGO PARK NY 11374 (40.72646491702238, -73.86148084756303) | CA276781X | 7/7/05 | ROCKMILLS MP4-162 | 1 | 6.3 | 1981 | 2016 |  | 26 to 30 years old | I C I DEG 63D | #6 | 50000 | 35000 | 7500 | 5250 | Yes | 2020 | Condominiums | 7 | 179130 | 2 | 6 | 152 | 153 | 1941
1018730031 | 850 AMSTERDAM AVENUE Manhattan, NY 10025 (40.79753055294685, -73.96784042974019) | Con Edison | BLG MANAGEMENT CO., INC. | PARTNERSHIP 91, LP | 417 FIFTH AVENUE MANHATTAN, NY 10016 (40.7508150795849, -73.98282286232246) | CA099780J | 7/5/05 | FEDERAL FST-125 | 1 | 4.8 | 1980 | 2015 |  | 26 to 30 years old | HEV-E-OIL DEG-54P | #6 | 50000 | 35000 | 7500 | 5250 | Yes | 2013 | Elevator Apartments | 8 | 82172 | 1 | 20 | 120 | 125 | 1931
1008270008 | 45 25 STREET Manhattan, NY 10010 (40.741876577676926, -73.98633535176008) | Con Edison | BONFIDE ESTATES INC. | HANOVER ESTATES LLC | 630 FIFTH AVENUE MANHATTAN, NY 10111 (40.75892500018864, -73.97812899995336) | CA101581R | 7/6/05 | FEDERAL FST 250 | 1 | 9.9 | 1981 | 2016 |  | 26 to 30 years old | ICI DEG 105 P | #6 | 50000 | 35000 | 7500 | 5250 | Yes | 2017 | Condominiums | 3 | 91075 | 1 | 11 | 0 | 35 | 1909
1004700009 | 365 BROOME STREET Manhattan, NY 10013 (40.72007194656322, -73.99577337197024) | Con Edison | CADIGGER CORP | CADIGGER LLC | 253 KNICKERBOCKER STATION MANHATTAN, NY 10002 (40.71612146793143, -73.98583147024613) | CA256791L | 7/4/05 | ROCKMILLS MP 100 SL (NEW) | 1 | 4.07 | 1991 | 2026 |  | 16 to 20 years old | ICI MEG 42P (EXG) | #6 | 50000 | 35000 | 7500 | 5250 |  |  | Walk-Up Apartments | 1 | 35955 | 2 | 6 | 50 | 58 | 1900
1007720072 | 250 255 WEST 23 STREET Manhattan, NY 10011 (40.74471526669623, -74.00460000028977) | Con Edison | CHELSEA GARDENS OWNERS CORP. | JAFFIN-SEGAL CHELSEA, | 641 LEXINGTON AVE MANHATTAN, NY 10022 (40.75912465400864, -73.97040202325856) | CA230082N | 7/5/05 | FEDERAL FST 125 | 1 | 5.3 | 1982 | 2017 |  | 26 to 30 years old | ICI DEG 63 P | #6 | 50000 | 35000 | 7500 | 5250 |  |  | Office Buildings | 3 | 15716 | 1 | 3 | 0 | 1 | 1948
1007730012 | 250 24 STREET Manhattan, NY 10011 (40.74533972467485, -73.99662613699863) | Con Edison | CHELSES GARDEN OWNERS CORP. | BARRY LOWENTHAL | 641 LEXINGTON AVENUE MANHATTAN, NY 10022 (40.75912465400864, -73.97040202325856) | CA230182K | 7/5/05 | FEDERAL FST 125 | 1 | 5.3 | 1982 | 2017 |  | 26 to 30 years old | ICI DEG 63P | #6 | 50000 | 35000 | 7500 | 5250 | Yes | 2013 | Walk-Up Apartments | 3 | 159090 | 4 | 6 | 151 | 159 | 1940 |  | YES
1008310048 | 8 30 STREET Manhattan, NY 10001 (40.74604290130302, -73.98679358279888) | Con Edison | COLLEGIATE ASSET MANAGEMENT. | COLLEGIATE ASSET MANA | 500 5TH AVENUE MANHATTAN, NY 10110 (40.75339499967953, -73.9809190000118) | CA289389Y | 7/6/05 | ROCKMILLS MP-150 | 1 | 6.27 | 1989 | 2024 |  | 21 to 26 years old | ICI DEG 63 P | #4 | 50000 | 35000 | 7250 | 5075 | Yes | 2021 | Elevator Apartments | 3 | 108759 | 1 | 12 | 0 | 7 | 1915
1022380001 | 675 ACADEMY STREET Manhattan, NY 10034 (40.86690425428702, -73.92537444351666) | Con Edison | EDELSTEIN, FLORANCE | IVY LEAGUE APARTMENT | 2207 CONEY ISLAND AVENUE BROOKLYN, NY 11223 (40.60328584975498, -73.96145921904193) | CA382690J | 7/6/05 | ROCKMILLS MP125 | 1 | 5.25 | 1990 | 2025 |  | 16 to 20 years old | ICI DEG 54P | #6 | 50000 | 35000 | 7500 | 5250 | Yes | 2018 | Walk-Up Apartments | 7 | 62964 | 1 | 6 | 61 | 63 | 1952 |  | YES
1021080083 | 961 ST NICHOLAS' AVENUE Manhattan, NY 10032 (40.83344947479708, -73.94051003326979) | Con Edison | ENF. 7/10/92 | BPIV - 961 SAINT NICH | 750 LEXINGTON AVENUE NEW YORK, NY 10022 (40.76249398753119, -73.96802742600755) | CA634986R | 7/6/05 | FEDERAL FST 125 | 1 | 5 | 1986 | 2021 |  | 21 to 26 years old | ICI MMG 54 P | #4 | 50000 | 35000 | 7250 | 5075 | Yes | 2018 | Elevator Apartments | 7 | 50028 | 1 | 6 | 56 | 56 | 1910
1022460130 | 1793 RIVERSIDE DRIVE Manhattan, NY 10034 (40.86655351869558, -73.9305905112866) | Con Edison | FLORENCE EDELSTEIN | CLOISTER APT CORP | 2207 CONEY ISLAND AVENUE BROOKLYN, NY 11223 (40.60328584975498, -73.96145921904193) | CA257085Z | 7/4/05 | ROCKMILLS MP125 | 1 | 5 | 1985 | 2020 |  | 21 to 26 years old | ICI DEG54P | #6 | 50000 | 35000 | 7500 | 5250 | Yes | 2016 | Elevator Apartments | 7 | 66456 | 1 | 6 | 58 | 62 | 1926 |  | YES
1021790090 | 801 181 STREET Manhattan, NY 10033 (40.85093908245716, -73.93829561384895) | Con Edison | FLORENCE EDELSTEIN | F & M REALTY | 2207 CONEY ISLAND AVENUE BROOKLYN, NY 11223 (40.60328584975498, -73.96145921904193) | CA230382P | 7/5/05 | ROCKMILLS MP 125 | 1 | 5 | 1982 | 2017 |  | 26 to 30 years old | ICI DEG 54P | #6 | 50000 | 35000 | 7500 | 5250 | Yes | 2019 | Hospitals & Health | 7 | 75240 | 1 | 6 | 67 | 74 | 1925
1021650038 | 600 183 STREET Manhattan, NY 10033 (40.850494154839645, -73.93289415462245) | Con Edison | GREENGERGER,FRANCIS | 600 WEST 183 ST RTYCP | 601 182ND STREET MANHATTAN, NY 10033 (40.8499300184899, -73.93329940825139) | CA024791Z | #N/A | FEDERAL FMB-1822 | 1 | 6.44 | 1991 | 2026 |  | 16 to 20 years old | ICI DEG-63S | #6 | 50000 | 35000 | 7500 | 5250 | Yes | 2015 | Elevator Apartments | 10 | 73336 | 1 | 6 | 49 | 55 | 1920
1012100015 | 145 79 STREET Manhattan, NY 10024 (40.782832779964544, -73.97749913028078) | Con Edison | HAFFMAN MGMT | 145 WEST 79TH ST OWNE | 300 55 TH ST MANHATTAN, NY 10019 (40.76543669712509, -73.98393298423655) | CA483287M | 7/5/05 | ROCKMILLS MP 125 | 1 | 5 | 1987 | 2022 |  | 21 to 26 years old | ICI DE 54P | #4 | 50000 | 35000 | 7250 | 5075 | Yes | 2020 | Elevator Apartments | 6 | 59544 | 1 | 16 | 66 | 67 | 1928 |  | YES
1021790080 | 867 181 STREET Manhattan, NY 10033 (40.85134774311903, -73.94108100705441) | Con Edison | HERON REALTY MANAGEMENT CORP | DUNCRAGGEN REALTY COR | 808 BIRCHWOOD DRIVE WESTBURY, NY 11590 (40.744227736270204, -73.57565508598276) | CA242085R | 7/4/05 | ROCKMILLS MP125 | 1 | 5 | 1985 | 2020 |  | 21 to 26 years old | ICI DEG 54P | #6 | 50000 | 35000 | 7500 | 5250 | Yes | 2019 | Walk-Up Apartments | 7 | 73272 | 1 | 6 | 72 | 72 | 1920 |  | YES
1020970047 | 736 RIVERSIDE DRIVE Manhattan, NY 10031 (40.83067956294684, -73.94954821966422) | Con Edison | HUDSON OVERLOOK LLC. | LGS REALTY PARTNERS L | 507 186th ST NEW YORK, NY 10116 (40.851435294493115, -73.92916842004861) | CA373090L | 7/5/05 | ROCKMILLS MP150 | 1 | 6.3 | 1990 | 2025 |  | 16 to 20 years old | ICI MMG63P | #4 | 50000 | 35000 | 7250 | 5075 | Yes | 2017 | Walk-Up Apartments | 7 | 67248 | 1 | 6 | 60 | 60 | 1926
1021800610 | 700 FORT WASHINGTON AVENUE Manhattan, NY 10040 (40.85769519670703, -73.93516806041572) | Con Edison | KASWICK REALTY CORP. | KEDRON ASSOCIATES LLC | 347 5TH AVE NEW YORK, NY 10016 (40.74821954900994, -73.9846663506232) | CA220888N | 7/4/05 | ROCKMILLS MP-175 | 1 | 7.35 | 1988 | 2023 |  | 21 to 26 years old | ICI DEG 84P | #6 | 50000 | 35000 | 7500 | 5250 | Yes | 2020 | Loft Buildings | 7 | 83402 | 1 | 6 | 74 | 74 | 1949
1009940045 | 130 42 STREET Manhattan, NY 10036 (40.7555727280388, -73.9859065887525) | Con Edison | LAVOISIER AMERICAN PROPERTIES | RYAN L.L.C. | 130 42 STREET MANHATTAN, NY 10036 (40.7555727280388, -73.9859065887525) | CA087685N | 7/5/05 | KEWANEE L3S-200-04JB | 2 | 8.4 | 1985 | 2020 |  | 21 to 26 years old | KEWANEE 200 KVP-5.0-1162 | #4 | 50000 | 35000 | 7250 | 5075 | Yes | 2014 | Elevator Apartments | 3 | 164971 | 1 | 29 | 0 | 1 | 1917
1022480092 | 132 SEAMAN AVENUE Manhattan, NY 10034 (40.86884168760893, -73.92311667807351) | Con Edison | LEDDY, JOSEPH | WINDY REALTY ASSOCS.L | 5925 BROADWAY MANHATTAN, NY 10017 (40.75245652744684, -73.97297648087982) | CA177080J | 7/6/05 | SPENCER 3-125-50 | 1 | 4.8 | 1980 | 2015 |  | 26 to 30 years old | ICI ME42P | #6 | 50000 | 35000 | 7500 | 5250 | Yes | 2018 | Elevator Apartments | 7 | 127255 | 6 | 5 | 258 | 258 | 1920
1018910026 | 915 END AVENUE Manhattan, NY 10025 (40.79685012763133, -73.96372581059762) | Con Edison | LICHTER, ALFRED | LICHTER REAL ESTATE N | 850 176TH STREET MANHATTAN, NY 10033 (40.84750907553967, -73.94144154619411) | CA330486H | 7/5/05 | ROCKMILLS MP-250 | 2 | 10.5 | 1986 | 2021 |  | 21 to 26 years old | I.C.I.DEG 105-P | #6 | 50000 | 35000 | 7500 | 5250 | Yes | 2021 | Elevator Apartments | 9 | 118591 | 1 | 15 | 94 | 94 | 1923
1022150465 | 1 MARBLE HILL AVENUE Manhattan, NY 10463 (40.87472397575069, -73.91106755215587) | Con Edison | MARBLE REALTY CORP. | MARBLE REALTY CORP | 1881 BROADWAY MANHATTAN, NY 10023 (40.770928607320116, -73.98226555509018) | CA143780P | 7/6/05 | ROCKMILLS MP 150 | 1 | 6.3 | 1980 | 2015 |  | 26 to 30 years old | ICI DEG 63P | #6 | 50000 | 35000 | 7500 | 5250 | Yes | 2015 | Elevator Apartments | 10 | 77820 | 1 | 6 | 84 | 84 | 1927
1014320001 | 201 77 STREET Manhattan, NY 10021 (40.76920532766377, -73.959183941086) | Con Edison | MATTHEW ADAM PROPERTIES,INC. | 201 E 77 OWNERS CORP | 127 59 STREET MANHATTAN, NY 10022 (40.76241654818314, -73.96854870758665) | CA132482N | 7/5/05 | FEDERAL FLW 2125 | 2 | 10.29 | 1982 | 2017 |  | 26 to 30 years old | KEWANEE KFL 30.9-6206 | #6 | 50000 | 35000 | 7500 | 5250 | Yes | 2022 | Elevator Apartments | 4 | 132445 | 1 | 19 | 90 | 99 | 1965 |  | YES
1018697502 | 780 END AVENUE Manhattan, NY 10025 (40.79685012763133, -73.96372581059762) | Con Edison | MIDBORO MGMT | THE 780 W END AVE CON | 148 37TH ST MANHATTAN, NY 10018 (40.75251096987246, -73.98836465376176) | CA279191J | 7/5/05 | ROCKMILLS MP-80 | 2 | 6.27 | 1991 | 2026 |  | 16 to 20 years old | ICI MEG-34 P | #6 | 50000 | 35000 | 7500 | 5250 | Yes | 2019 | Office Buildings | 9 | 79040 | 1 | 12 | 60 | 61 | 1914 | YES
1021750196 | 89 THAYER STREET Manhattan, NY 10040 (40.864143335657104, -73.92750583672608) | Con Edison | MIRIMAR MGMT CORP. | 89 REALTY COMPANY, |  | CA619286K | 7/7/05 | ROCKMILLS MP 125 | 1 | 4.96 | 1986 | 2021 |  | 21 to 26 years old | ICI DEG 54 P | #6 | 50000 | 35000 | 7500 | 5250 | Yes | 2015 | Elevator Apartments | 10 | 62994 | 1 | 6 | 66 | 66 | 1920
1022470035 | 30 SEAMAN AVENUE Manhattan, NY 10034 (40.866949220388506, -73.9269932231694) | Con Edison | PRIME REALTY SERVICES, LLC. | SEAMAN 30 LLC | 1920 MANHATTAN NY 10116 (40.8110019996426, -73.95309800037239) | CA227481N | 7/6/05 | ROCKMILLS MP4-133 | 1 | 5 | 1981 | 2016 |  | 26 to 30 years old | ICI DEG 54P | #4 | 50000 | 35000 | 7250 | 5075 | Yes | 2017 | Elevator Apartments | 7 | 58585 | 1 | 5 | 74 | 74 | 1926
1021350020 | 853 RIVERSIDE DRIVE Manhattan, NY 10032 (40.83657911545902, -73.9468952196778) | Con Edison | RIVERSIDE REALTY ENTERPRISES LLC | RIVERSIDE NY LLC |  | CA056786K | 7/5/05 | ROCKMILLS MP4-133 | 1 | 4.8 | 1986 | 2021 |  | 21 to 26 years old | ICI-DEG-54P | #6 | 50000 | 35000 | 7500 | 5250 | Yes | 2015 | Elevator Apartments | 7 | 70344 | 1 | 6 | 54 | 54 | 1920
1012490057 | 155 RIVERSIDE DRIVE Manhattan, NY 10024 (40.791046441115554, -73.97955859578195) | Con Edison | RIVERSIDE SYNDICATE INC. | RIVERSIDE SYNDICATE I | 155 RIVERSIDE DRIVE MANHATTAN, NY 10024 (40.791046441115554, -73.97955859578195) | CA389385P | 7/4/05 | ROCKMILLS MP 125 | 1 | 5.25 | 1985 | 2020 |  | 21 to 26 years old | ICI DEG 54 P | #6 | 50000 | 35000 | 7500 | 5250 | Yes | 2019 | Walk-Up Apartments | 6 | 87129 | 1 | 12 | 64 | 64 | 1930
1010477503 | 320 57 STREET Manhattan, NY 10019 (40.76695555576002, -73.98353281148049) | Con Edison | ROSE ASSOCIATES INC |  | 322 57TH STREET MANHATTAN, NY 10019 (40.76697878724401, -73.98358720048415) | CA077078M | 7/4/05 | ROCKMILLS MP600 | 3 | 23.52 | 1978 | 2013 |  | 31 to 35 years old | JOHNSON FD 68 AHM-500 | #6 | 50000 | 35000 | 7500 | 5250 | Yes | 2017 | Elevator Apartments | 6 | 814377 | 1 | 48 | 595 | 705 | 1978 | YES
1016020001 | 1150 5 AVENUE Manhattan, NY 10128 (40.78785600680194, -73.95571854876572) | Con Edison | SAMSON MANAGEMENT | 1150 FIFTH AVE OWNERS | 415 MADISON AVENUE NEW YORK, NY 10017 (40.756779530947306, -73.976317020908) | CA016989Y | 7/5/05 | FEDERAL FST-200SP | 1 | 8.19 | 1989 | 2024 |  | 21 to 26 years old | ICI DEG 84 P | #6 | 50000 | 35000 | 7500 | 5250 | Yes | 2022 | Condominiums | 4 | 163969 | 1 | 14 | 74 | 77 | 1924 |  | YES
1005680004 | 39 5 AVENUE Manhattan, NY 10003 (40.733741641408585, -73.99525176519325) | Con Edison | SAMSON MANAGEMENT. | 39 5TH AVE OWNERS COR | 150 30th ST NEW YORK, NY 10001 (40.74821173286, -73.99182534826161) | CA134988J | 7/5/05 | ROCKMILLS MP100 | 1 | 4.2 | 1988 | 2023 |  | 21 to 26 years old | ICI DEG 42 P | #6 | 50000 | 35000 | 7500 | 5250 | Yes | 2018 | Walk-Up Apartments | 2 | 62409 | 1 | 14 | 58 | 60 | 1922 |  | YES
1005180012 | 60 MACDOUGAL STREET Manhattan, NY 10012 (40.72770719059196, -74.00241036854646) | Con Edison | SHRINE CHURCH ST ANTHONY | CHUR ST ANTHONY OF PA | 154 SULLIVAN STREET MANHATTAN, NY 10012 (40.72731148889909, -74.00166393126216) | CA068876M | 7/5/05 | ROCKMILLS MP 60 | 1 | 2.03 | 1976 | 2011 |  | 31 to 35 years old | HEV-E-OIL AM4DH | #4 | 50000 | 35000 | 7250 | 5075 |  |  | Elevator Apartments | 3 | 19830 | 1 | 5 | 0 | 1 | 1909
1021770175 | 860 181 STREET Manhattan, NY 10033 (40.85129222542192, -73.94044648424494) | Con Edison | SIREN MANGEMENT CORP. | WEST GATE HOUSE INC | 40 EXCHANGE PLACE NEW YORK, NY 10005 (40.70574493861897, -74.0098106474021) | CA241985H | 7/4/05 | ROCKMILLS MP125 | 1 | 5 | 1985 | 2020 |  | 21 to 26 years old | ICI DEG 54 | #6 | 50000 | 35000 | 7500 | 5250 | Yes | 2017 | Elevator Apartments | 7 | 60780 | 1 | 6 | 66 | 66 | 1923 |  | YES
1008340048 | 330 5 AVENUE Manhattan, NY 10001 (40.747669346588445, -73.98515254779694) | Con Edison | SKYLER 330 LLCC/O SHULSKY PROPERTIES INC. | SKYLER 330 | 307 FITH AVE NY, NY 10016 (40.745242969987146, -73.97823298586354) | CA323565K | 7/7/05 | PACIFIC #9303 A | 1 | 0 | 1965 | 2010 | DUAL FUEL | 41 - 45 years old | PETRO WD7AH | #4 | 50000 | 35000 | 7250 | 5075 | Yes | 2014 | Walk-Up Apartments | 3 | 145000 | 1 | 14 | 0 | 62 | 1926
1020720039 | 87 HAMILTON PLACE Manhattan, NY 10031 (40.823008346036886, -73.95070834508203) | Con Edison | STELLA MANAGEMENT | EAGLE HAMILTON ASSOCI | 156 WILLIAM STREET MANHATTAN, NY 10038 (40.70999054661479, -74.0060256431043) | CA092880P | 7/5/05 | ROCKMILLS MP 4186 | 1 | 6.4 | 1980 | 2015 |  | 26 to 30 years old | ICI DEG 84 P | #6 | 50000 | 35000 | 7500 | 5250 | Yes | 2022 | Elevator Apartments | 7 | 69202 | 1 | 7 | 97 | 97 | 1920
1021800473 | 182 BENNETT AVENUE Manhattan, NY 10040 (40.85624728823984, -73.93397196211674) | Con Edison | SUSS REALTY CO. . | 182 BENNETT AVENUE CO | 1008 FORT GEORGE STATION MANHATTAN, NY 10040 (40.85809553188335, -73.92925548994884) | CA028687R | 7/6/05 | FEDERAL FST 125 | 1 | 5 | 1987 | 2022 |  | 21 to 26 years old | ICI DEG 54 P | #6 | 50000 | 35000 | 7500 | 5250 | Yes | 2020 | Elevator Apartments | 7 | 60654 | 1 | 6 | 60 | 60 | 1940
1018640039 | 412 110 STREET Manhattan, NY 10025 (40.80195069824217, -73.96148872487656) | Con Edison | TULIP APARTMENT INC. | TULIP APT INC | 155 RIVERSIDE DRIVE MANHATTAN, NY 10024 (40.791046441115554, -73.97955859578195) | CA036378N | 7/7/05 | ROCKMILLS MP-150 | 1 | 5.9 | 1978 | 2013 |  | 31 to 35 years old | ICI DE 63 - S | #6 | 50000 | 35000 | 7500 | 5250 | Yes | 2014 | Elevator Apartments | 8 | 86819 | 1 | 12 | 48 | 48 | 1930
1007800007 | 259 30 STREET Manhattan, NY 10001 (40.74920152916205, -73.99410202119846) | Con Edison | TWO FRIENDS REALTY,LLC | TWO FRIENDS RELTY | 111 ORIENTAL BOULEVARD BROOKLYN, NY 11235 (40.57696837120896, -73.95275505660184) | CA206998N | 7/6/05 | FEDERAL FST-175 | 1 | 7 | 1998 | 2033 | DUAL FUEL | 11 to 15 years old | INDUSTRIAL COMBUSTION DEG-84 P | #4 | 50000 | 35000 | 7250 | 5075 | Yes | 2020 | Walk-Up Apartments | 3 | 90174 | 1 | 17 | 0 | 32 | 1928
1014000001 | 625 PARK AVENUE Manhattan, NY 10021 (40.76849728788559, -73.96552881413602) | Con Edison | WALLACK MANAGEMENT CO. | 625 PARK CORPORATIONS | 18 64TH STREET MANHATTAN, NY 10065 (40.76697082506496, -73.96984042701948) | CA065476J | 7/5/05 | ROCKMILLS MP-175 | 1 | 7 | 1976 | 2011 |  | 31 to 35 years old | IND. COMB. DE 84 S | #6 | 50000 | 35000 | 7500 | 5250 | Yes | 2020 | Walk-Up Apartments | 4 | 108817 | 1 | 13 | 32 | 37 | 1929 |  | YES
1008510041 | 44 23 STREET Manhattan, NY 10010 (40.74065472739944, -73.98753116167248) | Con Edison | 304 PARK AVE SOUTH, LLC | 304 PARK AVENUE SOUTH | 419 PARK AVENUE MANHATTAN, NY 10016 (40.743735340676835, -73.98364802421948) | CA558485R | 7/5/05 | ROCKMILLS MP 150 | 2 | 6.3 | 1985 | 2020 |  | 21 to 26 years old | I.C.I. DEG-63P | #6 | 49990 | 34993 | 7498 | 5249 | Yes | 2021 | Elevator Apartments | 2 | 183815 | 1 | 12 | 0 | 52 | 1930
1020020033 | 601 135 STREET Manhattan, NY 10031 (40.82019269087649, -73.95522094824939) | Con Edison | MIRIMAR MGMT. | 601 WEST 135TH STREET | 771 NEW YORK, NY 10033 (40.85621992920642, -73.94585900019268) | CA118793J | 7/6/05 | ROCKMILLS MP 125 | 1 | 5.25 | 1993 | 2028 |  | 16 to 20 years old | ICI DEG 54 (P) | #6 | 49932 | 34952 | 7490 | 5243 | Yes | 2022 | Elevator Apartments | 7 | 60450 | 1 | 6 | 44 | 50 | 1906
1010610016 | 427 51 STREET Manhattan, NY 10019 (40.764555798087606, -73.98946292375494) | Con Edison | RESIDENTIAL MANAGEMENT | 427 WEST 51 ST OWNERS |  | CA289192K | 7/6/05 | ROCKMILLS MP 125 | 1 | 5.25 | 1992 | 2027 |  | 16 to 20 years old | I.C.I. DEG 54 P | #6 | 49932 | 34952 | 7490 | 5243 |  |  | Elevator Apartments | 3 | 46914 | 1 | 6 | 84 | 84 | 1940
1017490016 | 27 124 STREET Manhattan, NY 10035 (40.805354690194, -73.94175442246535) | Con Edison | STELLAR MANAGEMENT | ONE TWO FOUR MADISONA | 156 WILLAM STREET MANHATTAN, NY 10038 (40.70999054661479, -74.0060256431043) | CA093491X | 7/5/05 | FEDERAL FST 125 | 1 | 5.25 | 1991 | 2026 |  | 16 to 20 years old | I.C.I. DEG 54 P | #6 | 49932 | 34952 | 7490 | 5243 |  |  | Walk-Up Apartments | 9 | 32945 | 1 | 7 | 36 | 42 | 1915
1020470023 | 246 BRADHURST AVENUE Manhattan, NY 10039 (40.82924964092024, -73.93884628751556) | Con Edison | TIKVAH ASSOCIATES | UPHATTAN CORPORATION | 3154 ALBANY CRESCENT BRONX, NY 10463 (40.87958311461891, -73.90191629101832) | CA242392R | 7/5/05 | ROCKMILLS MP-100 | 1 | 4.07 | 1992 | 2027 |  | 16 to 20 years old | ICI DEG-42 P | #6 | 49932 | 34952 | 7490 | 5243 |  |  | Elevator Apartments | 7 | 22560 | 1 | 6 | 42 | 42 | 1920
1022190029 | 3852 10 AVENUE Manhattan, NY 10034 (40.86386347080894, -73.91947644379904) | Con Edison | ZEEV RLTY.JULIAN GONZALES | CONFE REALTY CORP | 708 177 STREET NEW CITY, NY 10033 (40.84756402145483, -73.93821145561267) | CA287891K | 7/5/05 | ROCKMILLS MP-125 | 1 | 5.3 | 1991 | 2026 |  | 16 to 20 years old | ICI DEG-54 (P) | #6 | 49932 | 34952 | 7490 | 5243 |  |  | Elevator Apartments | 10 | 44429 | 2 | 5 | 88 | 93 | 1911
1008490031 | 45 20 STREET Manhattan, NY 10003 (40.73891771006067, -73.98912885331869) | Con Edison | ABNER PROPERTIES/WM REAL ESTATE | ABNER PROPERTIES CO | 380 MADISON AVENUE MANHATTAN, NY 10017 (40.755596213835844, -73.97727528530339) | CA286382H | 7/5/05 | FEDERAL FST-80 | 1 | 3.36 | 1982 | 2017 |  | 26 to 30 years old | ICI MEG 34P | #6 | 49823 | 34876 | 7473 | 5231 | Yes | 2019 | Elevator Apartments | 2 | 53350 | 1 | 12 | 0 | 44 | 1911
1008477501 | 880 BROADWAY Manhattan, NY 10003 (40.73816630579273, -73.99001771098273) | Con Edison | ABC FURNISHING |  | 888 BROADWAY MANHATTAN, NY 10003 (40.73845479657408, -73.98990665486154) | CA108384J | 7/6/05 | FEDERAL FST-80 | 2 | 3.4 | 1984 | 2019 |  | 26 to 30 years old | INDUST COMB MEG-34(P) | #6 | 49804 | 34863 | 7471 | 5229 | Yes | 2017 | Elevator Apartments | 2 | 80000 | 1 | 6 | 0 | 2 | 1900 | YES
1007850011 | 253 35 STREET Manhattan, NY 10001 (40.75232344143616, -73.991601589305) | Con Edison | BALBO REALTY CO. C/OSHULSKY PROP. | BALBO REALTY LLC | 307 5 AVENUE MANHATTAN, NY 10016 (40.74670986507107, -73.98580888388562) | CA226492Y | 7/5/05 | ROCKMILLS MP-200 | 1 | 8.19 | 1992 | 2027 |  | 16 to 20 years old | ICI DEG-84 (P) | #6 | 49725 | 34808 | 7459 | 5221 | Yes | 2015 | Walk-Up Apartments | 3 | 132118 | 1 | 16 | 0 | 18 | 1924
1015250031 | 236 80 STREET Manhattan, NY 10021 (40.76920532766377, -73.959183941086) | Con Edison | LEMLE 80TH, LLC/TUDOR REALTY SERVICES | 236-238 EAST 80 REAL | 145 HUGVENOT ST NEW ROCHELLE, NY 10801 (40.917986535550256, -73.78529555654467) | CA574686N | 7/7/05 | BEST BOILER INC. 4 B-110 | 1 | 4.76 | 1986 | 2021 |  | 21 to 26 years old | HEVEOIL/ICI MMG 54 P | #4 | 49640 | 34748 | 7198 | 5038 |  |  | Loft Buildings | 5 | 15165 | 1 | 6 | 28 | 31 | 1910
1021740245 | 45 THAYER STREET Manhattan, NY 10040 (40.8627134136305, -73.92659752147648) | Con Edison | RIKA REALTY CORP | THAYER 45 LLC | 108 18 QUEENS BLVD QUEENS, NY 11375 (40.720707263029794, -73.84628429608335) | CA249195J | 7/6/05 | BEST 4B-80 | 1 | 3.43 | 1995 | 2030 | DUAL FUEL | 11 to 15 years old | I.C.I. MMG-34-P | #4 | 49640 | 34748 | 7198 | 5038 |  |  | Walk-Up Apartments | 10 | 34040 | 1 | 5 | 53 | 53 | 1927
1020980036 | 3671 BROADWAY Manhattan, NY 10031 (40.83065258328594, -73.94750675865771) | Con Edison | 152BROADWAY ASSOCIATES,L.LC. | 152 SKY, LLC |  | CA108484R | 7/7/05 | ROCKMILLS MP 125 | 1 | 5.3 | 1984 | 2019 |  | 26 to 30 years old | I.C.I. DEG 54 P | #6 | 49640 | 34748 | 7446 | 5212 | Yes | 2018 | Garages & Gasoline Stations | 7 | 69876 | 1 | 6 | 46 | 53 | 1908
1008410081 | 58 40 STREET Manhattan, NY 10018 (40.75319635968103, -73.98426496596447) | Con Edison | 58/64 EAST 40 STREET INC. | THE 58 TO 64 40 ST CO | 233 BROADWAY MANHATTAN, NY 10007 (40.71241494274793, -74.00781024309606) | CA395067K | 7/6/05 | TITUSVILLE P-80 | 2 | 5.2 | 1967 | 2010 |  | 41 - 45 years old | RAY AR-141 | #6 | 49640 | 34748 | 7446 | 5212 | Yes | 2021 | Elevator Apartments | 3 | 99058 | 1 | 16 | 0 | 10 | 1921
1022370008 | 1 SEAMAN AVENUE Manhattan, NY 10034 (40.866436606831826, -73.92775764689429) | Con Edison | SEADYCK REALTY CO. LLC | SEADYCK REALTY CO., |  | CB099700R | 7/5/05 | ROCKMILLS MP4-133 | 1 | 5.19 | 2000 | 2035 | DUAL FUEL | 5 to 10 years old | ICI DEG-54 | #6 | 49640 | 34748 | 7446 | 5212 | Yes | 2017 | Elevator Apartments | 7 | 72743 | 1 | 6 | 74 | 83 | 1925
1021770170 | 870 181 STREET Manhattan, NY 10033 (40.85130095214276, -73.94118144006411) | Con Edison | SIRIA MANAGEMENT CORP. | WEST GATE HOUSE INC | 40 EXCHANGE PLACE NEW YORK, NY 10005 (40.70574493861897, -74.0098106474021) | CA242185Y | 7/4/05 | ROCKMILLS-MP125-(NEW) | 1 | 4.8 | 1985 | 2020 |  | 21 to 26 years old | ICI-DEG-54 (NEW) | #6 | 49640 | 34748 | 7446 | 5212 | Yes | 2017 | Walk-Up Apartments | 7 | 63600 | 1 | 6 | 61 | 61 | 1923 |  | YES
1009020030 | 245 21 STREET Manhattan, NY 10010 (40.736903434229745, -73.98245979536239) | Con Edison | 245 EAST 21ST REALTY LLC. | 245 E 21 REALTY LLC | 145 HUGUENOT STREET NEW ROCHELLS, NY 10801 (40.91319235913511, -73.77945045104241) | CA375090K | 7/7/05 | BEST 5C 175 | 1 | 6.44 | 1990 | 2025 |  | 16 to 20 years old | HEVE DEG 85P | #4 | 49612 | 34729 | 7194 | 5036 | Yes | 2022 | Condominiums | 2 | 77640 | 1 | 16 | 91 | 94 | 1930
1011860051 | 52 RIVERSIDE DRIVE Manhattan, NY 10024 (40.78418461403203, -73.98347963982974) | Con Edison | 52 RIVERSIDE DRIVE OWNERS CORP | 52 RIVERSIDE DR OWNER | 7 PENN PLAZA MANHATTAN, NY 10001 (40.74956954963903, -73.99160848411982) | CA097375R | 7/5/05 | ROCKMILLS MP-100 | 1 | 4.46 | 1975 | 2010 |  | 31 to 35 years old | I.C.I. DE 42-S | #6 | 49458 | 34621 | 7419 | 5193 | Yes | 2016 | Walk-Up Apartments | 6 | 62487 | 1 | 16 | 47 | 48 | 1926 |  | YES
1018880036 | 265 RIVERSIDE DRIVE Manhattan, NY 10025 (40.79751193737388, -73.97351278651179) | Con Edison | 265 RIVERSIDE DRIVE | 265 RIVER OWNERS CORP | 745 5 AVENUE MANHATTAN, NY 10151 (40.76281299962028, -73.97354599994787) | CA069773Y | 7/6/05 | ROCKMILLS MP125 | 1 | 4.9 | 1973 | 2010 |  | 36 - 40 year old | IRON FIREMAN AO6-6.3 | #6 | 49403 | 34582 | 7410 | 5187 | Yes | 2018 | Elevator Apartments | 9 | 82938 | 1 | 11 | 64 | 64 | 1912 |  | YES
1021370011 | 601 160 STREET Manhattan, NY 10032 (40.83601267380173, -73.94361644482885) | Con Edison | 601 WEST REALTY CO. | 601 WEST REALTY LLC | 145 71ST STREET NEW YORK, NY 10023 (40.77735875982961, -73.98078167374183) | CB153703J | 7/6/05 | FEDERAK FST-175 | 1 | 5.86 | 2003 | 2038 | DUAL FUEL | 5 to 10 years old | ICI MMG-84P (NEW) | #4 | 49384 | 34569 | 7161 | 5012 | Yes | 2017 | Elevator Apartments | 10 | 109022 | 1 | 10 | 67 | 71 | 1913
1015120040 | 160 84 STREET Manhattan, NY 10028 (40.777938834158256, -73.95606234805335) | Con Edison | 160 E. 84TH ST.ASSOC. % BROADWALL MGTM | 160 EAST 84TH ST ASSO | 7 PENN PLAZA NEW YORK, NY 10001 (40.74956954963903, -73.99160848411982) | CB420103L | 7/6/05 | FEDERAL-FST-250 (NEW) | 2 | 8.36 | 2003 | 2038 | DUAL FUEL | 5 to 10 years old | ICI DEG-105P (NEW) | #6 | 49358 | 34551 | 7404 | 5183 | Yes | 2022 | Elevator Apartments | 5 | 224000 | 1 | 21 | 178 | 185 | 1963
1010460001 | 357 55 STREET Manhattan, NY 10019 (40.766127057426075, -73.98541939132829) | Con Edison | PEMBROKE OWNERS INC. | PEMBROKE OWNERS INC | 70 36 STREET NY, NY 10018 (40.75080614697955, -73.98625751968467) | CA177680N | 7/5/05 | FEDERAL FST 100 | 1 | 4.2 | 1980 | 2015 |  | 26 to 30 years old | INDUSTRIAL COMBUSTION #DEG-42(P) | #6 | 49295 | 34507 | 7394 | 5176 | Yes | 2016 | Elevator Apartments | 6 | 70507 | 1 | 6 | 72 | 75 | 1935 |  | YES
1015070050 | 50 96 STREET Manhattan, NY 10128 (40.787190482209105, -73.95414356425032) | Con Edison | PARSON ESTATES,INC. | 50 EAST 96TH STREET L | 412 MAMARONECK AVENUE MAMARONECK, NY 10543 (40.9521280146431, -73.73637130738886) | CA032487Y | 7/6/05 | ROCKMILLS M.P.60 | 1 | 2.6 | 1987 | 2022 |  | 21 to 26 years old | HEVE MMG 28 | #4 | 49276 | 34493 | 7145 | 5002 |  |  | Walk-Up Apartments | 4 | 35998 | 1 | 6 | 21 | 26 | 1902
1014980010 | 11 86 STREET Manhattan, NY 10028 (40.78139309774433, -73.96002169693259) | Con Edison | 11 EAST 86TH ST. CORP. | 11 E 86TH ST CORP-BHS | 11 EAST86TH STREET MANHATTAN, NY 10028 (40.776344978837756, -73.95296667956859) | CA361384Z | 7/7/05 | ROCKMILL S MP 175 | 1 | 7.3 | 1984 | 2019 |  | 26 to 30 years old | HEVEOIL DEG 84 P | #6 | 49275 | 34492 | 7391 | 5174 | Yes | 2018 | Walk-Up Apartments | 4 | 126440 | 1 | 20 | 54 | 56 | 1960 |  | YES
1014990010 | 11 87 STREET Manhattan, NY 10128 (40.78205816123261, -73.95950200627362) | Con Edison | 11 EAST 87 STREET TENANTS GUMLEY HAFTING | 11 EAST 87TH ST TENAN | 415 MADISON AVENUE MANHATTAN, NY 10017 (40.756779530947306, -73.976317020908) | CA219993R | 7/6/05 | FEDERAL FST-125 | 1 | 4.8 | 1993 | 2028 |  | 16 to 20 years old | HEVE MEG-54 (P) | #6 | 49275 | 34492 | 7391 | 5174 | Yes | 2019 | Elevator Apartments | 4 | 78700 | 1 | 12 | 85 | 90 | 1954 |  | YES
1008590072 | 112 MADISON AVENUE Manhattan, NY 10016 (40.74507309897774, -73.98490056863602) | Con Edison | 112 MADISON REALTY COMPANY | 112 MADISON REALTY CO | 116 27TH ST MANHATTAN, NY 10016 (40.74232873503186, -73.98371315871968) | CA121798X | 7/5/05 | FEDERAL FST-125 | 1 | 5.25 | 1998 | 2033 | DUAL FUEL | 11 to 15 years old | S.T.JOHNSON FD68 CAHM SIZE 125 | #6 | 49275 | 34492 | 7391 | 5174 | Yes | 2019 | Walk-Up Apartments | 3 | 88560 | 1 | 12 | 0 | 58 | 1912
1015050040 | 1192 PARK AVENUE Manhattan, NY 10128 (40.78507494284105, -73.95376603998164) | Con Edison | 1192 PARK AVE./BWN,HARRIS&STEVENS | 94TH PARK CORPORATION | 1192 PARK AVENUE MANHATTAN, NY 10128 (40.78507494284105, -73.95376603998164) | CA025288X | 7/7/05 | FEDERAL FST 200 | 1 | 7.8 | 1988 | 2023 |  | 21 to 26 years old | RAY PAECR 144 SIZE 200 | #6 | 49275 | 34492 | 7391 | 5174 | Yes | 2015 | Walk-Up Apartments | 4 | 196577 | 1 | 15 | 75 | 78 | 1926 |  | YES
1015050040 | 1192 PARK AVENUE Manhattan, NY 10128 (40.78507494284105, -73.95376603998164) | Con Edison | 1192 PARK AVE.OWNERS/BROWN,HARRIS, STEVENS | 94TH PARK CORPORATION | 1192 PARK AVENUE MANHATTAN, NY 10128 (40.78507494284105, -73.95376603998164) | CA180288X | 7/7/05 | FEDERAL FST 200 | 1 | 8.19 | 1988 | 2023 |  | 21 to 26 years old | HEVE DEG 84P | #6 | 49275 | 34492 | 7391 | 5174 | Yes | 2015 | Elevator Apartments | 4 | 196577 | 1 | 15 | 75 | 78 | 1926 |  | YES
1015130020 | 145 84 STREET Manhattan, NY 10028 (40.77817218165765, -73.9564707018428) | Con Edison | 145 E. 84TH OWNER'S CORP. % HOFFMAN | 145 EAST 84TH STREET | 300 55 STREET NEW YORK, NY 10019 (40.76543669712509, -73.98393298423655) | CB566403X | 7/6/05 | BEST 5C-150 (NEW) | 1 | 5.02 | 2003 | 2038 | DUAL FUEL | 5 to 10 years old | HEVE (I.C.) DEG-63P (NEW) | #6 | 49275 | 34492 | 7391 | 5174 | Yes | 2013 | Elevator Apartments | 5 | 116824 | 1 | 16 | 96 | 98 | 1963 |  | YES
1012100009 | 157 79 STREET Manhattan, NY 10024 (40.78290131539681, -73.97766112312068) | Con Edison | 157 WEST 79TH STREET OWNERS | 157 WEST 79TH ST OWRS | 270 LAFAYETTE STREET MANHATTAN, NY 10012 (40.7237143825233, -73.9964776814037) | CA233199K | 7/7/05 | FEDERAL FLW 1215 | 1 | 5.3 | 1999 | 2034 | DUAL FUEL | 11 to 15 years old | (NEW) S.T. JOHNSON FD 68 CAHM(SIZE 100) | #6 | 49275 | 34492 | 7391 | 5174 | Yes | 2020 | Elevator Apartments | 6 | 51453 | 1 | 12 | 60 | 60 | 1911 |  | YES
1021360160 | 667 161 STREET Manhattan, NY 10032 (40.83761709971985, -73.9455320247632) | Con Edison | 161 HOLDING LTD | 161 HOLDING LTD | 191024 BROOKLYN NY 11219 (40.63277295540763, -73.99667681118586) | CA099486Z | 7/6/05 | FEDERAL FST-125 | 1 | 5.25 | 1986 | 2021 |  | 21 to 26 years old | I.C.I. MEG 54 P | #6 | 49275 | 34492 | 7391 | 5174 | Yes | 2016 | Elevator Apartments | 7 | 63108 | 1 | 6 | 47 | 47 | 1900
1013827501 | 20 68 STREET Manhattan, NY 10065 (40.76939932068488, -73.96782927568184) | Con Edison | 20 E. 68TH ST. CONDO % ROSE ASSOC. |  | 200 MADISON AVENUE NEW YORK, NY 10016 (40.74877830573848, -73.9822475686496) | CB100008X | 7/5/05 | BEST 5C-125 (NEW) | 2 | 4.1 | 2008 | 2043 | DUAL FUEL | Fewer than 5 years old | HEVE IC DEG-54S (NEW) | #6 | 49275 | 34492 | 7391 | 5174 | Yes | 2022 | Elevator Apartments | 4 | 116104 | 1 | 15 | 83 | 85 | 1955 | YES
1022220007 | 201 SHERMAN AVENUE Manhattan, NY 10034 (40.865447352599574, -73.9209407859122) | Con Edison | 207 SHERMAN ASSOC. | 207 SHERMAN ASSOCIATE | 888 SEVENTH AVENUE MANHATTAN, NY 10019 (40.765163953112335, -73.98028704662573) | CA025795K | 7/5/05 | ROCKMILLS MP-125 | 1 | 5.1 | 1995 | 2030 | DUAL FUEL | 11 to 15 years old | HEVE MEG-63P | #4 | 49275 | 34492 | 7145 | 5001 | Yes | 2022 | Hospitals & Health | 10 | 61820 | 1 | 5 | 72 | 77 | 1930
1011580038 | 210 70 STREET Manhattan, NY 10023 (40.77752434059586, -73.98323378395732) | Con Edison | 210 W. 70 OWNERS LLC % NORTHBROOK PTNERS. | 210 WEST 70 OWNER, LL | 1776 BROADWAY NEW YORK, NY 10019 (40.76645897683454, -73.98182488729583) | CB089708Y | 7/7/05 | BEST 5B - 125 (NEW) | 2 | 4.1 | 2008 | 2043 | DUAL FUEL | Fewer than 5 years old | ICI DEG-54P (NEW) | #6 | 49275 | 34492 | 7391 | 5174 | Yes | 2018 | Hotels | 6 | 171085 | 1 | 15 | 185 | 186 | 1924
1013210034 | 230 48 STREET Manhattan, NY 10017 (40.754249299636214, -73.97098392473617) | Con Edison | 230 EAST 48TH STREET CO/FRANKEL RLTY | 230 EAST 48TH ST CO | 160 65 STREET MANHATTAN, NY 10021 (40.76920532766377, -73.959183941086) | CA504185L | 7/5/05 | FEDERAL FST-150 | 1 | 6.3 | 1985 | 2020 |  | 21 to 26 years old | HEVEOIL DEG-63 (P) | #6 | 49275 | 34492 | 7391 | 5174 | Yes | 2021 | Office Buildings | 4 | 68564 | 1 | 10 | 62 | 68 | 1928
1007870067 | 246 38 STREET Manhattan, NY 10018 (40.754057314500606, -73.9901363665406) | Con Edison | 246 W. 38 ST. TENANTS CORP.% BERSTEIN REAL ESTATE | WISHPEARL WORLD, LLC | 855 6TH AVENUE BRONX, NY 10462 (40.84225833665295, -73.85799663293824) | CB157802L | #N/A | FEDERAL FST 125 | 1 | 5.25 | 2002 | 2037 | DUAL FUEL | 5 to 10 years old | ICI MEG-63 | #4 | 49275 | 34492 | 7145 | 5001 | Yes | 2017 | Elevator Apartments | 3 | 96275 | 1 | 14 | 0 | 15 | 1922
1011830032 | 255 END AVENUE Manhattan, NY 10023 (40.774536138232236, -73.97994335610099) | Con Edison | 255 W.E.AVE OWNERS CORP. | 255 WEST END AVE OWNE | 7 PENN PLAZA MANHATTAN, NY 10001 (40.74956954963903, -73.99160848411982) | CA519385H | 7/5/05 | ROCKMILLS M P 150 | 1 | 6.3 | 1985 | 2020 |  | 21 to 26 years old | I.C.I. MEG 63P | #6 | 49275 | 34492 | 7391 | 5174 | Yes | 2013 | Elevator Apartments | 6 | 63495 | 1 | 14 | 58 | 60 | 1917 |  | YES
1001500038 | 291 BROADWAY Manhattan, NY 10007 (40.71481990591212, -74.00582779225783) | Con Edison | 291 B'WAY RLTY ASSOC. | 291 BROADWAY RLTY ASS | 291 BROADWAY MANHATTAN, NY 10007 (40.71481990591212, -74.00582779225783) | CA429887Z | 7/4/05 | FEDERAL FST 200 SP | 1 | 8.2 | 1987 | 2022 |  | 21 to 26 years old | INDUSTRIAL COMBUSTION MEG 84 P | #6 | 49275 | 34492 | 7391 | 5174 | Yes | 2020 | Cultural & Public Assembly | 1 | 128940 | 1 | 19 | 0 | 43 | 1910
1011860059 | 321 78 STREET Manhattan, NY 10024 (40.78384013687816, -73.98200819369492) | Con Edison | 321 WEST 78TH STREET CORP. | 321 WEST 78TH STREET | 770 LEXINGTON AVENUE NEW YORK, NY 10021 (40.76851425537591, -73.96362286271633) | CA391287Y | 7/6/05 | FEDERAL FST 150 | 1 | 6.27 | 1987 | 2022 |  | 21 to 26 years old | ICI DEG 63 P | #6 | 49275 | 34492 | 7391 | 5174 | Yes | 2016 | Elevator Apartments | 6 | 95992 | 2 | 9 | 56 | 56 | 1925 |  | YES
1010460017 | 337 55 STREET Manhattan, NY 10019 (40.76589760185766, -73.98487594392942) | Con Edison | 345 WEST 55 TENANTS CORP, C/O HALSTEAD | 335-337 W. 55TH ST., | 770 LEXINGTON AVE NEW YORK, NY 10021 (40.76851425537591, -73.96362286271633) | CA373987X | 7/4/05 | FEDERAL FST 125 SP | 1 | 5.3 | 1987 | 2022 |  | 21 to 26 years old | HEVE DEG 54 P | #6 | 49275 | 34492 | 7391 | 5174 |  |  | Elevator Apartments | 6 | 3384 | 1 | 3 | 14 | 14 | 1920
1014510031 | 350 77 STREET Manhattan, NY 10021 (40.76920532766377, -73.959183941086) | Con Edison | 350 77TH STREET OWNERS CORP. | 350 EAST 77TH STREET | 250 PARK AVE NEW YORK, NY 10003 (40.738333453173844, -73.9878407889095) | CA268093M | 7/6/05 | FEDERAL FST-125 | 1 | 4.82 | 1993 | 2028 |  | 16 to 20 years old | HEVE DEG 54 (P) | #6 | 49275 | 34492 | 7391 | 5174 | Yes | 2021 | Condominiums | 5 | 66962 | 1 | 6 | 80 | 80 | 1920 |  | YES
1014660037 | 420 72 STREET Manhattan, NY 10021 (40.767572523515604, -73.9555201780124) | Con Edison | 420 E. 72ND ST. TENANTS % AKAM ASSOC | 420 EAST 72ND ST TENA | 8 38 STREET NEW YORK, NY 10018 (40.751314393861094, -73.98349762627032) | CB096608N | 7/7/05 | BEST 5C-125 | 2 | 4.1 | 2008 | 2043 | DUAL FUEL | Fewer than 5 years old | INDUSTRIAL COMBUSTION MEG-54S | #6 | 49275 | 34492 | 7391 | 5174 | Yes | 2016 | Loft Buildings | 5 | 236350 | 1 | 19 | 189 | 192 | 1962 |  | YES
1010540056 | 449 44 STREET Manhattan, NY 10036 (40.760346970981274, -73.99305290818256) | Con Edison | 44-45 REALTY ASSOC., L. P. | 44-45 REALTY ASSC LP |  | CA219285X | 7/6/05 | FEDERAL FST 125 | 1 | 5.3 | 1985 | 2020 |  | 21 to 26 years old | HEVE MMG 54 P | #4 | 49275 | 34492 | 7145 | 5001 | Yes | 2014 | Elevator Apartments | 3 | 65615 | 1 | 5 | 60 | 60 | 1926
1021770087 | 447 FORT WASHINGTON AVENUE Manhattan, NY 10033 (40.85020384420295, -73.93857649090677) | Con Edison | 447 FT.WASHINGTON OWNERS. | 447 FT WASHINGTON OWN | 50 17th ST MANHATTAN, NY 10011 (40.738563940959885, -73.99384605181096) | CA187394L | 7/5/05 | ROCKMILLS MP-125 | 1 | 5.25 | 1994 | 2029 |  | 16 to 20 years old | HEVE DEG-54 P | #6 | 49275 | 34492 | 7391 | 5174 | Yes | 2017 | Churches, Synagogues, etc. | 7 | 52782 | 1 | 6 | 43 | 44 | 1910 |  | YES
1013970001 | 563 PARK AVENUE Manhattan, NY 10021 (40.76920532766377, -73.959183941086) | Con Edison | 563 PARK AVE. CORP. | 62ND & PARK CORPORATI | 250 PARK AVENUE MANHATTAN, NY 10003 (40.738333453173844, -73.9878407889095) | CA130379X | 7/5/05 | ROCKMILLS MP-100 | 1 | 4.2 | 1979 | 2014 |  | 31 to 35 years old | I.C.I. DEG-42(S) | #6 | 49275 | 34492 | 7391 | 5174 | Yes | 2017 | Walk-Up Apartments | 4 | 57847 | 1 | 13 | 20 | 21 | 1910 |  | YES
1013820036 | 660 PARK AVENUE Manhattan, NY 10021 (40.76861350549685, -73.96581689882925) | Con Edison | 660 PK AVEE CO/BROWN HARRI | 660 PARK AVE CORP-C/O | 660 PARK AVE MANHATTAN, NY 10021 (40.76861350549685, -73.96581689882925) | CA076182H | 7/5/05 | ROCKMILLS MP -125 | 1 | 5 | 1982 | 2017 |  | 26 to 30 years old | HEV-E-OIL DEG54P | #6 | 49275 | 34492 | 7391 | 5174 | Yes | 2022 | Elevator Apartments | 4 | 62935 | 1 | 14 | 12 | 13 | 1926 |  | YES
1007970037 | 675 6 AVENUE Manhattan, NY 10010 (40.74190748543464, -73.99351607367669) | Con Edison | 675 CHELSEA CORP. | 675 OWNERSHIP LLC | 675 6 AVENUE MANHATTAN, NY 10010 (40.74190748543464, -73.99351607367669) | CA004687K | 7/5/05 | CLEAVER BROOKS CB 900 125 | 2 | 5.25 | 1987 | 2022 |  | 21 to 26 years old | CLEAVER BROOKS INTEGRAL | #4 | 49275 | 34492 | 7145 | 5001 | Yes | 2017 | Elevator Apartments | 3 | 237000 | 1 | 6 | 0 | 6 | 1901
1005737502 | 69 9 STREET Manhattan, NY 10017 (40.75245652744684, -73.97297648087982) | Con Edison | 69 W. 9TH ST. CORP % GUMLEY HAFT | 69 WEST 9TH ST | 415 MADISON AVENUE NEW YORK, NY 10017 (40.756779530947306, -73.976317020908) | CB164108H | 7/4/05 | FEDERAL / EASTMOND FST - 125 (NEW) | 2 | 4.1 | 2008 | 2043 | DUAL FUEL | Fewer than 5 years old | HEVE (ICI) DEG - 54 S (NEW) | #6 | 49275 | 34492 | 7391 | 5174 | Yes | 2013 | Elevator Apartments | 3 | 107650 | 1 | 12 | 119 | 120 | 1959 | YES
1022430317 | 70 PARK TERRACE Manhattan, NY 10034 (40.87086601137059, -73.91591273630775) | Con Edison | 70 PK. TERR. E. OWNERS % PRIME LOC. | 70 PARK TERRCE E OWNS | 733 YONKERS AVENUE YONKERS, NY 10704 (40.92365098316586, -73.86577167165724) | CB139206M | 7/4/05 | BEST 5B - 125 (NEW) | 1 | 4.1 | 2006 | 2041 | DUAL FUEL | Fewer than 5 years old | HEVE (I. C.) DEG - 54P (EXSTG) | #6 | 49275 | 34492 | 7391 | 5174 | Yes | 2013 | Elevator Apartments | 7 | 70245 | 1 | 6 | 75 | 75 | 1956 |  | YES
1021770242 | 880 181 STREET Manhattan, NY 10033 (40.8514042396251, -73.94151366499696) | Con Edison | 880 WEST HOUSE INC. | 880 W HOUSE INC | 3589 NEW HYDE PARK NY 11040 (40.74529996182383, -73.6796319322678) | CA309292N | 7/6/05 | ROCKMILLS MP-125 | 1 | 5.3 | 1992 | 2027 |  | 16 to 20 years old | HEVE(I.C.I) DEG-54 (P) | #6 | 49275 | 34492 | 7391 | 5174 | Yes | 2017 | Elevator Apartments | 7 | 56418 | 1 | 6 | 61 | 61 | 1916 |  | YES
1021360111 | 894 RIVERSIDE DRIVE Manhattan, NY 10032 (40.83782917307974, -73.94681428069515) | Con Edison | 894 RIVERSIDE LLC. | 894 RIVERSIDE NY ASS | 1920 NEW YORK, NY 10116 (40.8110019996426, -73.95309800037239) | CA494485R | 7/5/05 | ROCKMILLS MP 125 | 1 | 4.8 | 1985 | 2020 |  | 21 to 26 years old | HEV-E DEG 54 P | #6 | 49275 | 34492 | 7391 | 5174 | Yes | 2016 | Office Buildings | 7 | 74064 | 1 | 6 | 54 | 54 | 1915
1011220029 | 91 CENTRAL PARK Manhattan, NY 10023 (40.77432759642175, -73.97739159091697) | Con Edison | 91 C. P. W. CORP. % HERON LTD | 91 CENTRAL PARK WEST | 820 SECOND AVENUE NEW YORK, NY 10017 (40.75090969894791, -73.97140174497622) | CB172203Z | 7/6/05 | FEDERAL/EASTMOND (NEW) FST-125 | 2 | 4.18 | 2003 | 2038 | DUAL FUEL | 5 to 10 years old | S.T. JOHNSON FD68 CAHM SIZE 125 (NEW) | #6 | 49275 | 34492 | 7391 | 5174 | Yes | 2022 | Office Buildings | 6 | 209355 | 1 | 15 | 92 | 94 | 1929 |  | YES
1011410013 | 2020 BROADWAY Manhattan, NY 10023 (40.77639648525826, -73.98200475170165) | Con Edison | ABC PROPERTIES | 2020 BROADWAY ASSOCIA | 1775 BROADWAY MANHATTAN, NY 10019 (40.766316065397184, -73.98188404443792) | CA252483L | 7/7/05 | ROCKMILLS MP-125 | 1 | 5.3 | 1983 | 2018 |  | 26 to 30 years old | I C I DE 54P | #6 | 49275 | 34492 | 7391 | 5174 |  |  | Elevator Apartments | 6 | 48606 | 1 | 8 | 60 | 64 | 1900
1004520006 | 170 2 AVENUE Manhattan, NY 10003 (40.730243278714624, -73.98644740252644) | Con Edison | ABC REALTY | 170 SECOND AVENUE OWN | 152 57TH STREET MANHATTAN, NY 10019 (40.76492963045104, -73.97870228969026) | CA226585N | 7/5/05 | ROCKMILLS MP 150 | 1 | 6.3 | 1985 | 2020 |  | 21 to 26 years old | ICI MEG 63 P | #6 | 49275 | 34492 | 7391 | 5174 | Yes | 2022 | Walk-Up Apartments | 2 | 97896 | 1 | 15 | 74 | 77 | 1928 |  | YES
1006247504 | 75 BANK STREET Manhattan, NY 10014 (40.73667723631695, -74.00504433843233) | Con Edison | ABINGTON COURT OWNERS | ABINGDON COURT OWNERS | 505 CHESTNUT STREET CEDARHURST, NY 11516 (40.62281026909443, -73.72490656996541) | CA144584M | 7/6/05 | FEDERAL FST-175 | 1 | 6.3 | 1984 | 2019 |  | 26 to 30 years old | JOHNSON FD 68 SIZE 150 | #6 | 49275 | 34492 | 7391 | 5174 | Yes | 2014 | Loft Buildings | 3 | 3911 | 1 | 6 | 87 | 88 | 1939 | YES
1012360003 | 588 END AVENUE Manhattan, NY 10024 (40.78362556816552, -73.96653900057436) | Con Edison | AKAM ASSO., INC. | 588 APT CORP | 8 38TH MANHATTAN, NY 10018 (40.75108854154199, -73.98303674630506) | CA237290J | 7/6/05 | FEDERAL FST-125 | 1 | 5.25 | 1990 | 2025 |  | 16 to 20 years old | HEVE DEG 42-P | #6 | 49275 | 34492 | 7391 | 5174 | Yes | 2016 | Elevator Apartments | 6 | 64865 | 1 | 16 | 67 | 67 | 1922 |  | YES
1008870082 | 192 LEXINGTON AVENUE Manhattan, NY 10016 (40.74496518033425, -73.98076368730125) | Con Edison | AMELIA GOULD /CRES INC | CRES INC | 192 LEXINGTON AVENUE NEW YORK, NY 10016 (40.74496518033425, -73.98076368730125) | CA304684J | 7/7/05 | FEDERAL FST 175 | 1 | 7.4 | 1984 | 2019 |  | 26 to 30 years old | HEV-E-OIL DEG 84 (P) | #6 | 49275 | 34492 | 7391 | 5174 | Yes | 2017 | Elevator Apartments | 2 | 123243 | 1 | 16 | 0 | 33 | 1926
1021340090 | 600 157 STREET Manhattan, NY 10032 (40.83428057309588, -73.94543970355731) | Con Edison | AUDUBON HALL | FIRM ASSETS INC | 369 62ND ST MANHATTAN, NY 10021 (40.76920532766377, -73.959183941086) | CA282083J | 7/5/05 | FEDERAL FST-150 | 1 | 6.3 | 1983 | 2018 |  | 26 to 30 years old | IND COMB DEG-63(P) | #6 | 49275 | 34492 | 7391 | 5174 | Yes | 2014 | Elevator Apartments | 7 | 64674 | 1 | 6 | 42 | 48 | 1910
1021230048 | 21 AUDUBON AVENUE Manhattan, NY 10032 (40.83936396056376, -73.9391498717214) | Con Edison | AUDUBON REALTY CORP. | AUDUBON REALTY PROPER | 1375 BROADWAY NEW YORK, NY 10018 (40.752474519278906, -73.98741867031805) | CA138694M | 7/4/05 | EASTMOND ESP-125 | 1 | 5.09 | 1994 | 2029 |  | 16 to 20 years old | HEVE MEG-54 (P) | #6 | 49275 | 34492 | 7391 | 5174 | Yes | 2013 | Elevator Apartments | 10 | 53106 | 1 | 6 | 0 | 1 | 1925
1010100029 | 101 57 STREET Manhattan, NY 10019 (40.764380123304036, -73.97725246588114) | Con Edison | BENJAMIN SHAPIRO REALTY | JAMES HOTEL 57 OWNER, | 101 57 STREET MANHATTAN, NY 10019 (40.764380123304036, -73.97725246588114) | CA436588Y | 7/5/05 | ROCKMILLS MP-125SS | 1 | 5.25 | 1988 | 2023 |  | 21 to 26 years old | HEVE DEG 54 P | #6 | 49275 | 34492 | 7391 | 5174 | Yes | 2020 | Educational Structures | 4 | 112977 | 1 | 18 | 0 | 7 | 1927
1021370080 | 3885 BROADWAY Manhattan, NY 10032 (40.83760434257243, -73.94243458241249) | Con Edison | BPll -3885 BROADWAY LLC | BPII - 3885 BROADWAY | 31 10 37 AVE L I CITY, NY 11101 (40.74570244980828, -73.93866902925225) | CA044487M | 7/6/05 | FEDERAL FST 150 | 1 | 5.3 | 1987 | 2022 |  | 21 to 26 years old | HEVE MMG 54 P | #4 | 49275 | 34492 | 7145 | 5001 | Yes | 2017 | Condominiums | 10 | 71730 | 1 | 6 | 64 | 75 | 1950
1014130064 | 120 79 STREET Manhattan, NY 10021 (40.76920532766377, -73.959183941086) | Con Edison | BROWN HARRIS STEVENS,INC. | 120 E 79 ST CORP | 120 79TH STREET MANHATTAN, NY 10028 (40.776344978837756, -73.95296667956859) | CA053189Z | 7/6/05 | ROCKMILLS MP125 | 1 | 5.3 | 1989 | 2024 |  | 21 to 26 years old | HEVE DEG63S | #6 | 49275 | 34492 | 7391 | 5174 | Yes | 2013 | Walk-Up Apartments | 4 | 77953 | 1 | 20 | 78 | 80 | 1947 |  | YES
1007840071 | 254 35 STREET Manhattan, NY 10001 (40.75229831466929, -73.99169165889812) | Con Edison | CONTINENTAL HOUSING INC. | AYDIN S CAGINALP | 220 86TH ST NEW YORK, NY 10028-3606 (40.77843794626477, -73.95307356201909) | CA003485H | 7/7/05 | FEDERAL FST-125 | 1 | 5.2 | 1985 | 2020 |  | 21 to 26 years old | HEVE DEG-54-P | #6 | 49275 | 34492 | 7391 | 5174 | Yes | 2014 | Elevator Apartments | 3 | 106642 | 1 | 16 | 0 | 14 | 1924
1007900028 | 108 15 STREET Manhattan, NY 10011 (40.738152059022674, -73.99663559164847) | Con Edison | CS 108 WEST 15 STREET LP | C S 108 WEST 15 STREE | 235 48 STREET - RP FL N Y, NEW YORK 10036 (40.76046677832929, -73.98558985323699) | CB186102Z | 7/5/05 | FEDERAL FST-125 | 1 | 5.25 | 2002 | 2037 | DUAL FUEL | 5 to 10 years old | INDUSTRIAL COMB. | #6 | 49275 | 34492 | 7391 | 5174 | Yes | 2020 | Elevator Apartments | 3 | 55233 | 1 | 6 | 56 | 58 | 1950
1017400007 | 650 LENOX AVENUE Manhattan, NY 10037 (40.81867394055047, -73.9373935872748) | Con Edison | DALTON MANAGEMENT | BETHUNE TOWER CO | 3 PARK AVENUE NEW YORK, NY 10016 (40.746411649824566, -73.981713603432) | CB061407P | 7/5/05 | ROCKMILLS MP - 125 (NEW) | 2 | 4.1 | 2007 | 2042 | DUAL FUEL | Fewer than 5 years old | S.T. JOHNSON FD68 CAHM SIZE 125 (NEW) | #6 | 49275 | 34492 | 7391 | 5174 | Yes | 2020 | Hotels | 9 | 129386 | 1 | 15 | 134 | 134 | 1970 |  | YES
1013810025 | 55 66 STREET Manhattan, NY 10021 (40.76920532766377, -73.959183941086) | Con Edison | DAVID FRANKEL RLTY CO. | 55 EAST 66TH STREET C | 160 65 STREET MANHATTAN, NY 10021 (40.76920532766377, -73.959183941086) | CA159494K | 7/4/05 | ROCKMILLS MP 125 | 1 | 4.96 | 1994 | 2029 |  | 16 to 20 years old | HEVE MEG-54S | #6 | 49275 | 34492 | 7391 | 5174 | Yes | 2021 | Loft Buildings | 4 | 80985 | 1 | 10 | 25 | 28 | 1924 |  | YES
1014497502 | 343 74 STREET Manhattan, NY 10021 (40.76971422297722, -73.95638672882295) | Con Edison | FORUM OWNERS CO/PRNMARK RLTY C | BETTE BREGMAN | 8 38TH STREET NEW YORK, NY 10018 (40.751314393861094, -73.98349762627032) | CA070586R | 7/6/05 | FEDERAL FST-200 | 2 | 8.4 | 1986 | 2021 |  | 21 to 26 years old | HEVEOIL DEG-84-P | #6 | 49275 | 34492 | 7391 | 5174 | Yes | 2019 | Elevator Apartments | 5 | 0 | 1 | 25 | 149 | 150 | 1987 | YES
1020480025 | 582 ST NICHOLAS' AVENUE Manhattan, NY 10030 (40.82028340028813, -73.94654448408636) | Con Edison | GILMAN MANAGEMENT | 582 ST. NICHOLAS ASSO | 448 ROCKVILLE CENTE, NY 11570 (40.66693573669494, -73.63876307825342) | CA605386K | 7/6/05 | FEDERAL FST 125 | 1 | 4.81 | 1986 | 2021 |  | 21 to 26 years old | ICI ME 54 P | #6 | 49275 | 34492 | 7391 | 5174 | Yes | 2018 | Elevator Apartments | 7 | 65382 | 1 | 6 | 96 | 96 | 1914
1015860005 | 515 89 STREET Manhattan, NY 10128 (40.77772234748372, -73.94530948720742) | Con Edison | GRACIE GRDNS. OWNERS CORP. % COOPER SQ. RLTY. | GRACIE GARDENS OWNERS | 6 43 STREET NEW YORK, NY 10017 (40.75381517729913, -73.97967506743592) | CB504103X | 7/6/05 | BEST 5C-125 (NEW) | 1 | 4.18 | 2003 | 2038 | DUAL FUEL | 5 to 10 years old | IC DEG-54P (NEW) | #6 | 49275 | 34492 | 7391 | 5174 | Yes | 2016 | Elevator Apartments | 5 | 71000 | 1 | 6 | 70 | 70 | 1942 |  | YES
1015860035 | 530 90 STREET Manhattan, NY 10128 (40.778161620282944, -73.94456023862709) | Con Edison | GRAICE GRDNS. OWNRS. % COOPER SQ. RLTY. | GRACIE GARDENS OWNERS | 6 43 STREET NEW YORK, NY 10017 (40.75381517729913, -73.97967506743592) | CB020007P | 7/6/05 | BEST 5C-125 (NEW) | 1 | 0 | 2007 | 2042 | DUAL FUEL | Fewer than 5 years old | INDUSTRIAL COMBUSTION DEG-54P | #6 | 49275 | 34492 | 7391 | 5174 | Yes | 2016 | Elevator Apartments | 5 | 71000 | 1 | 6 | 68 | 68 | 1942 |  | YES
1021790221 | 567 FORT WASHINGTON AVENUE Manhattan, NY 10033 (40.854340725537725, -73.9371375756599) | Con Edison | HESKEL'S F.W.RLTY LLC | HESKELS F.W REALTY L | 567 FT WASHINGTON AVE MANHATTAN, NY 10033 (40.854340725537725, -73.9371375756599) | CA333388H | 7/5/05 | FEDERAL FST 125 | 1 | 5.3 | 1988 | 2023 |  | 21 to 26 years old | HEVE MEG 54 P | #6 | 49275 | 34492 | 7391 | 5174 | Yes | 2019 | Elevator Apartments | 7 | 59976 | 1 | 6 | 62 | 62 | 1920
1021800500 | 711 190 STREET Manhattan, NY 10040 (40.85656072633091, -73.93285299819242) | Con Edison | HILDE M. BASCH | BENNETT TOWERS APART | 860 5 AVENUE MANHATTAN, NY 10021 (40.769882244021005, -73.96885630483071) | CA199296X | 7/7/05 | FEDERAL FST-125 | 1 | 5.25 | 1996 | 2031 | DUAL FUEL | 11 to 15 years old | HEVE (ICI)DEG-54 (P) | #4 | 49275 | 34492 | 7145 | 5001 | Yes | 2020 | Walk-Up Apartments | 7 | 75678 | 1 | 7 | 67 | 67 | 1963
1018320036 | 370 CENTRAL PARK Manhattan, NY 10025 (40.792377860938245, -73.96422743340611) | Con Edison | HOFFMAN MANAGEMENT | 370 CENTRAL PARK WEST | 300 55TH STREET MANHATTAN, NY 10019 (40.76543669712509, -73.98393298423655) | CA244092Y | 7/6/05 | ROCKMILLS MP 125 SL | 1 | 5.25 | 1992 | 2027 |  | 16 to 20 years old | ST JOHNSON FD 68 CA 125 HM | #6 | 49275 | 34492 | 7391 | 5174 | Yes | 2022 | Elevator Apartments | 8 | 84612 | 2 | 6 | 74 | 74 | 1918 |  | YES
1012747502 | 57 58 STREET Manhattan, NY 10019 (40.764451132708345, -73.97533830157828) | Con Edison | HOLROD ASSOCIATES | WM KAISER | 1881 BROADWAY MANHATTAN, NY 10023 (40.770928607320116, -73.98226555509018) | CA222283J | 7/6/05 | ROCKMILLS MP-175 | 1 | 7.1 | 1983 | 2018 |  | 26 to 30 years old | INDUSTRIAL COMBUSTION DE 84 S | #6 | 49275 | 34492 | 7391 | 5174 | Yes | 2014 | Elevator Apartments | 4 | 80293 | 1 | 11 | 88 | 89 | 1901 | YES
1013190029 | 246 46 STREET Manhattan, NY 10017 (40.752846752940506, -73.97154706690795) | Con Edison | J.T.TAI & CO. INC. | J T TAI & CO INC | 18 67 STREET MANHATTAN, NY 10021 (40.76920532766377, -73.959183941086) | CA107086R | 7/4/05 | BEST 4C 125 LP | 1 | 4.8 | 1986 | 2021 |  | 21 to 26 years old | HEVE DEG 54 P | #6 | 49275 | 34492 | 7391 | 5174 | Yes | 2019 | Elevator Apartments | 4 | 70592 | 2 | 6 | 82 | 92 | 1939
1012320061 | 514 END AVENUE Manhattan, NY 10024 (40.78362556816552, -73.96653900057436) | Con Edison | JADAM EQUITIES LTD | DAK EQUITIES CORP C/O | 1133 BROADWAY NEWYORK, NY 10024 (40.78362556816552, -73.96653900057436) | CA369292H | 7/6/05 | ROCKMILLS MP-125 | 1 | 5.63 | 1992 | 2027 |  | 16 to 20 years old | HEV-E DEG 54 P | #6 | 49275 | 34492 | 7391 | 5174 | Yes | 2022 | Walk-Up Apartments | 6 | 68072 | 1 | 16 | 46 | 46 | 1923 |  | YES
1021170056 | 533 158 STREET Manhattan, NY 10032 (40.83390028421137, -73.94248982294958) | Con Edison | JERRY OXFORD | 158 MANAGEMENT, LLC | 116 02 QUEENS BOULEVARD QUEENS, NY 11375 (40.720707263029794, -73.84628429608335) | CA537985K | #N/A | FEDERAL FST-125 | 1 | 5.3 | 1985 | 2020 |  | 21 to 26 years old | HEVEOIL MMG 54 (P) | #6 | 49275 | 34492 | 7391 | 5174 |  |  | Elevator Apartments | 7 | 16500 | 1 | 6 | 24 | 24 | 1909
1013050028 | 145 50 STREET Manhattan, NY 10022 (40.756333246792174, -73.97188905996262) | Con Edison | KIMBERLY HOTEL/F.MANOCHERIAN | KIMBERLY HOLDINGS, LL | 145 50 STREET MANHATTAN, NY 10022 (40.756333246792174, -73.97188905996262) | CA350785X | 7/6/05 | CLEAVER BROOKS 600-150 | 2 | 7.56 | 1985 | 2020 |  | 21 to 26 years old | CLEAVER BROOKS INTEGRAL | #6 | 49275 | 34492 | 7391 | 5174 | Yes | 2015 | Elevator Apartments | 4 | 147970 | 1 | 29 | 0 | 1 | 1985
1021390584 | 353 FORT WASHINGTON AVENUE Manhattan, NY 10033 (40.84704722388011, -73.93984453496807) | Con Edison | L & L REALTY CORP. | L L REALTY | 990 6 AVENUE MANHATTAN, NY 10018 (40.75141392981503, -73.98657217354167) | CA287885Y | 7/4/05 | ROCKMILLS MP 125 | 1 | 5.2 | 1985 | 2020 |  | 21 to 26 years old | IRON FIREMAN AO6 6.3 RK | #6 | 49275 | 34492 | 7391 | 5174 | Yes | 2019 | Elevator Apartments | 10 | 67740 | 1 | 6 | 36 | 36 | 1924
1014100014 | 123 75 STREET Manhattan, NY 10021 (40.7727567844964, -73.9616211001285) | Con Edison | LEX OWNERS | LEX OWNERS CORP | 9 38 STREET NEW YORK, NY 10016 (40.75055896335647, -73.98170797543202) | CB046003H | 7/4/05 | BEST 5C-125 | 1 | 4.18 | 2003 | 2038 | DUAL FUEL | 5 to 10 years old | HEVE IC DEG-54P | #6 | 49275 | 34492 | 7391 | 5174 | Yes | 2020 | Elevator Apartments | 4 | 103004 | 1 | 16 | 104 | 111 | 1962 |  | YES
1011440056 | 160 73 STREET Manhattan, NY 10023 (40.77909244995257, -73.98073498984283) | Con Edison | LILLIAN GOLDMAN FAMILY % SOLIL MGT. | LILLIAN GOLDMAN FAMIL | 640 FIFTH AVENUE NEW YORK, NY 10019 (40.75918853863369, -73.97674417161663) | CB148608X | 7/7/05 | ROCKMILLS MP - 125 (NEW) | 1 | 4.1 | 2008 | 2043 | DUAL FUEL | Fewer than 5 years old | S.T. JOHNSON FD-68-CAHM SIZE 125 (NEW) | #6 | 49275 | 34492 | 7391 | 5174 | Yes | 2014 | Elevator Apartments | 6 | 126513 | 1 | 14 | 148 | 148 | 1929
1020750008 | 527 143 STREET Manhattan, NY 10031 (40.82438638643121, -73.94954489551132) | Con Edison | MALOOF &ELLIS MGMT CORP 523-7 | 523-27 W 143 ST ETC | 16 BROAD ST RED BANK, NY 10457 (40.84579837129786, -73.89832418681175) | CA268788Z | 7/4/05 | FEDERAL FST 125 | 1 | 5.3 | 1988 | 2023 |  | 21 to 26 years old | HEVE MMG 54-P | #4 | 49275 | 34492 | 7145 | 5001 |  |  | Elevator Apartments | 7 | 29520 | 1 | 6 | 24 | 24 | 1910
1021800120 | 701 184 STREET Manhattan, NY 10033 (40.85236739886434, -73.93571182701628) | Con Edison | MARY ALLISON | MASHALLA LLC | 1969 JAF STATION NEW YORK, NY 10033 (40.85621992920642, -73.94585900019268) | CA345590J | 7/7/05 | FEDERAL FST 125 | 1 | 5.25 | 1990 | 2025 |  | 16 to 20 years old | HEVE MEG 54P | #6 | 49275 | 34492 | 7391 | 5174 | Yes | 2020 | Educational Structures | 7 | 54000 | 1 | 6 | 69 | 74 | 1949
1014460008 | 311 71 STREET Manhattan, NY 10021 (40.76800412336029, -73.95853405080855) | Con Edison | MAXWELL-KATES INC. | 311-71 OWNERS CORP | 9 38 STREET MANHATTAN, NY 10016 (40.75058238108704, -73.98167876193074) | CA494385J | 7/5/05 | FEDERAL FST 150 | 1 | 6.3 | 1985 | 2020 |  | 21 to 26 years old | I.C.I. DEG 63P | #6 | 49275 | 34492 | 7391 | 5174 | Yes | 2016 | Elevator Apartments | 5 | 80056 | 1 | 13 | 96 | 96 | 1962 |  | YES
1010080026 | 105 55 STREET Manhattan, NY 10019 (40.763148277441225, -73.97830503243132) | Con Edison | MELOHN PROPERTIES | MELOHN FOUNDATION INC | 1995 BROADWAY MANHATTAN, NY 10023 (40.77543421068691, -73.98229253475102) | CA136787M | 7/6/05 | FEDERAL FST 175 | 1 | 5.3 | 1987 | 2022 |  | 21 to 26 years old | HEVE DEG 54 P | #6 | 49275 | 34492 | 7391 | 5174 | Yes | 2018 | Walk-Up Apartments | 4 | 54838 | 1 | 9 | 52 | 55 | 1917
1012480027 | 303 86 STREET Manhattan, NY 10024 (40.78893755550688, -73.97789693816499) | Con Edison | MELOHN PROPERTIES | 305 EQUITIES CORP | 305 86TH STREET MANHATTAN, NY 10024 (40.78895868957376, -73.97795047780109) | CA018288K | 7/4/05 | FEDERAL FST 125 | 1 | 4.3 | 1988 | 2023 |  | 21 to 26 years old | HEV E MEG 54 P | #6 | 49275 | 34492 | 7391 | 5174 | Yes | 2018 | Elevator Apartments | 6 | 64968 | 1 | 15 | 49 | 49 | 1926 |  | YES
1014320005 | 205 77 STREET Manhattan, NY 10021 (40.76920532766377, -73.959183941086) | Con Edison | MIDBORO MGMT/205 E. 77 ST | FITZERALD JOHN | 148 37TH ST MANHATTAN, NY 10018 (40.75251096987246, -73.98836465376176) | CA259494Z | 7/5/05 | FEDERAL FST-125 | 1 | 5.32 | 1994 | 2029 |  | 16 to 20 years old | HEVE (ICI) DEG 63S | #6 | 49275 | 34492 | 7391 | 5174 | Yes | 2022 | Elevator Apartments | 4 | 77928 | 1 | 14 | 113 | 113 | 1962 |  | YES
1022200037 | 30 POST AVENUE Manhattan, NY 10034 (40.86313609498427, -73.92390854860889) | Con Edison | N.Y.HOLDING CO.ASSOCIATES | NEW YORK HOLDING ASSO | 42 25 21 STREET L I C, NY 11101 (40.74570244980828, -73.93866902925225) | CA091780N | 7/6/05 | SPENCER 3-125-50 | 1 | 5.23 | 1980 | 2015 |  | 26 to 30 years old | HEV-E DE 54 P | #6 | 49275 | 34492 | 7391 | 5174 |  |  | Elevator Apartments | 10 | 22615 | 1 | 5 | 25 | 25 | 1920
1019250050 | 188 ST NICHOLAS' AVENUE Manhattan, NY 10026 (40.80627196307165, -73.9528307450712) | Con Edison | NADAL CORP. | F.E. NADAL CORP | 140 CABRINI BOULEVARD MANHATTAN, NY 10033 (40.852749353986596, -73.93981294801084) | CA268984X | 7/6/05 | ROCKMILLS MP 125 | 1 | 5.25 | 1984 | 2019 |  | 26 to 30 years old | HEVE MEG-54-P | #6 | 49275 | 34492 | 7391 | 5174 | Yes | 2015 | Elevator Apartments | 9 | 64058 | 1 | 7 | 42 | 42 | 1920
1022190037 | 266 NAGLE AVENUE Manhattan, NY 10034 (40.86326898531957, -73.92041293453434) | Con Edison | NAGLE HOLDING CO | 266 LLC | 280 204TH ST BRONX, NY 10467 (40.873601449685054, -73.87917954564591) | CA194387Z | 7/6/05 | FEDERAL FST 125 | 1 | 5.3 | 1987 | 2022 |  | 21 to 26 years old | I.C.I. MMG-54P | #4 | 49275 | 34492 | 7145 | 5001 |  |  | Elevator Apartments | 10 | 42520 | 1 | 5 | 70 | 70 | 1927
1021730029 | 151 165 NAGLE AVENUE Manhattan, NY 10040 (40.85809553188335, -73.92925548994884) | Con Edison | NORTHERN MANHATTAN IMPROVEMENT | 151 NAGLE AVE CORP | 993 MORRIS PARK AVENUE BRONX, NY 10462 (40.84802524608402, -73.85650673897491) | CA091492Z | 7/5/05 | FEDERAL FST-125 | 1 | 5.25 | 1992 | 2027 |  | 16 to 20 years old | HEVE DEG 54 (P) | #4 | 49275 | 34492 | 7145 | 5001 | Yes | 2013 | Elevator Apartments | 10 | 53496 | 2 | 5 | 80 | 94 | 1910
1017400007 | 646 LENOX AVENUE Manhattan, NY 10037 (40.81895240368476, -73.93723650108313) | Con Edison | NYC MISSION SOCIETY | BETHUNE TOWER CO | 646 LENOX AVENUE MANHATTAN, NY 10037 (40.81895240368476, -73.93723650108313) | CA323394P | 7/5/05 | FEDERAL FST 125 | 1 | 5.25 | 1994 | 2029 |  | 16 to 20 years old | INDUSTRIAL COMBUSTION LN-DEG-63P | #6 | 49275 | 34492 | 7391 | 5174 | Yes | 2020 | Condominiums | 9 | 129386 | 1 | 15 | 134 | 134 | 1970 |  | YES
1013180022 | 279 44 STREET Manhattan, NY 10017 (40.75136059161435, -73.97173023564125) | Con Edison | OLYMPIA HOUSE | OLYMPIA HOUSE LLC | 12 44TH STREET MANHATTAN, NY 10017 (40.75443544083142, -73.97922608969976) | CA411384L | 7/4/05 | ROCKMILLS MP-150 | 1 | 6.4 | 1984 | 2019 |  | 26 to 30 years old | HEV-E-OIL DEG 63P | #6 | 49275 | 34492 | 7391 | 5174 | Yes | 2018 | Elevator Apartments | 4 | 210810 | 2 | 21 | 240 | 249 | 1964
1008180010 | 43 16 STREET Manhattan, NY 10011 (40.73792758128424, -73.99402359203107) | Con Edison | PAN AM EQUITIES | FM UNITED LLC | 18 50TH ST MANHATTAN, NY 10022 (40.75808530605632, -73.97621184317944) | CA247885H | 7/5/05 | BEST 4C-150 | 1 | 6.3 | 1985 | 2020 |  | 21 to 26 years old | HEVEOIL DEG-63 (P) | #6 | 49275 | 34492 | 7391 | 5174 | Yes | 2018 | Condominiums | 3 | 64049 | 1 | 12 | 95 | 95 | 1911
1008300062 | 1199 1201 Manhattan, NY 10001 (40.75025902143676, -73.99688630375988) | Con Edison | R. O. COHEN WILLIAMS R. E. | 1201 BROADWAY LLC | 380 MADISON AVE MANHATTAN, NY 10017 (40.755596213835844, -73.97727528530339) | CA248785P | 7/4/05 | FEDERAL FST 150 | 1 | 6.3 | 1985 | 2020 |  | 21 to 26 years old | HEV-E DEG 63 P ( I.C.I. ) | #6 | 49275 | 34492 | 7391 | 5174 | Yes | 2020 | Educational Structures | 3 | 107030 | 1 | 10 | 0 | 52 | 1930
1012160039 | 114 86 STREET Manhattan, NY 10024 (40.78665940396803, -73.97265207044958) | Con Edison | RAFFONE BUILDING | NEVADA STAR LLC | 114 86TH ST NEW YORK, NY 10024 (40.78676566825612, -73.97283166700282) | CA016772N | 7/7/05 | FEDERAL FMB 1215 | 1 | 4.9 | 1972 | 2010 |  | 36 - 40 year old | PETRO WD5AH | #6 | 49275 | 34492 | 7391 | 5174 |  |  | Elevator Apartments | 6 | 47369 | 1 | 16 | 50 | 50 | 1928
1021360140 | 75 FORT WASHINGTON AVENUE Manhattan, NY 10032 (40.83764930867392, -73.94407134850582) | Con Edison | RODINO, MARY | MARY RODINO | 545 162NDST MANHATTAN, NY 10032 (40.83658764522051, -73.94111668211468) | CA363484P | 7/7/05 | FEDERAL FST-125 | 1 | 5.3 | 1984 | 2019 |  | 26 to 30 years old | HEVEOIL MEG-54-P | #6 | 49275 | 34492 | 7391 | 5174 | Yes | 2016 | Walk-Up Apartments | 7 | 71418 | 1 | 6 | 52 | 52 | 1950
1008820076 | 116 27 STREET Manhattan, NY 10016 (40.74232873503186, -73.98371315871968) | Con Edison | SAMCO PROPERTY/ SMITH AFFILIATES | 116 ASSOCIATES LLC | 440 PARK AVENUE MANHATTAN, NY 10016 (40.744582253903964, -73.98330877874902) | CA245299X | 7/5/05 | EASTMOND/FEDERAL FST-125 | 1 | 5.25 | 1999 | 2034 | DUAL FUEL | 11 to 15 years old | S.T. JOHNSON FD68 CAHM (SIZE 100) | #6 | 49275 | 34492 | 7391 | 5174 | Yes | 2022 | Office Buildings | 2 | 70217 | 1 | 12 | 0 | 14 | 1915
1021740105 | 61 ELLWOOD STREET Manhattan, NY 10040 (40.86077987126748, -73.92876488756713) | Con Edison | SCHMIDT, JOSEPH W. | 61-73 ELLWOOD LLC | 513 MIDWOOD STATION BROOKLYN, NY 11230 (40.66057360743874, -73.94362550407162) | CA496785H | 7/5/05 | ROCKMILLS MP 125 | 1 | 4.8 | 1985 | 2020 |  | 21 to 26 years old | HEVE MEG 54 P | #6 | 49275 | 34492 | 7391 | 5174 | Yes | 2014 | Elevator Apartments | 10 | 52920 | 1 | 5 | 72 | 72 | 1923
1022220017 | 221 SHERMAN AVENUE Manhattan, NY 10034 (40.865625702820736, -73.92037679627711) | Con Edison | SDG MGMT CORP. | 207 SHERMAN ASSOCIATE | 888 SEVENTH AVENUE MANHATTAN, NY 10019 (40.765163953112335, -73.98028704662573) | CA465885N | 7/5/05 | FEDERAL FST-150 | 1 | 6.3 | 1985 | 2020 |  | 21 to 26 years old | I.C.I. DEG-63 (P) | #4 | 49275 | 34492 | 7145 | 5001 | Yes | 2022 | Elevator Apartments | 10 | 72643 | 1 | 6 | 80 | 89 | 1920
1012390044 | 214 92 STREET Manhattan, NY 10025 (40.79163567714766, -73.97264080140039) | Con Edison | ST.JAMES COURT | 214 WEST 92ND STREETA | 207 25 STREET MANHATTAN, NY 10001 (40.74550749583839, -73.99494991143375) | CA269893P | 7/6/05 | FEDERAL FST 125 | 1 | 6 | 1993 | 2028 |  | 16 to 20 years old | HEVE MEG 54 (P) | #6 | 49275 | 34492 | 7391 | 5174 | Yes | 2019 | Walk-Up Apartments | 6 | 67954 | 1 | 7 | 57 | 64 | 1920
1014250017 | 225 70 STREET Manhattan, NY 10021 (40.768202460849125, -73.96093401996481) | Con Edison | SUPREME COMPANY | SUPREME COMPANY I | 150 58TH ST MANHATTAN, NY 10155 (40.761456027272516, -73.96836646308732) | CA046199R | 7/6/05 | FEDERAL FST - 125 | 1 | 3.41 | 1999 | 2034 | DUAL FUEL | 11 to 15 years old | (ICI)DEG 54P | #6 | 49275 | 34492 | 7391 | 5174 | Yes | 2015 | Walk-Up Apartments | 4 | 83220 | 1 | 13 | 90 | 91 | 1961
1021740211 | 40 THAYER STREET Manhattan, NY 10040 (40.86243462380139, -73.92641765707066) | Con Edison | SUSAN EDELSTEIN | SHERMAN-NAGLE REALTYC | 145 71ST BROOKLYN, NY 10023 (40.77725264593669, -73.9804640560353) | CA082886R | 7/6/05 | FEDERAL FST 125 | 1 | 5.25 | 1986 | 2021 |  | 21 to 26 years old | HEVEOIL MMG 54 P | #4 | 49275 | 34492 | 7145 | 5001 | Yes | 2014 | Elevator Apartments | 10 | 51070 | 1 | 5 | 72 | 72 | 1927
1014060054 | 150 72 STREET Manhattan, NY 10021 (40.770265795415526, -73.96192044635403) | Con Edison | TEG MGMT CORP. SETH WEINSTERN ABC. RTLY. | TEG MGMT CORP | 152 57TH ST MANHATTAN, NY 10019 (40.76492963045104, -73.97870228969026) | CA318095Z | 7/6/05 | FEDERAL FST-125 | 1 | 5.25 | 1995 | 2030 | DUAL FUEL | 11 to 15 years old | HEVE DEG 54 (P) | #6 | 49275 | 34492 | 7391 | 5174 | Yes | 2016 | Walk-Up Apartments | 4 | 73396 | 1 | 12 | 34 | 39 | 1914
1019620044 | 419 119 STREET Manhattan, NY 10027 (40.80821507253022, -73.95827260239737) | Con Edison | TRUSTEE OF COLUMBIA UNIVERSITY | TRUSTEES OF COUMBIA U | 400 119 STREET MANHATTAN, NY 10027 (40.808041658732606, -73.9580165248943) | CA221690M | 7/7/05 | ROCKMILLS MP125 | 1 | 5.25 | 1990 | 2025 |  | 16 to 20 years old | HEVE MMG 42P | #6 | 49275 | 34492 | 7391 | 5174 | Yes | 2022 | Walk-Up Apartments | 9 | 56423 | 1 | 9 | 80 | 80 | 1920
1019620061 | 414 120 STREET Manhattan, NY 10027 (40.80871871413303, -73.95788648821733) | Con Edison | TRUSTEES OF COLUMBIA UNIV. | TRUSTEES OF COLUMBIA | 400 119 STREET MANHATTAN, NY 10027 (40.808041658732606, -73.9580165248943) | CA195494Z | 7/4/05 | ROCKMILLS MP-125 SL | 1 | 4.81 | 1994 | 2029 |  | 16 to 20 years old | HEVE MEG-54 (P) | #6 | 49275 | 34492 | 7391 | 5174 | Yes | 2022 | Walk-Up Apartments | 9 | 64842 | 1 | 6 | 90 | 90 | 1926
1019620056 | 90 MORNINGSIDE DRIVE Manhattan, NY 10027 (40.80834040373901, -73.9577860094526) | Con Edison | TRUSTEES OF COLUMBIA UNIV. | TRUSTEES OF COLUMBIA | 400 119 STREET MANHATTAN, NY 10027 (40.808041658732606, -73.9580165248943) | CA227988M | 7/5/05 | FEDERAL FST 150 | 1 | 6.3 | 1988 | 2023 |  | 21 to 26 years old | ICI DEG 63P | #6 | 49275 | 34492 | 7391 | 5174 | Yes | 2022 | Elevator Apartments | 9 | 110280 | 1 | 6 | 66 | 69 | 1910
1019620007 | 419 118 STREET Manhattan, NY 10027 (40.80757647264502, -73.95874595757233) | Con Edison | TRUSTEES OF COLUMBIA UNIVERSITY | TRUSTEES OF COLUMBIA | 400 119 STREET MANHATTAN, NY 10027 (40.808041658732606, -73.9580165248943) | CA250790M | 7/6/05 | ROCKMILLS MP125 SL | 1 | 5.25 | 1990 | 2025 |  | 16 to 20 years old | HEVE MEG 54P | #6 | 49275 | 34492 | 7391 | 5174 |  |  | Elevator Apartments | 9 | 21216 | 1 | 6 | 24 | 24 | 1926
1019760061 | 540 122 STREET Manhattan, NY 10027 (40.810864330410425, -73.95888545883747) | Con Edison | TRUSTEES OF COLUMBIA UNIVERSITY | TRUSTEES OF COLUMBIA | 400 119 STREET MANHATTAN, NY 10027 (40.808041658732606, -73.9580165248943) | CA287584K | 7/7/05 | FEDERAL FST 125 SP | 1 | 5.3 | 1984 | 2019 |  | 26 to 30 years old | HEVEOIL DEG 54P | #6 | 49275 | 34492 | 7391 | 5174 |  |  | Walk-Up Apartments | 9 | 41184 | 1 | 6 | 36 | 39 | 1926
1016340003 | 105 106 STREET Manhattan, NY 10029 (40.792841240515415, -73.94761015072173) | Con Edison | W.M.D.C. ASSOCIATES LP | WMDC ASSOCIATES, L.P. | 105 106 STREET N Y 10029 (40.792841240515415, -73.94761015072173) | CB351200R | 7/5/05 | FEDERAL FST-150 | 1 | 6.3 | 2000 | 2035 | DUAL FUEL | 5 to 10 years old | JOHNSON FD68A (SIZE 150) | #6 | 49275 | 34492 | 7391 | 5174 | Yes | 2014 | Elevator Apartments | 8 | 111580 | 1 | 11 | 0 | 6 | 1949
1022230005 | 241 SHERMAN AVENUE Manhattan, NY 10034 (40.866058891579485, -73.91927704015802) | Con Edison | WADSWORTH ASS.9 ARAGONA | 241 SHERMAN LLC | 1920 MANHATTAN NY 10016 (40.745242969987146, -73.97823298586354) | CA178081X | 7/7/05 | FEDERAL #FST-125 | 1 | 5.2 | 1981 | 2016 |  | 26 to 30 years old | INDUSTRIAL COMBUSTION #ME-63-S | #6 | 49275 | 34492 | 7391 | 5174 | Yes | 2013 | Elevator Apartments | 10 | 63445 | 1 | 5 | 72 | 78 | 1927
1008710003 | 32 UNION SQUARE Manhattan, NY 10003 (40.736164564393256, -73.98917897006972) | Con Edison | WINOKER REALTY CORP. | SL KLEIN FAMILY LLC | 462 SEVENTH AVE MANHATTAN, NY 10018 (40.751862980298995, -73.98999972454214) | CA249784H | 7/7/05 | ROCKMILLS MP -4-122 | 1 | 5 | 1984 | 2019 |  | 26 to 30 years old | ICI MMG-54-P | #4 | 49275 | 34492 | 7145 | 5001 | Yes | 2021 | Elevator Apartments | 2 | 145772 | 2 | 12 | 0 | 151 | 1903
1014720022 | 445 77 STREET Manhattan, NY 10021 (40.76920532766377, -73.959183941086) | Con Edison | YORK SEVENTY SEVEN ASSOCIATES | 77 REALTY OWNER LLC | 574 CEDARHURST NY 11516 (40.63035943500745, -73.72995581741695) | CA081390Z | 7/6/05 | ROCKMILLS MP125 | 1 | 5.25 | 1990 | 2025 |  | 16 to 20 years old | HEVE DEG 54P | #6 | 49275 | 34492 | 7391 | 5174 | Yes | 2022 | Walk-Up Apartments | 5 | 75936 | 1 | 7 | 90 | 96 | 1958
1005290072 | 65 BLEECKER STREET Manhattan, NY 10012 (40.726205322803025, -73.99517981943092) | Con Edison | KERWAY REALTY LLC | KERWAY REALTY LLC | 307 5 AVENUE NEW YORK, NY 10016 (40.74670986507107, -73.98580888388562) | CB157108K | 7/7/05 | ROCKMILLS MP 125 (NEW) | 1 | 3.7 | 2008 | 2043 | DUAL FUEL | Fewer than 5 years old | S. T. JOHNSON FD68 CAHM-SIZE 125 (NEW) | #6 | 49175 | 34422 | 7376 | 5163 | Yes | 2019 | Elevator Apartments | 1 | 104775 | 1 | 13 | 0 | 19 | 1900
1005470020 | 15 WASHINGTON PLACE Manhattan, NY 10003 (40.729634930696434, -73.99495354302873) | Con Edison | NY UNIVERSITY/GRUBB & ELLIS | NEW YORK UNIVERSITY | 2 WASHINGTON SQ VILLAGE MANHATTAN, NY 10012 (40.7277418866931, -73.99818975110709) | CA355967J | 7/4/05 | NATIONAL OB-613 | 1 | 4.5 | 1967 | 2010 |  | 41 - 45 years old | ENTERPRISE 62-P | #6 | 49150 | 34405 | 7372 | 5161 | Yes | 2017 | Office Buildings | 1 | 71270 | 1 | 6 | 78 | 78 | 1941
1008440026 | 41 UNION SQUARE Manhattan, NY 10003 (40.7370241668155, -73.99042240589591) | Con Edison | BRAUSE REALTY | HARTFORD PROPERTIES 4 | 52 VANDERBILT AVENUE MANHATTAN, NY 10017 (40.754138265033134, -73.97709445342167) | CA321389L | 7/6/05 | FEDERAL FST-200 SP | 1 | 8.2 | 1989 | 2024 |  | 21 to 26 years old | ICI DEG 84P | #6 | 49140 | 34398 | 7371 | 5160 | Yes | 2014 | Walk-Up Apartments | 2 | 74521 | 1 | 16 | 0 | 192 | 1920
1010340022 | 311 43 STREET Manhattan, NY 10036 (40.758096749228095, -73.98965318316603) | Con Edison | JUNIPER ASSOCIATES. | JUNIPER ASSOCIATE GRT | 311 43RD STREET MANHATTAN, NY 10036 (40.758096749228095, -73.98965318316603) | CA438984P | 7/7/05 | FEDERAL FST 250 | 1 | 9.5 | 1984 | 2019 |  | 26 to 30 years old | ICI DEG 105P | #6 | 49080 | 34356 | 7362 | 5153 | Yes | 2014 | Hotels | 3 | 167110 | 1 | 14 | 0 | 30 | 1925
1012510071 | 194 RIVERSIDE DRIVE Manhattan, NY 10025 (40.79313286822355, -73.97671673816939) | Con Edison | MICHAEL J. WOLFE | 194 RIVERSIDE OWNERS | 136 92 ST NEW YORK, NY 10025-7510 (40.7909295292518, -73.97088913141954) | CA105873R | 7/4/05 | ROCKMILLS MP 150 | 1 | 6.3 | 1973 | 2010 |  | 36 - 40 year old | IRON FIREMAN A 06-6.3 | #6 | 49074 | 34352 | 7361 | 5153 | Yes | 2021 | Elevator Apartments | 6 | 78725 | 1 | 7 | 41 | 41 | 1901 |  | YES
1015230014 | 139 94 STREET Manhattan, NY 10128 (40.78459665078062, -73.95190530656598) | Con Edison | 139-94 APTS.CORP%ORSID REALTY CORP | 139-94 APARTMENTS COR | 1740 BROADWAY N Y 10019 (40.76509834187077, -73.98206124052132) | CB207201Y | #N/A | (EXISTING)FEDERAL-FST-150 | 1 | 0 | 2001 | 2036 | DUAL FUEL | 5 to 10 years old | (NEW)INDUST.COMB.-DEG-63P | #4 | 49056 | 34339 | 7113 | 4979 | Yes | 2013 | Elevator Apartments | 4 | 67882 | 1 | 11 | 45 | 47 | 1928 |  | YES
1022420005 | 165 SEAMAN AVENUE Manhattan, NY 10034 (40.86941336274879, -73.92158829777327) | Con Edison | 165 COMPANY | 165 SEAMAN | 98 CUTTERMILL GREAT NECK, NY 11021 (40.7836584067361, -73.73280677517435) | CA007496L | 7/6/05 | FEDERAL FST 50 | 1 | 6.27 | 1996 | 2031 | DUAL FUEL | 11 to 15 years old | IND.COMBUSTION DEG-63-P | #6 | 49056 | 34339 | 7358 | 5151 | Yes | 2022 | Walk-Up Apartments | 7 | 74338 | 1 | 6 | 72 | 73 | 1937
1020910048 | 676 RIVERSIDE DRIVE Manhattan, NY 10031 (40.826839457881704, -73.95212927388832) | Con Edison | 676 RIVERSIDE L.L.C | RIVERSIDE 676 LLC | 303 BEVERLY ROAD BROOKLYN, NY 11218 (40.64298669115744, -73.97726980325477) | CA073791J | 7/4/05 | ROCKMILLS MP-150 | 1 | 6.27 | 1991 | 2026 |  | 16 to 20 years old | I.C.I. MEG-63E | #4 | 49056 | 34339 | 7113 | 4979 | Yes | 2021 | Elevator Apartments | 7 | 102068 | 1 | 10 | 74 | 74 | 1911
1015120052 | 144 84 STREET Manhattan, NY 10028 (40.77812418775622, -73.95650569382146) | Con Edison | 84TH ST. TENANTS CORP. % ORSID RLTY. | 84 STREET TENANTS COR | 1740 BROADWAY NEW YORK, NY 10019 (40.76509834187077, -73.98206124052132) | CB567803H | 7/6/05 | (EXISTING) GABRALTER GCB225 | 1 | 7.75 | 2003 | 2038 | DUAL FUEL | 5 to 10 years old | (NEW) INDUSTRIAL COMBUSTION MEG-84S | #6 | 49056 | 34339 | 7358 | 5151 | Yes | 2022 | Elevator Apartments | 5 | 97893 | 1 | 14 | 95 | 96 | 1962 |  | YES
1021360024 | 860 RIVERSIDE DRIVE Manhattan, NY 10032 (40.83630032562996, -73.94630166713847) | Con Edison | 860 RIVER LLC. | 860 RIVER | 180 80 ST NEW YORK, NY 10024 (40.78367079966, -73.97751099800468) | CA163195M | 7/5/05 | FEDERAL FST-150 | 1 | 6.27 | 1995 | 2030 | DUAL FUEL | 11 to 15 years old | INDUSTRIAL COMB. DEG-63 (P) | #6 | 49056 | 34339 | 7358 | 5151 | Yes | 2016 | Elevator Apartments | 7 | 85014 | 1 | 6 | 61 | 61 | 1915
1021800157 | 725 184 STREET Manhattan, NY 10033 (40.85241532459862, -73.93589759123329) | Con Edison | A.V.J REALTY CORP. | NEW YORK APARTMENT PO | 1776 BROADWAY 3rd fl N Y, NEW YORK 10019 (40.76761164715987, -73.99180550022362) | CB144901P | 7/6/05 | BEST 5C 150 | 1 | 6.3 | 2001 | 2036 | DUAL FUEL | 5 to 10 years old | ICI DEG 63 P | #6 | 49056 | 34339 | 7358 | 5151 | Yes | 2020 | Walk-Up Apartments | 7 | 70692 | 1 | 6 | 78 | 78 | 1920
1007650035 | 205 15 STREET Manhattan, NY 10011 (40.739386719083754, -73.99947536553755) | Con Edison | CHELSMONE APARTMENTS LLC | CHELSMORE APTS. LLC | 205 15 STREET N Y, NEW YORK 10011 (40.739386719083754, -73.99947536553755) | CB132502M | 7/7/05 | BEST 5C-150 | 1 | 6.3 | 2002 | 2037 | DUAL FUEL | 5 to 10 years old | INDUSTRIAL COMB. DEG-63 P | #4 | 49056 | 34339 | 7113 | 4979 | Yes | 2015 | Walk-Up Apartments | 3 | 128350 | 1 | 6 | 113 | 121 | 1940
1020990049 | 630 153 STREET Manhattan, NY 10031 (40.83187083452683, -73.94779387749658) | Con Edison | MEMADET REALTY CORP. | MEMADET REALTY CORP | 5600A BROADWAY BRONX, NY 10463 (40.87943056565291, -73.90428356958549) | CB008308X | 7/6/05 | ROCKMILLS MP - 150 (LEGALIZE) (NEW) | 1 | 5 | 2008 | 2043 | DUAL FUEL | Fewer than 5 years old | ICI DEG - 63P (LEGALIZE) (NEW) | #4 | 49056 | 34339 | 7113 | 4979 | Yes | 2019 | Elevator Apartments | 7 | 72030 | 1 | 6 | 94 | 94 | 1910
1015560017 | 333 93 STREET Manhattan, NY 10128 (40.782011260898294, -73.94768468910283) | Con Edison | MOUNT SINAI REAL ESTATE DIV. | MSMC RESIDENTIAL REAL | 61 97TH STREET MANHATTAN, NY 10029 (40.787786862745286, -73.95332583689591) | CA182298Z | 7/6/05 | FEDERAL FST-150 | 1 | 6.27 | 1998 | 2033 | DUAL FUEL | 11 to 15 years old | INDUSTRIAL COMB. DE-83 (S) | #4 | 49056 | 34339 | 7113 | 4979 | Yes | 2016 | Elevator Apartments | 4 | 54450 | 1 | 5 | 94 | 94 | 1920
1016020046 | 52 97 STREET Manhattan, NY 10029 (40.78783301427898, -73.95359128665716) | Con Edison | MT. SINAI R.E. % PHIPPS HSES. SVC. INC. | MSMC RESIDENTIAL REAL | 902 BROADWAY NEW YORK, NY 10010 (40.73945233629462, -73.9896759686116) | CB007908X | #N/A | FEDERAL FST - 150 (NEW) | 1 | 5 | 2008 | 2043 | DUAL FUEL | Fewer than 5 years old | ICI DE - 84S (EXSTG) | #4 | 49056 | 34339 | 7113 | 4979 |  |  | Elevator Apartments | 4 | 40776 | 1 | 6 | 94 | 94 | 1924
1011170039 | 10 65 STREET Manhattan, NY 10023 (40.77189652212995, -73.97953507411812) | Con Edison | TOURO COLLEGE%NYC MGMT LLC | TOURO COLLEGE, A NEW | 381 PARK AVENUE NEW YORK, NY 10016 (40.74251902441455, -73.98458580592575) | CB105008L | 7/7/05 | FEDERAL FST-150 | 1 | 5021 | 2008 | 2043 | DUAL FUEL | Fewer than 5 years old | INDUSTRIAL COMBUSTION DEG-63P | #4 | 49056 | 34339 | 7113 | 4979 | Yes | 2017 | Walk-Up Apartments | 6 | 82230 | 1 | 6 | 86 | 86 | 1939
1016340003 | 105 106 STREET Manhattan, NY 10029 (40.792841240515415, -73.94761015072173) | Con Edison | W.M.D.C. ASSOCIATES LP | WMDC ASSOCIATES, L.P. | 105 106 STREET N Y 10029 (40.792841240515415, -73.94761015072173) | CB351100Z | 7/5/05 | FEDERAL FST-150 | 1 | 6.3 | 2000 | 2035 | DUAL FUEL | 5 to 10 years old | IND. COMB. DEG 63 S | #6 | 49056 | 34339 | 7358 | 5151 | Yes | 2014 | Elevator Apartments | 8 | 111580 | 1 | 11 | 0 | 6 | 1949
1020360038 | 208 151 STREET Manhattan, NY 10039 (40.82594377862581, -73.93758586172962) | Con Edison | WEST 151ST REALTY LLC | WEST 151ST STREET REA | 9 YONKERS NY 10704 (40.91191394192638, -73.85467822516753) | CA216298L | 7/7/05 | ROCKMILLS MP-150 | 1 | 6.27 | 1998 | 2033 | DUAL FUEL | 11 to 15 years old | INDUSTRIAL COMB. DEG-63 (P) | #4 | 49056 | 34339 | 7113 | 4979 | Yes | 2016 | Walk-Up Apartments | 9 | 63378 | 1 | 6 | 120 | 120 | 1929
1018720061 | 838 END AVENUE Manhattan, NY 10025 (40.79685012763133, -73.96372581059762) | Con Edison | ZAUDER REALTY ASSOC.LLC | ZAUDERER REALTY ASSOC | 521 5 AVENUE MANHATTAN, NY 10017 (40.75438108198102, -73.98022409408367) | CA126996J | 7/7/05 | ROCKMILLS MP175 | 1 | 6.27 | 1996 | 2031 | DUAL FUEL | 11 to 15 years old | I.C. DEG-84 S | #6 | 49056 | 34339 | 7358 | 5151 | Yes | 2022 | Elevator Apartments | 9 | 108377 | 1 | 12 | 69 | 69 | 1913
1008940032 | 137 38 STREET Manhattan, NY 10016 (40.74878274397878, -73.97748586236719) | Con Edison | LIGHTHOUSE PROPERTIES LLC | 137 EAST 38TH STREET | 640 5TH AVENUE MANHATTAN, NY 10019 (40.75918853863369, -73.97674417161663) | CA119999J | 7/4/05 | FEDERAL FST-150 | 1 | 6.27 | 1999 | 2034 | DUAL FUEL | 11 to 15 years old | INDUSTRIAL COMBUSTION DEG-63P | #4 | 49014 | 34310 | 7107 | 4975 | Yes | 2014 | Elevator Apartments | 4 | 105000 | 1 | 13 | 108 | 108 | 1936
1008070043 | 100 32 STREET Manhattan, NY 10001 (40.74850394213358, -73.98878659162388) | Con Edison | 100 WEST 32ND REALTY CO AVLON | TOWER 111, LLC |  | CA219973J | 7/6/05 | ROCKMILLS MP 125 | 1 | 4.9 | 1973 | 2010 |  | 36 - 40 year old | PETRO WD 5 AH | #6 | 49000 | 34300 | 7350 | 5145 |  |  | Walk-Up Apartments | 3 | 439600 | 3 | 48 | 338 | 340 | 2008
1020970014 | 730 RIVERSIDE DRIVE Manhattan, NY 10031 (40.83040077311773, -73.94962915864687) | Con Edison | 730 RIVERSIDE DRIVE OWNER LLC, | 730 RIVERSIDE OWNER L | 31 10 37TH AVE L I CITY, NY 11101 (40.74570244980828, -73.93866902925225) | CB602303L | 7/6/05 | FEDERAL FST-150 (NEW) | 1 | 5.02 | 2003 | 2038 | DUAL FUEL | 5 to 10 years old | ICI DEG 63P (NEW) | #6 | 49000 | 34300 | 7350 | 5145 | Yes | 2017 | Walk-Up Apartments | 7 | 107530 | 1 | 11 | 64 | 64 | 1920
1015140066 | 108 86 STREET Manhattan, NY 10028 (40.779959220834165, -73.95674886974649) | Con Edison | BROWN HARRIS STEVENS,INC. | WISOFF, JEFFREY H | 108 86TH STREET MANHATTAN, NY 10028 (40.779959220834165, -73.95674886974649) | CA208580P | 7/5/05 | FEDERAL BOILER CO MODEL FST-125 | 1 | 4.9 | 1980 | 2015 |  | 26 to 30 years old | INDUSTRIAL COMBUSTION MODEL DEG-54-P | #6 | 49000 | 34300 | 7350 | 5145 | Yes | 2014 | Elevator Apartments | 4 | 51360 | 1 | 14 | 29 | 31 | 1924 |  | YES
1011190036 | 2 67 STREET Manhattan, NY 10023 (40.77269827578396, -73.97663514965514) | Con Edison | 2 W.67 ST.INC/WALLACK MGT | 2 WEST 67 STREET CORP | 18 64 STREET MANHATTAN, NY 10065 (40.76697082506496, -73.96984042701948) | CA220795Y | 7/5/05 | FEDERAL FST-150 | 2 | 6.27 | 1995 | 2030 | DUAL FUEL | 11 to 15 years old | INDUSTRIAL COMB. DEG-63 (P) | #6 | 48922 | 34245 | 7338 | 5137 | Yes | 2019 | Elevator Apartments | 6 | 126557 | 1 | 15 | 67 | 67 | 1918 |  | YES
1020920046 | 684 RIVERSIDE DRIVE Manhattan, NY 10031 (40.827486969742836, -73.95143679592576) | Con Edison | 684 RIVERSIDE DRIVE INC. | 684 RIVERSIDE DR | 211 139 STREET MANHATTAN, NY 10030 (40.818150482630976, -73.94248183898277) | CA328771Y | 7/5/05 | FEDERAL FM 1033 | 1 | 3.4 | 1971 | 2010 |  | 36 - 40 year old | RAY AR 141-3 | #4 | 48900 | 34230 | 7090 | 4963 |  |  | Elevator Apartments | 7 | 39617 | 1 | 6 | 37 | 37 | 1919
1021610122 | 563 191 STREET Manhattan, NY 10040 (40.85535939484038, -73.92862885178458) | Con Edison | 191 REALTY ASSOC C/O SDG MGMT | 191 REALTY ASSOCIATES | 888 SEVENTH AVENUE MANHATTAN, NY 10019 (40.765163953112335, -73.98028704662573) | CA118199R | 7/5/05 | ROCKMILLS 150 | 1 | 6.23 | 1999 | 2034 | DUAL FUEL | 11 to 15 years old | I.C. MMG-63 P | #4 | 48728 | 34110 | 7066 | 4946 |  |  | Elevator Apartments | 10 | 20742 | 1 | 6 | 30 | 30 | 1923
1010437501 | 305 52 STREET Manhattan, NY 10019 (40.76365058784823, -73.98537321862067) | Con Edison | 305 W.52 ST.CONDO%BUCHBINDER&WARREN | CRESCENT PROPERTIES I | 1 DUPONT ST N Y 10803 (40.899929442989446, -73.80653216982375) | CB056700L | 7/7/05 | FEDERAL FST-150 | 1 | 6.3 | 2000 | 2035 | DUAL FUEL | 5 to 10 years old | ICI MMG-63 P | #4 | 48728 | 34110 | 7066 | 4946 | Yes | 2013 | Walk-Up Apartments | 3 | 59701 | 1 | 6 | 65 | 66 | 1942 | YES
1018420055 | 64 107 STREET Manhattan, NY 10025 (40.79958029118645, -73.96164732994559) | Con Edison | ALPERT DEVELOPMENT GROUP | SUEHAR ASSOCIATES |  | CB163207Y | 7/6/05 | FEDERAL FST - 150 (NEW) | 1 | 5 | 2007 | 2042 | DUAL FUEL | Fewer than 5 years old | ICI MMG - 63P (NEW) | #4 | 48728 | 34110 | 7066 | 4946 |  |  | Office Buildings | 8 | 25144 | 1 | 6 | 25 | 25 | 1940
1021770218 | 1312 RIVERSIDE DRIVE Manhattan, NY 10033 (40.85097313867332, -73.94260053233006) | Con Edison | BELLAVISTA REALTY CORP. | BELLA VISTA REALTY CO | 162 ATLANTIC BEACH NY 11509 (40.5875603309446, -73.73002151667959) | CB182002Y | 7/4/05 | FEDERAL FST-150 | 1 | 5.02 | 2002 | 2037 | DUAL FUEL | 5 to 10 years old | INDUSTRIAL COMBUSTION MMG-63P | #4 | 48728 | 34110 | 7066 | 4946 |  |  | Condominiums | 7 | 41310 | 1 | 5 | 64 | 64 | 1926
1019220024 | 121 ST NICHOLAS' AVENUE Manhattan, NY 10026 (40.80369990206782, -73.95270483998706) | Con Edison | H. P. P | 121 ST. NICHOLAS AVEN | 100 GOLD STREET MANHATTAN, NY 10038 (40.71053013983237, -74.00381331091222) | CA264499Y | 7/7/05 | FEDERAL FST-150 | 1 | 6.23 | 1999 | 2034 | DUAL FUEL | 11 to 15 years old | INDUSTRIAL COMB MMG-63 P | #4 | 48728 | 34110 | 7066 | 4946 | Yes | 2022 | Elevator Apartments | 9 | 55230 | 1 | 7 | 28 | 32 | 1910
1015240058 | 136 96 STREET Manhattan, NY 10128 (40.785922748450446, -73.9511393909124) | Con Edison | PARK CAPITAL REALTY | LAURENCE T GINSBERG | 64 35 YELLOWSTONE BOULEVARD QUEENS, NY 11375 (40.720707263029794, -73.84628429608335) | CA069396H | 7/5/05 | FEDERAL 150 | 1 | 6.23 | 1996 | 2031 | DUAL FUEL | 11 to 15 years old | I.C. MMG-63P | #4 | 48728 | 34110 | 7066 | 4946 |  |  | Walk-Up Apartments | 4 | 11190 | 1 | 5 | 10 | 10 | 1910
1020020101 | 587 RIVERSIDE DRIVE Manhattan, NY 10031 (40.82152048428674, -73.95690590686047) | Con Edison | RIVERSIDE ASSOCIATES, LLC C/O P.M.G. INC. | 587 RIVERSIDE ASSOCIA | 5210 16TH AVENUE BROOKLYN, NY 11204 (40.62929319642208, -73.98735917357455) | CA179599P | 7/7/05 | ROCKMILLS MP-150 | 1 | 6.23 | 1999 | 2034 | DUAL FUEL | 11 to 15 years old | INDUSTRIAL COMBUSTION MMG-63 P | #4 | 48728 | 34110 | 7066 | 4946 | Yes | 2022 | Walk-Up Apartments | 7 | 55320 | 1 | 6 | 41 | 41 | 1926
1010240052 | 239 52 STREET Manhattan, NY 10019 (40.763062652995316, -73.98398708439076) | Con Edison | ROSELAND BALLROOM | ROSELAND DEVELOPMENT | 64 35 YELLOWSTONE BLVD FOREST HILLS, NY 11375 (40.720707263029794, -73.84628429608335) | CB189407Y | 7/6/05 | FEDERAL FST - 150 (NEW) | 1 | 5 | 2007 | 2042 | DUAL FUEL | Fewer than 5 years old | ICI MMG - 63P (NEW) | #4 | 48728 | 34110 | 7066 | 4946 |  |  | Elevator Apartments | 3 | 42373 | 3 | 3 | 0 | 10 | 1922
1021420217 | 700 176 STREET Manhattan, NY 10033 (40.846903230259784, -73.93827651698524) | Con Edison | VANTAGE MGMT. LLC | BROADWAY PORTFOLIO I | 31 10 37 AVENUE LONG ISLAND CITY, NY 11101 (40.74570244980828, -73.93866902925225) | CB118202N | 7/5/05 | FEDERAL FST-150 | 1 | 5.02 | 2002 | 2037 | DUAL FUEL | 5 to 10 years old | INDUSTRIAL COMB. MMG-63 | #4 | 48728 | 34110 | 7066 | 4946 | Yes | 2022 | Factory & Industrial Buildings | 10 | 70436 | 1 | 6 | 62 | 68 | 1920
1008560009 | 11 26 STREET Manhattan, NY 10010 (40.74322160808301, -73.98758789308263) | Con Edison | E.TWENTY SIXTH JOINT VENTURE ADAMS & CO. | A.C. 11 EAST 26TH 100 | 411 5 AVENUE MANHATTAN, NY 10016 (40.75048701759414, -73.9831019245774) | CA286482P | 7/5/05 | FEDERAL FST 300 | 1 | 11.8 | 1982 | 2017 |  | 26 to 30 years old | IRON FIREMAN AG06-15 RK | #6 | 48600 | 34020 | 7290 | 5103 | Yes | 2016 | Walk-Up Apartments | 3 | 217991 | 1 | 21 | 0 | 25 | 1913
1007870084 | 270 38 STREET Manhattan, NY 10018 (40.754332661251325, -73.9908009252397) | Con Edison | EXPANSION GROUP INC. | 270 REALTY LLC | 250 57 STREET MANHATTAN, NY 10107 (40.766393521786576, -73.98218601253214) | CA233682K | 7/5/05 | FEDERAL FST-300 | 1 | 12.6 | 1982 | 2017 |  | 26 to 30 years old | HEV-E-OIL DEG-145P | #6 | 48600 | 34020 | 7290 | 5103 | Yes | 2017 | Loft Buildings | 3 | 272142 | 1 | 20 | 0 | 67 | 1924
1019380050 | 220 133 STREET Manhattan, NY 10030 (40.81427096207277, -73.9453644180578) | Con Edison | ST. PHILLP'S CHURCH HSG. % WEBB & BROOKER | ST PHILIPS CHRC HSGCO | 2534 A CLAYTON POWELL BLVD NEW YORK, NY 10039 (40.82668192862815, -73.93777090780111) | CB055207K | #N/A | FEDERAL FST - 150 (NEW) | 1 | 5 | 2007 | 2042 | DUAL FUEL | Fewer than 5 years old | ST. JOHNSON FD - 68C150-HM (NEW) | #6 | 48600 | 34020 | 7290 | 5103 | Yes | 2018 | Elevator Apartments | 9 | 174040 | 1 | 14 | 200 | 206 | 1973
1018930032 | 370 RIVERSIDE DRIVE Manhattan, NY 10025 (40.804356407149214, -73.96851492126217) | Con Edison | 370 RIVERSIDE DR. TENANTS CORP. % ORSID RLTY. | 370 RIVERSIDE TENANTS | 1740 BROADWAY NEW YORK, NY 10019 (40.76509834187077, -73.98206124052132) | CB208105X | 7/6/05 | BEST-5C-150 (NEW) | 1 | 5.02 | 2005 | 2040 | DUAL FUEL | 5 to 10 years old | INDUSTRIAL COMBUSTION DEG-63P (NEW) | #6 | 48384 | 33869 | 7258 | 5080 | Yes | 2013 | Elevator Apartments | 9 | 132981 | 1 | 16 | 80 | 80 | 1922 |  | YES
1021680001 | 281 WADSWORTH AVENUE Manhattan, NY 10040 (40.85380113232014, -73.93206539941463) | Con Edison | WADSWORTH AVE.ASSOCIATES | 281/295 WADSWORTH ASS | 1920 MANHATTAN NY 10116 (40.8110019996426, -73.95309800037239) | CA488885P | 7/5/05 | ROCKMILLS MP 4 162 | 1 | 6.3 | 1985 | 2020 | DUAL FUEL | 21 to 26 years old | HEVE DEG 63 P | #6 | 48320 | 33824 | 7248 | 5074 | Yes | 2018 | Elevator Apartments | 10 | 70310 | 1 | 5 | 84 | 84 | 1924
1014600022 | 1221 YORK AVENUE Manhattan, NY 10021 (40.76920532766377, -73.959183941086) | Con Edison | STAHL YORK AVE. CO. LLC %S.R.E. | STAHL YORK AVE CO | 277 PARK AVENUE NEW YORK, NY 10172 (40.7555502006191, -73.97499003987315) | CB019607L | #N/A | FEDERAL FST-175 (NEW) | 1 | 5.8 | 2007 | 2042 | DUAL FUEL | Fewer than 5 years old | ICI DEG-84P (NEW) | #6 | 48300 | 33810 | 7245 | 5072 | Yes | 2020 | Elevator Apartments | 5 | 68484 | 1 | 6 | 82 | 82 | 1915
1021420224 | 701 175 STREET Manhattan, NY 10033 (40.84626005399471, -73.93848134110019) | Con Edison | 701 WEST 176 REALTY CORP. | BROADWAY PORTFOLIO I | 750 LEXINGTON AVE ELMHURST, NY 11373 (40.73871040256307, -73.87835115518163) | CA035996X | 7/6/05 | FEDERAL FST-150 | 1 | 6.23 | 1996 | 2031 | DUAL FUEL | 11 to 15 years old | I.C. MMG-63 | #4 | 48278 | 33795 | 7000 | 4900 | Yes | 2022 | Walk-Up Apartments | 10 | 71896 | 1 | 6 | 62 | 68 | 1925
1021080033 | 473 158 STREET Manhattan, NY 10032 (40.83303763417248, -73.94044803663208) | Con Edison | WEST 158TH STREET CORPORATION | 473 WEST 158TH STREET | 159 ALBERTSON NY 11507 (40.76728466292451, -73.64139837333528) | CA093098J | 7/5/05 | ROCKMILLS MP-150 | 1 | 6.23 | 1998 | 2033 | DUAL FUEL | 11 to 15 years old | I.C. MMG-63 | #4 | 48278 | 33795 | 7000 | 4900 | Yes | 2018 | Elevator Apartments | 7 | 64812 | 1 | 6 | 89 | 92 | 1920
1015210001 | 1165 PARK AVENUE Manhattan, NY 10128 (40.7841126682697, -73.95416174167457) | Con Edison | 1165 PARK AVENUE INC. | 1165 PARK AVE INC | 675 3 AVENUE MANHATTAN, NY 10017 (40.75129610835038, -73.97404990585339) | CA033269K | 7/6/05 | FITZGIBBONS 29 | 2 | 4.68 | 1969 | 2010 |  | 41 - 45 years old | PETRO WD 5 AH | #6 | 48180 | 33726 | 7227 | 5059 | Yes | 2021 | Factory & Industrial Buildings | 4 | 176799 | 1 | 14 | 55 | 55 | 1925 |  | YES
1021790429 | 268 CABRINI BOULEVARD Manhattan, NY 10040 (40.85612138315571, -73.93752428413251) | Con Edison | JAMCO REALTY CO. | RIVERSIDE GROUP LLC C | 100 JERICHO JERICHO, NY 11753 (40.78457132250463, -73.5550606115118) | CA108972X | 7/7/05 | SPENCER 4N662M | 1 | 4.6 | 1972 | 2010 |  | 36 - 40 year old | HEV-E-OIL AM7ES | #6 | 48180 | 33726 | 7227 | 5059 | Yes | 2019 | Elevator Apartments | 7 | 52446 | 1 | 6 | 53 | 53 | 1930
1014000069 | 635 PARK AVENUE Manhattan, NY 10021 (40.76849728788559, -73.96552881413602) | Con Edison | 635 PARK AVE CORP. | 635 PARK AVE CORP | 770 LEXINGTON AVENUE MANHATTAN, NY 10065 (40.76307014183385, -73.96759762551441) | CA140498H | 7/7/05 | FEDERAL FST-150 | 1 | 6.23 | 1998 | 2033 | DUAL FUEL | 11 to 15 years old | I.C. MMG-63P | #4 | 48060 | 33642 | 6969 | 4878 | Yes | 2020 | Elevator Apartments | 4 | 67600 | 1 | 13 | 16 | 16 | 1913 |  | YES
1005190026 | 26 KING STREET Manhattan, NY 10014 (40.72770719059196, -74.003777338031) | Con Edison | MAUTMER GLICK CORP | KING ENTERPRISES LTD | 1345 3 AVENUE MANHATTAN, NY 10075 (40.772734838281785, -73.9583942951408) | CA255689K | 7/6/05 | BEST 4B110 | 1 | 4.3 | 1989 | 2024 |  | 21 to 26 years old | IND COMB MM54P | #4 | 48000 | 33600 | 6960 | 4872 |  |  | Elevator Apartments | 3 | 11826 | 1 | 6 | 24 | 24 | 1920
1018900061 | 895 END AVENUE Manhattan, NY 10025 (40.79685012763133, -73.96372581059762) | Con Edison | MIDBORO MANAGEMENT | 895 WEST END AVENUE O | 148 37TH ST MANHATTAN, NY 10018 (40.75251096987246, -73.98836465376176) | CA322686M | 7/5/05 | ROCKMILLS MP-175 | 1 | 7.35 | 1986 | 2021 |  | 21 to 26 years old | ICI DEG-84 P | #6 | 48000 | 33600 | 7200 | 5040 | Yes | 2020 | Elevator Apartments | 9 | 119228 | 1 | 12 | 47 | 47 | 1916 |  | YES
1015170062 | 108 89 STREET Manhattan, NY 10128 (40.78187266821479, -73.95532386717603) | Con Edison | THE DALTON SCHOOL | DALTON SCHOOLS INC | 63 92st STREET NEW YORK, NY 10128 (40.781770000585084, -73.95062814906976) | CB498203Y | 7/4/05 | FEDERAL FST-125 (NEW) | 2 | 4.18 | 2003 | 2038 | DUAL FUEL | 5 to 10 years old | S.T. JOHNSON FD68 CAHM SIZE 125 | #6 | 47925 | 33548 | 7189 | 5032 | Yes | 2017 | Walk-Up Apartments | 4 | 85215 | 1 | 11 | 0 | 2 | 1965
1021800025 | 518 FORT WASHINGTON AVENUE Manhattan, NY 10033 (40.8527039594444, -73.93764119599632) | Con Edison | ELIZABETH HILL | RUSSELY CO INC | 279 231 STREET BRONX, NY 10463 (40.880419334248025, -73.9076260517666) | CA013287X | 7/7/05 | FEDERAL FST-125 | 1 | 4.4 | 1987 | 2022 |  | 21 to 26 years old | INDUSTRIAL COMBUSTION ME-54-P | #4 | 47779 | 33445 | 6928 | 4850 |  |  | Walk-Up Apartments | 7 | 41552 | 1 | 5 | 47 | 47 | 1925
1013747502 | 502 PARK AVENUE Manhattan, NY 10022 (40.76315846498699, -73.96975598566263) | Con Edison | KLEINHANS,ELYSABETH |  | 502 PARK AVENUE MANHATTAN, NY 10022 (40.76315846498699, -73.96975598566263) | CA164182H | 7/4/05 | FEDERAL-FST-100 | 1 | 4.2 | 1982 | 2017 |  | 26 to 30 years old | ICI-DEG 42 (P) | #6 | 47596 | 33317 | 7139 | 4998 | Yes | 2014 | Elevator Apartments | 4 | 252732 | 1 | 31 | 124 | 152 | 2002 | YES
1020830001 | 555 151 STREET Manhattan, NY 10031 (40.82967955503794, -73.9463302091121) | Con Edison | DONALD S. WEISS | 3660 BROADWAY ASSOC | 602 MANHATTAN NY 10031 (40.82495420507257, -73.9501244360938) | CA100477M | 7/5/05 | ROCKMILLS MP125 | 1 | 5.3 | 1977 | 2012 |  | 31 to 35 years old | HEV-E-OIL MM 54P | #4 | 47500 | 33250 | 6888 | 4821 | Yes | 2013 | Loft Buildings | 7 | 71112 | 1 | 6 | 62 | 70 | 1926
1004670022 | 226 12 STREET Manhattan, NY 10003 (40.73167978536452, -73.98754752356155) | Con Edison | 226-230 E.120 OWNERS CORP | 226-230 EAST 12TH ST. | 50 17TH ST MANHATTAN, NY 10011 (40.738563940959885, -73.99384605181096) | CA362284X | 7/7/05 | ROCKMILLS MP-4-133 | 1 | 5.6 | 1984 | 2019 |  | 26 to 30 years old | INDUST COMUBS DEG-54P | #6 | 47450 | 33215 | 7118 | 4982 | Yes | 2017 | Elevator Apartments | 2 | 56845 | 1 | 10 | 83 | 84 | 1928 |  | YES
1022250024 | 600 204 STREET Manhattan, NY 10034 (40.86511347006674, -73.92193626902348) | Con Edison | SHERMAN HOLDING CORP | SHERMAN HOLDING CORP | 805 3RD AVE NEW YORK, NY 10022 (40.755592969327324, -73.9708898396616) | CA253084Z | 7/6/05 | FEDERAL-FST-60 | 1 | 2.3 | 1984 | 2019 |  | 26 to 30 years old | IND COMB-MMG-28 | #4 | 47450 | 33215 | 6880 | 4816 |  |  | Elevator Apartments | 10 | 22025 | 1 | 5 | 26 | 30 | 1915
1004360039 | 115 ST MARK'S PLACE Manhattan, NY 10009 (40.72695176008739, -73.98376742287911) | Con Edison | ST. MARKS PARTENERS LP | AVENUE A SCHNEIDER PA | 6 GRAG AVE GREAT NECK, NY 11021 (40.78664779925657, -73.72844675971015) | CA407487M | 7/4/05 | FEDERAL FST 60 | 1 | 1.8 | 1987 | 2022 |  | 21 to 26 years old | HEVE-OIL MMG-28 | #4 | 47450 | 33215 | 6880 | 4816 |  |  | Elevator Apartments | 2 | 13976 | 1 | 6 | 22 | 24 | 1900
1011190050 | 50 67 STREET Manhattan, NY 10023 (40.773850562143686, -73.98031626285602) | Con Edison | 50 WEST 67TH STREET INC. | FRANK M. KINDELLAN | 352 PARK AVE NEW YORK, NY 10010 (40.74183059982568, -73.98533708196332) | CA197593N | 7/6/05 | FEDERAL FST-150 | 1 | 6.27 | 1993 | 2028 |  | 16 to 20 years old | INDUSTRIAL COMB. DEG-63 (P) | #6 | 47421 | 33195 | 7113 | 4979 | Yes | 2019 | Walk-Up Apartments | 6 | 84062 | 1 | 8 | 60 | 62 | 1917 |  | YES
1008497504 | 48 21 STREET Manhattan, NY 10010 (40.73948378218619, -73.98877333016446) | Con Edison | 260 PARK AVE REALTY CORP. |  | 260 PARK AVENUE MANHATTAN, NY 10010 (40.73868165925292, -73.98759364828237) | CA314990R | 7/7/05 | FEDERAL FST 150 | 2 | 6.1 | 1990 | 2025 | DUAL FUEL | 16 to 20 years old | GORDON PIATT F12.1-GO-50 | #4 | 47390 | 33173 | 6872 | 4810 | Yes | 2019 | Walk-Up Apartments | 2 | 185471 | 1 | 12 | 109 | 115 | 1913 | YES
1012237504 | 134 93 STREET Manhattan, NY 10025 (40.79132696407469, -73.96995587585758) | Con Edison | WEST 93 ASSOC/OCRAM INC. |  | 55 FIFTH AVENUE MANHATTAN, NY 10003 (40.73486579394523, -73.99443338214661) | CA168485N | 7/7/05 | FEDERAL FST 125 | 1 | 5.1 | 1985 | 2020 |  | 21 to 26 years old | IND COMB INC MEG 63P | #6 | 47304 | 33113 | 7096 | 4967 |  |  | Elevator Apartments | 6 | 48620 | 1 | 9 | 53 | 53 | 1925
1008200026 | 22 19 STREET Manhattan, NY 10011 (40.7393595697404, -73.9921118105773) | Con Edison | 18 - 19 ASSOC. % KAUFMAN ASSOC. | 18-19TH ASSOCIATES | 450 7 AVENUE NEW YORK, NY 10001 (40.75125144131903, -73.99042240589591) | CB108308N | #N/A | FEDERAL FST - 250 (EXSTG) | 1 | 8.3 | 2008 | 2043 | DUAL FUEL | Fewer than 5 years old | ICI DEG - 105P (NEW) | #6 | 47250 | 33075 | 7088 | 4961 | Yes | 2020 | Elevator Apartments | 3 | 162997 | 1 | 11 | 0 | 12 | 1901
1008460071 | 105 5 AVENUE Manhattan, NY 10003 (40.738310197317446, -73.99193326690516) | Con Edison | ANDREW BUILDING CORP. | FOLIO HOUSE INC | 666 BROADWAY MANHATTAN, NY 10012 (40.727111630718575, -73.99526134940452) | CA063379Z | 7/6/05 | ROCKMILLS MP-150 | 1 | 6.3 | 1979 | 2014 |  | 31 to 35 years old | I.C.I. DE-63-P | #6 | 47100 | 32970 | 7065 | 4946 | Yes | 2016 | Condominiums | 2 | 102017 | 1 | 11 | 41 | 43 | 1907 |  | YES
1013990013 | 133 64 STREET Manhattan, NY 10021 (40.76920532766377, -73.959183941086) | Con Edison | 133 EAST 64TH STREET CORP | 133 E 64 ST CORP | 133 64TH ST MANHATTAN, NY 10065 (40.76562327762253, -73.96646840817361) | CA006879Y | 7/4/05 | ROCKMILLS MP-125 | 1 | 5.25 | 1979 | 2014 |  | 31 to 35 years old | I.C.I. DE-54 P | #6 | 47000 | 32900 | 7050 | 4935 | Yes | 2019 | Elevator Apartments | 4 | 83036 | 1 | 12 | 23 | 28 | 1927 |  | YES
1001260013 | 53 PARK PLACE Manhattan, NY 10007 (40.71374971269722, -74.01033339562463) | Con Edison | 53 PARK PLACE REALTY CO. | 53 PARK PLACE OWNER L | 200 MADISON AVE MANHATTAN, NY 10016 (40.74877830573848, -73.9822475686496) | CA345683Z | 7/6/05 | FEDERAL #FST-175 | 1 | 7.3 | 1983 | 2018 |  | 26 to 30 years old | INDUST COMBUS #DEG-84-P | #6 | 47000 | 32900 | 7050 | 4935 | Yes | 2016 | Elevator Apartments | 1 | 138600 | 1 | 12 | 115 | 116 | 1921
1012310007 | 233 83 STREET Manhattan, NY 10024 (40.78650690049547, -73.97818056042102) | Con Edison | A J CLARK REALTY | 233 WEST 83RD ST. REA | 1881 BROADWAY MANHATTAN, NY 10023 (40.770928607320116, -73.98226555509018) | CA377292H | 7/6/05 | FEDERAL FST-150 | 1 | 6.23 | 1992 | 2027 |  | 16 to 20 years old | ICI MMG-63 (P) | #4 | 46957 | 32870 | 6809 | 4766 | Yes | 2021 | Elevator Apartments | 6 | 61250 | 1 | 7 | 33 | 37 | 1910
1012330016 | 2350 BROADWAY Manhattan, NY 10024 (40.787916800453615, -73.9766987517288) | Con Edison | 2350 BROADWAY ASSOCIATES, INC. | 2350 BROADWAY ASSOCIA | 2342 BROADWAY N Y 10701 (40.94528838265279, -73.86673124974732) | CB138400N | 7/4/05 | FEDERAL FST-300 | 1 | 10.04 | 2000 | 2035 | DUAL FUEL | 5 to 10 years old | IND.COMB DEG 145 P | #6 | 46775 | 32742 | 7016 | 4911 | Yes | 2013 | Elevator Apartments | 6 | 236789 | 1 | 13 | 312 | 321 | 1903
1012090006 | 65 95 STREET Manhattan, NY 10025 (40.791842071979346, -73.96711162871283) | Con Edison | 65 WEST 95TH %R.SEMENZA | 65 WEST 95 ST OWNERS | 65 95TH STREET MANHATTAN, NY 10025-8517 (40.791842071979346, -73.96711162871283) | CA374972H | 7/7/05 | ROCKMILLS MP 150 | 1 | 4.5 | 1972 | 2010 |  | 36 - 40 year old | HEV-E-OIL DEG3 | #6 | 46720 | 32704 | 7008 | 4906 | Yes | 2019 | Educational Structures | 6 | 75686 | 1 | 10 | 71 | 71 | 1928 |  | YES
1012397502 | 650 END AVENUE Manhattan, NY 10025 (40.79685012763133, -73.96372581059762) | Con Edison | ARGO CORPORATION |  | 50 17TH STREET MANHATTAN, NY 10011 (40.738563940959885, -73.99384605181096) | CA285373L | 7/4/05 | ROCKMILLS MP-150 | 1 | 4.5 | 1973 | 2010 |  | 36 - 40 year old | IRON FIREMAN AO6-6.3 | #6 | 46720 | 32704 | 7008 | 4906 | Yes | 2019 | Walk-Up Apartments | 6 | 70322 | 1 | 13 | 47 | 48 | 1926 | YES
1021390340 | 715 172 STREET Manhattan, NY 10032 (40.844820110210314, -73.94102691134977) | Con Edison | MIRLAN REALTY ASSOCIATES | 172 NATCO REALTY LLC |  | CA301894Y | 7/7/05 | FEDERAL FST-80 | 1 | 3.08 | 1994 | 2029 |  | 16 to 20 years old | I.C. MMG-34 (P) | #4 | 46720 | 32704 | 6774 | 4742 |  |  | Walk-Up Apartments | 10 | 44156 | 1 | 6 | 41 | 41 | 1917
1010437502 | 300 53 STREET Manhattan, NY 10019 (40.764185992034335, -73.98484110029001) | Con Edison | 300 W. 53 ST. CONDO/EQUITY MGMT | 300 WEST 53 ASSOC | 505 EIGHTH AVE MANHATTAN, NY 10018 (40.75301482246624, -73.99291329279728) | CA216494Z | 7/4/05 | FEDERAL FST-150 | 1 | 5.95 | 1994 | 2029 |  | 16 to 20 years old | INDUSTRIAL COMB.DEG-63 (P) | #6 | 46538 | 32576 | 6981 | 4886 | Yes | 2013 | Walk-Up Apartments | 3 | 59862 | 1 | 6 | 65 | 66 | 1947 | YES
1002147502 | 145 HUDSON STREET Manhattan, NY 10013 (40.72117030364521, -74.0084036505092) | Con Edison | 145 HUDSON STREET ASSOC. |  | 145 HUDSON STREET NEW YORK, NY 10013 (40.72117030364521, -74.0084036505092) | CB401403X | #N/A | FEDERAL FST-300 (EXSTG) | 1 | 10.04 | 2003 | 2038 | DUAL FUEL | 5 to 10 years old | ICI DEG 145P (NEW) | #6 | 46516 | 32561 | 6977 | 4884 | Yes | 2014 | Elevator Apartments | 1 | 106663 | 1 | 16 | 22 | 64 | 0 | YES
1008630060 | 183 MADISON AVENUE Manhattan, NY 10016 (40.7477404593968, -73.98294744115108) | Con Edison | BELMONT MADISON C/O GVA WILLIAMS | ROCK NEW YORK (183 MA | 183 MADISON AVENUE MANHATTAN, NY 10016 (40.7477404593968, -73.98294744115108) | CA082896K | 7/6/05 | FEDERAL FST-300 | 1 | 11.9 | 1996 | 2031 | DUAL FUEL | 11 to 15 years old | ICI DEG 145P | #6 | 46500 | 32550 | 6975 | 4882 | Yes | 2013 | Hotels | 2 | 233484 | 1 | 17 | 0 | 30 | 1925
1007850041 | 470 7 AVENUE Manhattan, NY 10018 (40.75207881758604, -73.98985583301749) | Con Edison | KAUFMAN MGMT ASSOCIATES. | LIDO LEASING CORP | 450 SEVENTH AVENUE MANHATTAN, NY 10123 (40.7508900001734, -73.99041199981389) | CA153281J | 7/4/05 | BURNHAM (SPENCER) 3-150-50 | 1 | 6.27 | 1981 | 2016 |  | 26 to 30 years old | IND. COMB. DE-63 (P) | #6 | 46246 | 32372 | 6937 | 4856 | Yes | 2015 | Elevator Apartments | 3 | 84575 | 1 | 12 | 0 | 10 | 1924
1022460135 | 1781 RIVERSIDE DRIVE Manhattan, NY 10034 (40.86671539666088, -73.93080634857364) | Con Edison | 1781 RIVERSIDE LLC | 1781 RIVERSIDE LLC | 2207 CONEY ISLAND AVENUE BROOKLYN, NY 11223 (40.60328584975498, -73.96145921904193) | CA255881K | 7/7/05 | ROCKMILLS # MP 125 | 1 | 5 | 1981 | 2016 |  | 26 to 30 years old | ICI #DEG 54 P | #6 | 46000 | 32200 | 6900 | 4830 | Yes | 2016 | Elevator Apartments | 7 | 72602 | 1 | 6 | 65 | 65 | 1920
1021770150 | 427 FORT WASHINGTON AVENUE Manhattan, NY 10033 (40.84956532556214, -73.93882830107498) | Con Edison | 427 REALTY LLC. | 427 REALTY LLC | 2207 CONEY ISLAND AVENUE BROOKLYN, NY 11223 (40.60328584975498, -73.96145921904193) | CA261781Y | 7/6/05 | ROCKMILLS MP 100 | 1 | 3.8 | 1981 | 2016 |  | 26 to 30 years old | I.C.I. DEG 42 P | #6 | 46000 | 32200 | 6900 | 4830 | Yes | 2017 | Elevator Apartments | 7 | 50976 | 1 | 6 | 53 | 56 | 1909
1008340022 | 34 33 STREET Manhattan, NY 10001 (40.74817624320236, -73.98608112286489) | Con Edison | ARCADE BUILDING % ADAMS & CO. | LIPPNER, RICHARD | 411 5 AVENUE MANHATTAN, NY 10016 (40.75048701759414, -73.9831019245774) | CA144997K | 7/5/05 | FEDERAL FST-175 | 1 | 7.28 | 1997 | 2032 | DUAL FUEL | 11 to 15 years old | ICI DEG-84 P | #6 | 46000 | 32200 | 6900 | 4830 | Yes | 2014 | Elevator Apartments | 3 | 180277 | 1 | 12 | 0 | 50 | 1908
1007600063 | 336 37 STREET Manhattan, NY 10018 (40.75478342887459, -73.99378269561672) | Con Edison | IGS REALTY CORP. | IGS REALTY CO | 336 37 STREET NEW YORK, NY 10018 (40.75486671587686, -73.99390278214929) | CB044005P | 7/6/05 | ROCKMILLS MP-175 (EXSTG) | 1 | 5.8 | 2005 | 2040 | DUAL FUEL | 5 to 10 years old | ICI DEG-84P (NEW) | #6 | 46000 | 32200 | 6900 | 4830 | Yes | 2020 | Walk-Up Apartments | 3 | 122817 | 1 | 14 | 0 | 48 | 1928
1008377501 | 70 36 STREET Manhattan, NY 10018 (40.75080614697955, -73.98625751968467) | Con Edison | SL GREEN REALTY CORP |  |  | CA005497Y | 7/7/05 | ROCKMILLS MP-175 | 1 | 6.44 | 1997 | 2032 | DUAL FUEL | 11 to 15 years old | INDUSTRIAL COMBUSTION DEG 84 P | #6 | 46000 | 32200 | 6900 | 4830 |  |  | Elevator Apartments | 3 | 124500 | 1 | 16 | 0 | 34 | 0
1021700091 | 4520 BROADWAY Manhattan, NY 10040 (40.85842364755075, -73.93174164348409) | Con Edison | SUMNO MGMT CO. LLC. | SUMMER MANAGEMENT COM | 42 BAYVIEW AVENUE MANHASSET, NY 11030 (40.799023427515465, -73.70257640397784) | CA042587K | 7/6/05 | ROCKMILLS MP-100 | 1 | 4.2 | 1987 | 2022 |  | 21 to 26 years old | ICI MEG 42P | #6 | 46000 | 32200 | 6900 | 4830 | Yes | 2020 | Elevator Apartments | 10 | 52215 | 1 | 6 | 54 | 58 | 1925
1007190020 | 433 21 STREET Manhattan, NY 10011 (40.74570139321391, -74.0033698168049) | Con Edison | 433 WEST ASSOCIATE | 433 WEST ASSOCIATES, | 400 59 STREET MANHATTAN, NY 10019 (40.76961736273474, -73.98575722687055) | CA477887P | 7/4/05 | FEDERAL FST 100 | 1 | 4.2 | 1987 | 2022 |  | 21 to 26 years old | IRON FIREMAN A06 4.2 RK | #4 | 45990 | 32193 | 6669 | 4668 | Yes | 2019 | Educational Structures | 3 | 63956 | 1 | 13 | 69 | 70 | 1930
1021280008 | 590 172 STREET Manhattan, NY 10032 (40.84337083969871, -73.93774206774197) | Con Edison | 590 WEST ASSOCIATES. | 590 WEST ASSOCIATES | 1841 BROADWAY MANHATTAN, NY 10023 (40.76937278020944, -73.9822205889887) | CA105982X | 7/4/05 | ROCKMILLS MP-100 | 1 | 4.2 | 1982 | 2017 |  | 26 to 30 years old | IRON FIREMAN AG06-4.2 RK | #4 | 45990 | 32193 | 6669 | 4668 | Yes | 2018 | Walk-Up Apartments | 10 | 57690 | 1 | 6 | 44 | 51 | 1912
1021380175 | 625 169 STREET Manhattan, NY 10032 (40.84203270218222, -73.9400672649076) | Con Edison | PRESBYTERIAN SYSTEMS CORP | ROYAL CHARTER PROPERT | 600 165 TH STREET MANHATTAN, NY 10032 (40.83923808325091, -73.94130524398712) | CA019775M | 7/6/05 | `OCKMILLS MP-100 | 1 | 4.2 | 1975 | 2010 |  | 31 to 35 years old | HEV-E-OIL AM-6-E | #4 | 45990 | 32193 | 6669 | 4668 | Yes | 2018 | Elevator Apartments | 10 | 57195 | 1 | 5 | 70 | 70 | 1920
1012150035 | 102 85 STREET Manhattan, NY 10024 (40.785812734428625, -73.97276463685623) | Con Edison | 102 WEST 85TH LTD. | 102 WEST 85 LTD | 148 WEST37TH STREET MANHATTAN, NY 10018 (40.756840774582145, -73.99669149981281) | CA558585Y | 7/5/05 | FEDERAL FST-125 | 1 | 5.2 | 1985 | 2020 |  | 21 to 26 years old | INDUSTRIAL COMBUSTION DEG-54-P | #6 | 45990 | 32193 | 6898 | 4829 | Yes | 2015 | Elevator Apartments | 6 | 64429 | 1 | 12 | 91 | 91 | 1931 |  | YES
1010090046 | 130 57 STREET Manhattan, NY 10019 (40.76467688871601, -73.97810381633657) | Con Edison | 130 WEST 57 STREET CO | 130 WEST 57 COMPANY | 130 57 STREET MANHATTAN, NY 10019 (40.76467688871601, -73.97810381633657) | CA306493X | 7/7/05 | ROCKMILLS MP 125 | 1 | 4.3 | 1993 | 2028 |  | 16 to 20 years old | HEVE DEG #42 (P) | #6 | 45990 | 32193 | 6898 | 4829 | Yes | 2019 | Elevator Apartments | 4 | 73443 | 1 | 14 | 10 | 85 | 1908
1015080031 | 179 79 STREET Manhattan, NY 10021 (40.76920532766377, -73.959183941086) | Con Edison | 179 TENANTS COMPANY | 179 TENANTS CORP | 179 79TH STREET MANHATTAN, NY 10075 (40.77454318472173, -73.95782886414855) | CA274495X | 7/5/05 | FEDERAL FST-125 | 1 | 4.82 | 1995 | 2030 | DUAL FUEL | 11 to 15 years old | HEVE ME-54 S | #6 | 45990 | 32193 | 6898 | 4829 | Yes | 2018 | Walk-Up Apartments | 5 | 61300 | 1 | 15 | 59 | 59 | 1928 |  | YES
1012470047 | 328 86 STREET Manhattan, NY 10024 (40.789168778857615, -73.978612422695) | Con Edison | 328 OWNERS CORP. | 328 OWNERS CORP | 250 PARK AVENUE NY, NY 10003 (40.738333453173844, -73.9878407889095) | CA081189R | 7/5/05 | FEDERAL FST 125 | 1 | 5.25 | 1989 | 2024 |  | 21 to 26 years old | ICI DEG 54 P | #6 | 45990 | 32193 | 6898 | 4829 | Yes | 2017 | Walk-Up Apartments | 6 | 52194 | 1 | 15 | 46 | 46 | 1924 |  | YES
1014150021 | 252 61 STREET Manhattan, NY 10021 (40.76920532766377, -73.959183941086) | Con Edison | C.H. GREENTHAL MGMT. | KFJ REALTY LLC | 4 PARK AVENUE NEW YORK, NY 10016 (40.74650915812013, -73.98194367109245) | CA236583Z | 7/7/05 | ROCKMILLS MP-100 | 1 | 4.4 | 1983 | 2018 |  | 26 to 30 years old | S.T.JOHNSON FE68 CAHM SIZE 100 | #6 | 45990 | 32193 | 6898 | 4829 | Yes | 2015 | Elevator Apartments | 4 | 103304 | 2 | 6 | 94 | 108 | 1940
1012520001 | 200 RIVERSIDE DRIVE Manhattan, NY 10025 (40.79343863771351, -73.97649190766208) | Con Edison | J.D. REALTY ASSOC. | J.D. REALTY ASSOCIATE | 150 58TH ST MANHATTAN, NY 10155 (40.761456027272516, -73.96836646308732) | CA068493P | 7/6/05 | ROCKMILLS MP 100 SL | 1 | 4.2 | 1993 | 2028 |  | 16 to 20 years old | IRON FIREMAN AGO 6-4.2 RK | #6 | 45990 | 32193 | 6898 | 4829 | Yes | 2022 | Office Buildings | 6 | 63794 | 1 | 9 | 59 | 59 | 1906
1022430313 | 90 PARK TERRACE Manhattan, NY 10034 (40.87109911508427, -73.91561972987465) | Con Edison | PARK TERRACE ARMS, CORP. | PARK TERRACE ARMS COR |  | CA310989L | 7/6/05 | FEDERAL FST125 | 1 | 5.25 | 1989 | 2024 |  | 21 to 26 years old | ICI DEG-54-P | #6 | 45990 | 32193 | 6898 | 4829 |  |  | Asylums & Homes | 7 | 44283 | 1 | 6 | 49 | 49 | 1949
1019760026 | 503 121 STREET Manhattan, NY 10027 (40.81009291736018, -73.95884773819795) | Con Edison | TRUSTEES OF COLUMBIA UNIVERSITY | TRUSTEES OF COLUMBIA | 400 119 STREET NEW YORK, NY 10027 (40.808041658732606, -73.9580165248943) | CB121706X | 7/5/05 | FEDERAL FST - 125 (NEW) | 1 | 4.1 | 2006 | 2041 | DUAL FUEL | Fewer than 5 years old | HEVE (ICI) DEG - 54P (NEW) | #6 | 45990 | 32193 | 6898 | 4829 |  |  | Educational Structures | 9 | 30498 | 1 | 6 | 30 | 30 | 1910
1019860065 | 3280 BROADWAY Manhattan, NY 10027 (40.81843079690776, -73.95616722979986) | Con Edison | TRUSTEES OF COLUMBIA UNIVERSITY | THE TRUSTEES OF COLU | 400 119 STREET NEW YORK, NY 10027 (40.808041658732606, -73.9580165248943) | CB141806N | 7/5/05 | FEDERAL FST - 125 (NEW) | 1 | 4.1 | 2006 | 2041 | DUAL FUEL | Fewer than 5 years old | HEVE (ICI) DEG - 54P (NEW) | #6 | 45990 | 32193 | 6898 | 4829 | Yes | 2016 | Walk-Up Apartments | 7 | 184044 | 1 | 8 | 0 | 11 | 1927
1021420202 | 709 176 STREET Manhattan, NY 10033 (40.84699855254032, -73.9385587148005) | Con Edison | FORT 709 ASSOC | FORT 709 ASSOCIATES,L | 280 CENTRAL PARK AVE HARTSDALE, NY 10530 (41.009522361399405, -73.80850888986508) | CA112980H | 7/5/05 | ROCKMILLS MP100 | 1 | 4.2 | 1980 | 2015 |  | 26 to 30 years old | INDUSTRIAL COMBUSTION MEG-42(P) | #4 | 45907 | 32135 | 6657 | 4660 |  |  | Educational Structures | 10 | 45760 | 1 | 6 | 49 | 49 | 1924
1015170069 | 1095 PARK AVENUE Manhattan, NY 10128 (40.78183738353556, -73.95581649420848) | Con Edison | GUMLEY -HAFT INC. | 1095 PARK AVE CORP | 415 MADISON AVENUE MANHATTAN, NY 10017 (40.756779530947306, -73.976317020908) | CA263399M | 7/5/05 | FEDERAL FST 300 | 1 | 11.8 | 1999 | 2034 | DUAL FUEL | 11 to 15 years old | I C I DEG 145 P | #6 | 45900 | 32130 | 6885 | 4820 | Yes | 2017 | Elevator Apartments | 4 | 199625 | 1 | 18 | 68 | 68 | 1930 |  | YES
1021370147 | 615 164 STREET Manhattan, NY 10032 (40.838614108994655, -73.94205424103413) | Con Edison | PRESBYTERIAN SYSTEMS CORP. | ROYAL CHARTER PROPERT | 600 165 STREET MANHATTAN, NY 10032 (40.83923808325091, -73.94130524398712) | CA022783J | 7/5/05 | FEDERAL FST-100 | 1 | 4.2 | 1983 | 2018 |  | 26 to 30 years old | IRON FIREMAN AGO-6-4.2RK | #4 | 45900 | 32130 | 6656 | 4659 | Yes | 2017 | Walk-Up Apartments | 10 | 55111 | 1 | 5 | 65 | 69 | 1930
1000890001 | 139 FULTON STREET Manhattan, NY 10038 (40.710404268669485, -74.00801908848351) | Con Edison | SMALL COMMERCIAL PROPERTY OWNERS | AFRICAN AMERICAN CO. | 139 FULTON STREET (SUITE 310A N Y 10038 (40.710404268669485, -74.00801908848351) | CB296100P | 7/6/05 | BABCOX&WILCOX-TYPE H-3 STIRLING | 2 | 11.86 | 2000 | 2035 | DUAL FUEL | 5 to 10 years old | (NEW)ICI DEG-84P | #6 | 45825 | 32077 | 6874 | 4812 | Yes | 2019 | Elevator Apartments | 1 | 100000 | 1 | 12 | 0 | 149 | 1900
1021760009 | 400 FORT WASHINGTON AVENUE Manhattan, NY 10033 (40.84849513234724, -73.93925098242875) | Con Edison | PERMEL REALTY CORP | 400 FORT WASHINGTON | 1393 NEW YORK, NY 10018 (40.756840774582145, -73.99669149981281) | CA104776K | 7/5/05 | ROCKMILLS #MP100 | 1 | 4.2 | 1976 | 2011 |  | 31 to 35 years old | RAY-AEOR 144-125 | #6 | 45650 | 31955 | 6848 | 4793 | Yes | 2016 | Elevator Apartments | 10 | 51948 | 1 | 6 | 39 | 41 | 1924
1007470028 | 315 23 STREET Manhattan, NY 10011 (40.745439614760194, -73.99875647764684) | Con Edison | 315 W 23 STREET OWNERS C/O MAXWELL-KATE | 315 WEST 23RD STREET | 9 38 MANHATTAN, NY 10016 (40.745242969987146, -73.97823298586354) | CA019978M | 7/6/05 | ROCKMILLS MP4-122 | 2 | 10.1 | 1978 | 2013 |  | 31 to 35 years old | IRON FIREMAN A06-6.3-RK | #4 | 45625 | 31937 | 6616 | 4631 | Yes | 2017 | Elevator Apartments | 3 | 120010 | 1 | 13 | 75 | 76 | 1926 |  | YES
1008400023 | 29 38 STREET Manhattan, NY 10018 (40.751416422712566, -73.98367214093122) | Con Edison | 29 WEST 38 ASSOC.LLC | 2938 WEST LLC | 200 PARK AVE MANHATTAN, NY 10003 (40.73658353765103, -73.98909294281773) | CA246686K | 7/5/05 | FED FST-150 | 1 | 6.27 | 1986 | 2021 |  | 21 to 26 years old | ICI DEG 63P | #6 | 45569 | 31898 | 6835 | 4785 | Yes | 2020 | Walk-Up Apartments | 3 | 92739 | 1 | 16 | 0 | 19 | 1912
1012350042 | 247 87 STREET Manhattan, NY 10024 (40.78890866830832, -73.97572665914778) | Con Edison | K.S.B. B'WAY ASSOC. % BLDG. MGT. INC. | KSB BROADWAY ASSOCIAT | 417 FIFTH AVENUE MANHATTAN, NY 10016 (40.7508150795849, -73.98282286232246) | CB104603H | 7/4/05 | FEDERAL FST-150 | 1 | 5.02 | 2003 | 2038 | DUAL FUEL | 5 to 10 years old | ICI MEG-63 (P) | #4 | 45569 | 31898 | 6608 | 4625 | Yes | 2015 | Walk-Up Apartments | 6 | 252000 | 1 | 26 | 156 | 162 | 1984
1012350042 | 247 87 STREET Manhattan, NY 10024 (40.78890866830832, -73.97572665914778) | Con Edison | BLDG MANAGEMENT CO., INC. | KSB BROADWAY ASSOCIAT | 417 FIFTH AVE MANHATTAN, NY 10016 (40.7508150795849, -73.98282286232246) | CA089497P | 7/4/05 | FEDERAL FST-150 | 1 | 6.3 | 1997 | 2032 | DUAL FUEL | 11 to 15 years old | INDUSTRIAL COMB. MEG-63 (P) | #4 | 45569 | 31898 | 6607 | 4625 | Yes | 2015 | Warehouses | 6 | 252000 | 1 | 26 | 156 | 162 | 1984
1008020022 | 127 26 STREET Manhattan, NY 10001 (40.74515740460157, -73.99219042403936) | Con Edison | J.A.R REALTY | J A R REALTY COMPANY | 1235 BROADWAY MANHATTAN, NY 10001 (40.74694649193549, -73.98845979260703) | CA288185H | 7/5/05 | FEDERAL FST-150 | 1 | 6.3 | 1985 | 2020 |  | 21 to 26 years old | IND. COMB. DEG-63 (P) | #4 | 45569 | 31898 | 6607 | 4625 | Yes | 2022 | Elevator Apartments | 3 | 92970 | 1 | 12 | 0 | 23 | 1912
1008260065 | 40 25 STREET Manhattan, NY 10010 (40.741860666455224, -73.98644579037976) | Con Edison | 40 WEST 25TH ST.ASSOCIATES | 420 WEST 25 ST ASC LP | 380 MADISON AVE NEW YORK, NY 10017 (40.755596213835844, -73.97727528530339) | CA264893M | 7/7/05 | FEDERAL FST-#150 | 1 | 6.3 | 1993 | 2028 |  | 16 to 20 years old | I.C. DEG #63 P | #6 | 45569 | 31898 | 6835 | 4785 | Yes | 2016 | Loft Buildings | 3 | 104630 | 2 | 12 | 0 | 14 | 1913
1015080038 | 178 80 STREET Manhattan, NY 10021 (40.76920532766377, -73.959183941086) | Con Edison | 178 E. 80TH ST. OWNERS CORP. % COOPER SQ. | 178 E 80 ST OWNERS IN | 178 80th STREET NEW YORK, NY 10075 (40.77521799572279, -73.9574750862179) | CB532003N | 7/6/05 | ROCKMILLS MP-150 (SEE CA0668-76N) EXTSG | 1 | 5.02 | 2003 | 2038 | DUAL FUEL | 5 to 10 years old | IC DEG-63P (NEW) | #6 | 45500 | 31850 | 6825 | 4778 | Yes | 2018 | Educational Structures | 5 | 138875 | 1 | 25 | 148 | 150 | 1973 |  | YES
1015080038 | 178 80 STREET Manhattan, NY 10021 (40.76920532766377, -73.959183941086) | Con Edison | 178 E.80 ST OWNERS%EQUITY MGMT.GROUP | 178 E 80 ST OWNERS IN | 178 80TH ST N Y, NEW YORK 10075 (40.77521799572279, -73.9574750862179) | CB193000M | 7/5/05 | ROCKMILLS MP 150 | 1 | 6.3 | 2000 | 2035 | DUAL FUEL | 5 to 10 years old | ICI DEG-63P | #6 | 45500 | 31850 | 6825 | 4778 | Yes | 2018 | Elevator Apartments | 5 | 138875 | 1 | 25 | 148 | 150 | 1973 |  | YES
1020870097 | 600 140 STREET Manhattan, NY 10031 (40.82330633508711, -73.95293432951051) | Con Edison | 3505 BROADWAY REALTY CO. | 600 REALTY HEIGHTS L |  | CA361783X | 7/6/05 | ROCKMILLS MP-80 | 1 | 3.27 | 1983 | 2018 |  | 26 to 30 years old | I.C.I. MEG-34-P | #6 | 45500 | 31850 | 6825 | 4778 |  |  | Elevator Apartments | 7 | 34790 | 1 | 6 | 31 | 35 | 1907
1014010054 | 130 67 STREET Manhattan, NY 10021 (40.76920532766377, -73.959183941086) | Con Edison | 130 E. 67TH ST. TENANTS % GUMLEY HAFT | EAST 67TH TENANTS COR |  | CB097708K | 7/4/05 | EASTMOND ESP 150 | 1 | 5 | 2008 | 2043 | DUAL FUEL | Fewer than 5 years old | INDUSTRIAL COMBUSTION DEG 63P | #6 | 45443 | 31810 | 6816 | 4772 | Yes | 2021 | Elevator Apartments | 4 | 134342 | 1 | 11 | 56 | 60 | 1908 |  | YES
1009210046 | 332 15 STREET Manhattan, NY 10003 (40.73252747483347, -73.98333531011042) | Con Edison | 15TH STREET ASSOCIATES LLC | 15TH ASSOCIATES LLC | 3557 NEW HYDE PARK NY 11040 (40.74529996182383, -73.6796319322678) | CB090706L | 7/5/05 | FEDERAL FST-150 | 1 | 5 | 2006 | 2041 | DUAL FUEL | Fewer than 5 years old | ICI DEG-63P | #6 | 45443 | 31810 | 6816 | 4772 |  |  | Elevator Apartments | 2 | 22680 | 1 | 6 | 24 | 24 | 1910
1019930047 | 160 CLAREMONT AVENUE Manhattan, NY 10027 (40.81365539693218, -73.96107752807984) | Con Edison | 160 CLARE, LLC | 160 CLARE | 2562 BRIGGS AVENUE BRONX, NY 10458 (40.863915448232135, -73.89343797788628) | CB156908R | 7/4/05 | EASTMOND ESP - 150 (NEW) | 1 | 5 | 2008 | 2043 | DUAL FUEL | Fewer than 5 years old | ICI DEG - 63P (NEW) | #6 | 45443 | 31810 | 6816 | 4772 | Yes | 2013 | Elevator Apartments | 9 | 65172 | 1 | 6 | 72 | 72 | 1926
1022460120 | 1803 RIVERSIDE DRIVE Manhattan, NY 10034 (40.86610385768097, -73.92999695874727) | Con Edison | 1803 RSD APARTMENT CORP. | 1803 RSD APT CORP | 3545 NEW HYDE PARK NY 11040 (40.74529996182383, -73.6796319322678) | CB193403N | 7/5/05 | FEDERAL FST-150 (NEW) | 1 | 5.02 | 2003 | 2038 | DUAL FUEL | 5 to 10 years old | ICI DEG-63P (NEW) | #4 | 45443 | 31810 | 6589 | 4612 | Yes | 2016 | Walk-Up Apartments | 7 | 86352 | 1 | 6 | 72 | 74 | 1920 |  | YES
1021750053 | 200 DYCKMAN STREET Manhattan, NY 10040 (40.864916752602255, -73.92687631130559) | Con Edison | 200 DYCKMAN ASSOCIATES, LLC | 200 DYCKMAN ASSOCIATE | 7 11 WHITE PLAINS, NY 10601 (41.032852406113705, -73.76540666728386) | CB401405L | 7/7/05 | FEDERAL FST-150 (NEW) | 1 | 5.02 | 2005 | 2040 | DUAL FUEL | 5 to 10 years old | ICI DEG-63P (NEW) | #6 | 45443 | 31810 | 6816 | 4772 | Yes | 2015 | Elevator Apartments | 10 | 74652 | 1 | 6 | 72 | 84 | 1926
1010300046 | 24 CENTRAL PARK Manhattan, NY 10019 (40.764565767038725, -73.97364401869056) | Con Edison | 24 C.P.S. CORP. % MAXWELL KATES, INC. | GAINSBOROUGH STUDIOS | 9 38 STREET ST NEW YORK, NY 10016 (40.75055896335647, -73.98170797543202) | CB157008M | 7/7/05 | BEST 5C - 150 (NEW) | 1 | 5 | 2008 | 2043 | DUAL FUEL | Fewer than 5 years old | ICI DEG - 63P (NEW) | #6 | 45443 | 31810 | 6816 | 4772 | Yes | 2020 | Elevator Apartments | 4 | 62800 | 1 | 8 | 30 | 32 | 1908 |  | YES
1018880001 | 260 RIVERSIDE DRIVE Manhattan, NY 10025 (40.79730572243949, -73.97360508394803) | Con Edison | 260 RIVERSIDE CORP. | 260 RIVERSIDE CORP |  | CB177803N | 7/5/05 | FEDERAL FST-150 (NEW) | 1 | 5.02 | 2003 | 2038 | DUAL FUEL | 5 to 10 years old | ICI DEG-63P (NEW) | #6 | 45443 | 31810 | 6816 | 4772 | Yes | 2018 | Walk-Up Apartments | 9 | 87941 | 1 | 10 | 69 | 69 | 1915
1005610045 | 35 9 STREET Manhattan, NY 10003 (40.731980067912005, -73.99376243368225) | Con Edison | 29-45 TENANTS % CENTURY OPERATING CORP. | 29-45 TENANTS CORP | 7 PENN PLAZA NEW YORK, NY 10001 (40.74956954963903, -73.99160848411982) | CB702405M | 7/7/05 | EASCO SM4-150 (BOILER #1 - L.H. BOILER) | 1 | 5.02 | 2005 | 2040 | DUAL FUEL | 5 to 10 years old | ICI DEG-63P (NEW) | #6 | 45443 | 31810 | 6816 | 4772 | Yes | 2021 | Walk-Up Apartments | 2 | 98609 | 1 | 10 | 68 | 68 | 1925 |  | YES
1013470044 | 310 55 STREET Manhattan, NY 10022 (40.757846713526035, -73.96595942579324) | Con Edison | 310 E. 55TH TENANTS CORP. % BABAD MGT. | 310 EAST 55 ST TENANT | 313 PARKVILLE STA BROOKLYN, NY 11204 (40.632550671232565, -73.96832882137637) | CB410803Y | 7/6/05 | FEDERAL FST-150 (NEW) | 1 | 5.02 | 2003 | 2038 | DUAL FUEL | 5 to 10 years old | INDUSTRIAL COMBUSTION DEG-63P (NEW) | #6 | 45443 | 31810 | 6816 | 4772 | Yes | 2017 | Elevator Apartments | 5 | 62287 | 1 | 13 | 82 | 82 | 1932 |  | YES
1005760066 | 49 12 STREET Manhattan, NY 10011 (40.73536430435683, -73.99615198395807) | Con Edison | 49 W. 12 TENANTS CORP % G. J. PICASO INC | 49 WEST 12TH TENANTS | 1133 BROADWAY NEW YORK, NY 10010 (40.743831409426136, -73.98905094736057) | CB171907H | 7/6/05 | BEST 4C - 150 (NEW) | 1 | 5 | 2007 | 2042 | DUAL FUEL | Fewer than 5 years old | ICI DEG - 63P (NEW) | #6 | 45443 | 31810 | 6816 | 4772 | Yes | 2016 | Elevator Apartments | 3 | 67421 | 1 | 10 | 70 | 80 | 1952 |  | YES
1012440001 | 70 RIVERSIDE DRIVE Manhattan, NY 10024 (40.78526380046719, -73.98235548729309) | Con Edison | 70 RIVERSIDE DR.APTS%MIDBORO MGMT. | 70 RIVER DRIVE APT CO |  | CB085200P | 7/5/05 | FEDERAL FST 150 | 1 | 6.3 | 2000 | 2035 | DUAL FUEL | 5 to 10 years old | INDUSTRIAL COMB. DEG-63 P | #6 | 45443 | 31810 | 6816 | 4772 | Yes | 2014 | Elevator Apartments | 6 | 92976 | 1 | 6 | 56 | 57 | 1951 |  | YES
1013860037 | 750 PARK AVENUE Manhattan, NY 10021 (40.77087464799837, -73.96411723653887) | Con Edison | 750 PARK AVE.APARTMENT CORP. | 750 PARK AVE CORP 8 | 750 PARK AVE MANHATTAN, NY 10021 (40.77087464799837, -73.96411723653887) | CA106697L | 7/5/05 | FEDERAL FST-150 | 1 | 5.81 | 1997 | 2032 | DUAL FUEL | 11 to 15 years old | INDUSTRIAL COMB. DEG-63 (P) | #6 | 45443 | 31810 | 6816 | 4772 | Yes | 2016 | Elevator Apartments | 4 | 72792 | 1 | 17 | 68 | 70 | 1951 |  | YES
1021800486 | 179 BENNETT AVENUE Manhattan, NY 10040 (40.85622930179926, -73.93398095533706) | Con Edison | BENNETT REALTY,LLC | BENNETT REALTY LLC | 2207 CONEY ISLAND AVENUE N Y 11223 (40.60328584975498, -73.96145921904193) | CB047101J | 7/6/05 | FEDERAL FST-150 | 1 | 6.3 | 2001 | 2036 | DUAL FUEL | 5 to 10 years old | ICI-DEG-63 | #6 | 45443 | 31810 | 6816 | 4772 | Yes | 2020 | Elevator Apartments | 7 | 80927 | 1 | 10 | 94 | 95 | 1960
1021370091 | 86 FT WASHINGTON AVENUE Manhattan, NY 10032 (40.83819789511176, -73.94385551121877) | Con Edison | BP II-86 FT. WASHINGTON LLC % VANTAGE | BPII - 86 FT. WASHING | 31 10 37 AVENUE L I C, NY 11101 (40.74570244980828, -73.93866902925225) | CB162807Y | 7/6/05 | FEDERAL FST - 150 (NEW) | 1 | 5 | 2007 | 2042 | DUAL FUEL | Fewer than 5 years old | ICI DEG - 63P (NEW) | #6 | 45443 | 31810 | 6816 | 4772 | Yes | 2017 | Elevator Apartments | 10 | 72090 | 1 | 6 | 65 | 65 | 1930
1015170020 | 141 88 STREET Manhattan, NY 10128 (40.780777417163215, -73.95455474180609) | Con Edison | COLEMAN TERK & TERK &A.J. CLARKE REAL ESTATE | RHINELANDER PROPERTI | 1881 BROADWAY NEW YORK, NY 10023 (40.770928607320116, -73.98226555509018) | CB246302Y | 7/4/05 | BEST 5C-150 (NEW) | 2 | 5.02 | 2002 | 2037 | DUAL FUEL | 5 to 10 years old | INDUSTRIAL COMBUSTION DEG-63P | #6 | 45443 | 31810 | 6816 | 4772 | Yes | 2017 | Elevator Apartments | 5 | 87192 | 1 | 11 | 94 | 97 | 1927
1022370059 | 4791 BROADWAY Manhattan, NY 10034 (40.86611285090123, -73.92563524690513) | Con Edison | CUMMINGS ASSOCIATES | CUMMINGS-ETHELRIDGE, | 1601 BRONXDALE AVE MANHATTAN, NY 10461 (40.846960590359004, -73.840632836736) | CA137597X | 7/5/05 | (EXIST) FEDERAL FST-150 | 1 | 6.3 | 1997 | 2032 | DUAL FUEL | 11 to 15 years old | I.C. DEG-63 P | #6 | 45443 | 31810 | 6816 | 4772 | Yes | 2017 | Elevator Apartments | 7 | 58260 | 1 | 6 | 62 | 68 | 1925
1020350001 | 246 150 STREET Manhattan, NY 10039 (40.82535482854519, -73.9381256947283) | Con Edison | DUNBAR LLC | PINNACLE DUNBAR MANO | 1920 NEW YORK, NY 10116 (40.8110019996426, -73.95309800037239) | CB225903H | 7/5/05 | FEDERAL FST-150 (NEW) | 1 | 6.3 | 2003 | 2038 | DUAL FUEL | 5 to 10 years old | ICI - DEG-63P (NEW) | #6 | 45443 | 31810 | 6816 | 4772 | Yes | 2015 | Elevator Apartments | 9 | 436115 | 6 | 6 | 538 | 550 | 1928
1011500041 | 124 79 STREET Manhattan, NY 10024 (40.78266638287737, -73.97725426458238) | Con Edison | ENNISMORE APARTMENT INC. | ENNISMORE APTS INC | 155 RIVERSIDE DRIVE N Y, NEW YORK 10024 (40.791046441115554, -73.97955859578195) | CB132402Y | 7/7/05 | ROCKMILLS MP-150 | 1 | 6.3 | 2002 | 2037 | DUAL FUEL | 5 to 10 years old | INDUSTRIAL COMB. DEG-63 P | #6 | 45443 | 31810 | 6816 | 4772 | Yes | 2020 | Elevator Apartments | 6 | 114696 | 1 | 15 | 64 | 64 | 1926
1007720056 | 208 23 STREET Manhattan, NY 10011 (40.7441975076276, -73.99595231123276) | Con Edison | J. B. S. PROPERTIES, LLLC | J.S.B. PROPERTIES, | 208 23 STREET NEW YORK, NY 10019 (40.60092727345795, -74.00334290917391) | CB022208M | 7/5/05 | ROCKMILLS MP -150 (EXSTG) | 1 | 5 | 2008 | 2043 | DUAL FUEL | Fewer than 5 years old | ICI DEG - 63P (NEW) | #6 | 45443 | 31810 | 6816 | 4772 | Yes | 2022 | Elevator Apartments | 3 | 152342 | 1 | 18 | 262 | 266 | 1927
1015590033 | 420 80 STREET Manhattan, NY 10021 (40.76920532766377, -73.959183941086) | Con Edison | OWNER/ AGENT | LEXFORD PARTNERS, L.L |  | CB217501N | 7/6/05 | FEDERAL FST-150 | 2 | 6.3 | 2001 | 2036 | DUAL FUEL | 5 to 10 years old | INDUSTRIALL COMB. DEG 63 P | #6 | 45443 | 31810 | 6816 | 4772 | Yes | 2019 | Condominiums | 5 | 137238 | 1 | 13 | 156 | 157 | 1961
1015210069 | 1175 PARK AVENUE Manhattan, NY 10128 (40.78435548521759, -73.95399087048895) | Con Edison | PARK & 93RD OWNERS CORP. % BROWN, HARRIS, STEVENS | JONES, JACQUELINE | 770 LEXINGTON AVENUE NEW YORK, NY 10021 (40.76851425537591, -73.96362286271633) | CB154406M | 7/5/05 | ROCKMILLS MP - 150SS (NEW) | 1 | 5 | 2006 | 2041 | DUAL FUEL | Fewer than 5 years old | ICI DEG-63P (NEW) | #6 | 45443 | 31810 | 6816 | 4772 | Yes | 2021 | Loft Buildings | 4 | 174910 | 1 | 14 | 52 | 52 | 1925 |  | YES
1011190029 | 65 CENTRAL PARK Manhattan, NY 10023 (40.77270925868921, -73.97856937936733) | Con Edison | PARK 65 REALTY CORP%RUDIN MGMT | PARK 65 RLTY CORP | 345 PARK AVE N Y, NEW YORK 10154 (40.75767700019344, -73.9731709997418) | CB158102N | 7/7/05 | FEDERAL FST-150 | 2 | 6.3 | 2002 | 2037 | DUAL FUEL | 5 to 10 years old | INDUSTRIAL COMB. DEG-63 P | #6 | 45443 | 31810 | 6816 | 4772 | Yes | 2019 | Condominiums | 6 | 182048 | 1 | 16 | 107 | 111 | 1929 |  | YES
1020350001 | 2588 SEVENTH AVENUE Manhattan, NY 10039 (40.824517552663046, -73.93713479417437) | Con Edison | PINNACLE DUNBAR MANOR LLC | PINNACLE DUNBAR MANO | 1920 NEW YORK, NY 10116 (40.8110019996426, -73.95309800037239) | CB060206R | 7/5/05 | FEDERAL FST-150 | 1 | 5 | 2006 | 2041 | DUAL FUEL | Fewer than 5 years old | ICI DEG-63P (NEW) | #6 | 45443 | 31810 | 6816 | 4772 | Yes | 2015 | Condominiums | 9 | 436115 | 6 | 6 | 538 | 550 | 1928
1015170001 | 1085 PARK AVENUE Manhattan, NY 10128 (40.781603559807934, -73.9559963586143) | Con Edison | RUDIN ESTATES CO. | 1085 PARK AVENUE LLC | 345 PARK AVENUE MANHATTAN, NY 10154 (40.75767700019344, -73.9731709997418) | CA151498L | 7/6/05 | (2) FEDERAL FST-150 | 2 | 5.81 | 1998 | 2033 | DUAL FUEL | 11 to 15 years old | (2) I.C. DEG-63P | #6 | 45443 | 31810 | 6816 | 4772 | Yes | 2017 | Elevator Apartments | 4 | 127395 | 1 | 15 | 44 | 46 | 1926
1012030033 | 295 CENTRAL PARK Manhattan, NY 10024 (40.78765994411601, -73.96766087970518) | Con Edison | RUDIN MANAGEMENT 295 CENTRAL PARK W.INC.%RUDIN MGMT. | 295 CENTRAL PARK WEST | 345 PARK AVENUE N Y 10104 (40.76044300004446, -73.97973000003941) | CB171501Z | 7/6/05 | FEDERAL FST-150 | 2 | 6.3 | 2001 | 2036 | DUAL FUEL | 5 to 10 years old | INDUSTRIAL COMM. DEG-63P | #6 | 45443 | 31810 | 6816 | 4772 | Yes | 2013 | Hotels | 6 | 145476 | 1 | 19 | 136 | 136 | 1941
1022460125 | 1795 RIVERSIDE DRIVE Manhattan, NY 10034 (40.86631070174769, -73.93028474179664) | Con Edison | STELLAR MANAGEMENT | RIVERSIDE 1795 ASSOCI | 156 WILLIAM STREET NEW YORK, NY 10038 (40.70999054661479, -74.0060256431043) | CB539503H | 7/6/05 | ROCKMILLS MP-150 (NEW) | 1 | 5.02 | 2003 | 2038 | DUAL FUEL | 5 to 10 years old | INDUSTRIAL COMBUSTION DEG-63P | #6 | 45443 | 31810 | 6816 | 4772 | Yes | 2016 | Elevator Apartments | 7 | 80736 | 1 | 6 | 70 | 75 | 1925
1016027501 | 65 96 STREET Manhattan, NY 10128 (40.78704901644191, -73.95365927639499) | Con Edison | THE GATSBY CONDOMINIUM | THE GATSBY CONDOMINIU | 4 PARK AVENUE NEW YORK, NY 10016 (40.74650915812013, -73.98194367109245) | CB041508R | 7/6/05 | ROCKMILLS MP - 150 (EXSTG) | 1 | 5 | 2008 | 2043 | DUAL FUEL | Fewer than 5 years old | ICI DEG - 63P (NEW) | #6 | 45443 | 31810 | 6816 | 4772 | Yes | 2022 | Elevator Apartments | 4 | 97000 | 1 | 15 | 60 | 62 | 1924 | YES
1021760100 | 452 FORT WASHINGTON AVENUE Manhattan, NY 10033 (40.850212837423214, -73.9385674976865) | Con Edison | TYVAN HILL COMPANY | LEVINE, DOROTHEA | 343 NEW YORK, NY 10028 (40.776344978837756, -73.95296667956859) | CA024497H | 7/7/05 | FEDERAL FST-150 | 1 | 5.81 | 1997 | 2032 | DUAL FUEL | 11 to 15 years old | INDUSTRIAL COMB. DEG-63 P | #6 | 45443 | 31810 | 6816 | 4772 | Yes | 2016 | Walk-Up Apartments | 7 | 65190 | 1 | 6 | 57 | 60 | 1909
1005767501 | 60 13 STREET Manhattan, NY 10011 (40.736096035177844, -73.99606271360636) | Con Edison | VILLAGE HOUSE,A CONDOMINIUM%J&C LAMB | VILLAGE HOUSE CONDOMI | 4 PARK AVENUE N Y 10016 (40.74650915812013, -73.98194367109245) | CB041701Y | 7/5/05 | FEDERAL FST-150 | 1 | 6.3 | 2001 | 2036 | DUAL FUEL | 5 to 10 years old | INDUSTRIAL COMB, DEG-63 P | #6 | 45443 | 31810 | 6816 | 4772 | Yes | 2016 | Condominiums | 3 | 56051 | 1 | 14 | 70 | 70 | 1966 | YES
1020900036 | 600 144 STREET Manhattan, NY 10031 (40.8257996483917, -73.95109319368957) | Con Edison | 3511 B'WAY LLC%STELLAR MGMT. | 600 W 144TH STREET,L. | 156 WILLIAMS STREET N Y, NEW YORK 10038 (40.70935929189784, -74.00307186237649) | CB152802X | 7/4/05 | ROCKMILLS MP-150 | 1 | 6.3 | 2002 | 2037 | DUAL FUEL | 5 to 10 years old | INDUSTRIAL COMB. DEG-63 P | #6 | 45442 | 31810 | 6816 | 4771 | Yes | 2020 | Loft Buildings | 7 | 68735 | 1 | 6 | 50 | 55 | 1910
1020480021 | 580 ST NICHOLAS' AVENUE Manhattan, NY 10030 (40.82004058334019, -73.94665240272991) | Con Edison | 580 ST.NICHOLAS ASSOCIATES L.P | PINNACLE HAMILTON LL | 1920 NEW YORK, NY 10116 (40.8110019996426, -73.95309800037239) | CA314994Y | 7/5/05 | ROCKMILLS MP-150 | 1 | 5.81 | 1994 | 2029 |  | 16 to 20 years old | INDUSTRIAL COMB. DEG-63 (P) | #6 | 45442 | 31810 | 6816 | 4771 | Yes | 2018 | Elevator Apartments | 7 | 60078 | 1 | 6 | 92 | 93 | 1914
1021750015 | 12 DONGAN PLACE Manhattan, NY 10040 (40.863369918711896, -73.92953830451233) | Con Edison | B & B MANAGEMENT | DONGAN PL LLC | 1624 WEBSTER AVENUE BRONX, NY 10457 (40.84184033491622, -73.90412994919767) | CA176494P | 7/5/05 | ROCKMILLS MP-150 (EXG) | 1 | 5.81 | 1994 | 2029 |  | 16 to 20 years old | I.C.I. DEG-63P(NEW) | #6 | 45442 | 31810 | 6816 | 4771 | Yes | 2015 | Office Buildings | 10 | 51348 | 1 | 6 | 47 | 48 | 1937
1014310016 | 231 76 STREET Manhattan, NY 10021 (40.77206441554707, -73.95800751534767) | Con Edison | COLLEGE PROP/M&N RACOLIN | NEW YORK APARTMENT PO | 1776 BROADWAY NEW YORK, NY 10019 (40.76645897683454, -73.98182488729583) | CA037495R | 7/5/05 | FEDERAL FST-150 | 1 | 5.81 | 1995 | 2030 | DUAL FUEL | 11 to 15 years old | INDUSTRIAL COMB. DEG- 63 (P) | #6 | 45442 | 31810 | 6816 | 4771 | Yes | 2021 | Elevator Apartments | 4 | 82065 | 1 | 9 | 90 | 90 | 1938
1012160051 | 144 86 STREET Manhattan, NY 10024 (40.787003587374265, -73.97347241736519) | Con Edison | RUDIN MANAGEMENT | 144 WEST CORP | 345 PARK AVENUE MANHATTAN, NY 10154 (40.75767700019344, -73.9731709997418) | CA234596Z | 7/7/05 | FEDERAL (EASTMOND) FST-150 (NEW) | 2 | 5.81 | 1996 | 2031 | DUAL FUEL | 11 to 15 years old | I.C DEG-63P (NEW) | #6 | 45442 | 31810 | 6816 | 4771 | Yes | 2016 | Walk-Up Apartments | 6 | 96546 | 1 | 17 | 66 | 66 | 1929
1013197501 | 240 46 STREET Manhattan, NY 10017 (40.752901615245925, -73.97167645913771) | Con Edison | 240 E. 46 STR. CONDO % ANDREA BUNIS MGT. | SUNDER THADANI | 45 45 STREET NEW YORK, NY 10036 (40.756045087288264, -73.98091482150254) | CB002207K | 7/5/05 | FEDERAL FST - 150 (NEW) | 1 | 5 | 2007 | 2042 | DUAL FUEL | Fewer than 5 years old | ICI DEG-63P (NEW) | #6 | 45442 | 31809 | 6816 | 4771 | Yes | 2019 | Elevator Apartments | 4 | 50504 | 1 | 13 | 100 | 100 | 1970 | YES
1015430041 | 324 81 STREET Manhattan, NY 10028 (40.77426093508351, -73.95325164370227) | Con Edison | ROUNDHILL MGMT CO. | ROUND HILL MGMT CO | 312 82 STREET MANHATTAN, NY 10021 (40.76920532766377, -73.959183941086) | CA401986J | 7/6/05 | BEST 4B-110 | 1 | 4.4 | 1986 | 2021 |  | 21 to 26 years old | IND. COMB HEV-E-OIL MEG-54 P | #6 | 45406 | 31784 | 6811 | 4768 |  |  | Condominiums | 5 | 37332 | 3 | 6 | 72 | 78 | 1900
1022410025 | 4915 BROADWAY Manhattan, NY 10034 (40.867297732607874, -73.92241704003433) | Con Edison | 4915 BROADWAY REALTY LLC. | 4916 BROADWAY REALTY | 574 CEDARHURST NY 11516 (40.63035943500745, -73.72995581741695) | CA126496N | 7/6/05 | FEDERAL FST 175 | 1 | 7 | 1996 | 2031 | DUAL FUEL | 11 to 15 years old | HEVE (ICI)DEG 85 P | #4 | 45360 | 31752 | 6577 | 4604 | Yes | 2021 | Educational Structures | 7 | 107085 | 1 | 6 | 94 | 106 | 1936
1009157501 | 221 34 STREET Manhattan, NY 10016 (40.74542184908938, -73.97734529004228) | Con Edison | BENENSON CAPITAL CO. |  | 708 3 AVENUE MANHATTAN, NY 10017 (40.75237006993255, -73.9733233627241) | CA488070Y | 7/5/05 | ROCKMILLS MP100 | 1 | 4.2 | 1970 | 2010 |  | 36 - 40 year old | IRON FIREMAN PA0-4-4.5 | #4 | 45360 | 31752 | 6577 | 4604 | Yes | 2015 | Factory & Industrial Buildings | 2 | 206121 | 1 | 21 | 191 | 192 | 2007 | YES
1015650017 | 435 85 STREET Manhattan, NY 10028 (40.775880541687904, -73.94904218673092) | Con Edison | HERON LTD | 435 E 85TH ST TENANTS | 770 LEXINGTON AVE MANHATTAN, NY 10021 (40.76920532766377, -73.959183941086) | CA229681R | 7/4/05 | FEDERAL FM 12150 | 1 | 4.2 | 1981 | 2016 |  | 26 to 30 years old | INDUSTRIAL COMBUSTION DEG-54-S | #6 | 45260 | 31682 | 6789 | 4752 |  |  | Elevator Apartments | 5 | 35000 | 1 | 4 | 70 | 70 | 1958
1015150007 | 103 86 STREET Manhattan, NY 10028 (40.78010616977016, -73.95694802228314) | Con Edison | 103 EAST 86 CORP % A.J. CLARKE RLTY ESTATE | 103 EAST REALTY LLC | 574 CEDAHURST NY 11516 (40.626544578269716, -73.72790496674077) | CA282993Z | 7/4/05 | FEDERAL FST #150 | 1 | 5.81 | 1993 | 2028 |  | 16 to 20 years old | I.C. DEG # 63P | #6 | 45000 | 31500 | 6750 | 4725 | Yes | 2015 | Elevator Apartments | 4 | 91260 | 1 | 13 | 50 | 52 | 1914
1007920028 | 111 16 STREET Manhattan, NY 10011 (40.73885585050709, -73.99621165412844) | Con Edison | 111 WEST 16TH ST. OWNERS, INC. | 111 W 16TH ST OWNERS | 1 OLD COUNTRY ROAD CARLE PLACE, NY 11514 (40.742304690846346, -73.62090775304131) | CA538985P | 7/5/05 | ROCKMILLS MP100SL | 1 | 4.2 | 1985 | 2020 |  | 21 to 26 years old | ICI-MEG42P | #6 | 45000 | 31500 | 6750 | 4725 |  |  | Hospitals & Health | 3 | 39455 | 1 | 6 | 83 | 83 | 1925
1018420023 | 17 106 STREET Manhattan, NY 10025 (40.79828294870853, -73.96051346377293) | Con Edison | 13-19 DUKE ELLINGTON BLVD.HDFC | 13-19 DUKE ELLINGTON | 15 106 STREET MANHATTAN, NY 10025 (40.79825934900322, -73.96045781073651) | CA397884J | 7/6/05 | FEDERAL FST-90 | 1 | 3.8 | 1984 | 2019 |  | 26 to 30 years old | ICI MM42-P | #4 | 45000 | 31500 | 6525 | 4568 |  |  | Elevator Apartments | 8 | 11670 | 1 | 5 | 16 | 16 | 1920
1008900020 | 132 35 STREET Manhattan, NY 10016 (40.74711483809476, -73.97945465351236) | Con Edison | 132 E. 35 ST. OWNERS INC. % ESQUIRE MGT. | SANDLER, JOSIE | 148 37TH STREET NEW YORK, NY 10018 (40.75269934978621, -73.98872268726052) | CB169402L | 7/6/05 | PACIFIC #67L2 | 1 | 9 | 2002 | 2037 | DUAL FUEL | 5 to 10 years old | L.C. DEG 84P | #6 | 45000 | 31500 | 6750 | 4725 | Yes | 2020 | Walk-Up Apartments | 2 | 205000 | 1 | 18 | 187 | 189 | 1969 |  | YES
1008747501 | 157 18 STREET Manhattan, NY 10003 (40.73620106906218, -73.98626917185663) | Con Edison | 157 RESIDENT OWNERS INC. | 157 RESIDENTIAL OWNER | 1 OLD COUNTRY ROAD CARLE PLACE, NY 11514 (40.742304690846346, -73.62090775304131) | CA213589H | 7/5/05 | ROCKMILLS MP100 SS | 1 | 4.07 | 1989 | 2024 |  | 21 to 26 years old | ICI MEG42P | #6 | 45000 | 31500 | 6750 | 4725 |  |  | Walk-Up Apartments | 2 | 0 | 1 | 6 | 54 | 56 | 1955
1008660013 | 15 36 STREET Manhattan, NY 10016 (40.74934001916268, -73.98261888624212) | Con Edison | 15EAST 36TH STREET OWNERS | THE MONTT COMPANY | 641 LEXINGTON AVE MANHATTAN, NY 10016 (40.745242969987146, -73.97823298586354) | CA320888L | 7/5/05 | ROCKMILLS MP 100 | 1 | 3.79 | 1988 | 2023 |  | 21 to 26 years old | ICI MEG 42 P | #6 | 45000 | 31500 | 6750 | 4725 |  |  | Elevator Apartments | 3 | 43696 | 1 | 8 | 55 | 56 | 1940
1007880019 | 247 38 STREET Manhattan, NY 10018 (40.75410541275506, -73.9901016377304) | Con Edison | 247 WEST ASSOCIATES | 247 WEST 38TH REALTYC | 247 38th ST MANHATTAN, NY 10018 (40.75410541275506, -73.9901016377304) | CA152081K | 7/6/05 | FEDERAL FST 150 | 1 | 6.3 | 1981 | 2016 |  | 26 to 30 years old | IRON FIREMAN AGO 6-6.3 RK | #4 | 45000 | 31500 | 6525 | 4568 | Yes | 2018 | Elevator Apartments | 3 | 130010 | 1 | 17 | 0 | 1 | 1924
1006290029 | 310 14 STREET Manhattan, NY 10014 (40.739860181491736, -74.00282844758836) | Con Edison | 304-310 WEST 14 REALTY LLC. | 304-10 W 14 REALTY LL | 145 HUGUENOT ST NEW ROCHELLE, NY 10801 (40.91319235913511, -73.77945045104241) | CA457789N | 7/6/05 | ROCKMILLS MP 80 | 1 | 3.28 | 1989 | 2024 |  | 21 to 26 years old | ICI DEG 42P | #6 | 45000 | 31500 | 6750 | 4725 |  |  | Elevator Apartments | 3 | 38376 | 1 | 6 | 66 | 73 | 1905
1007870059 | 230 38 STREET Manhattan, NY 10018 (40.75387375005016, -73.98969332752863) | Con Edison | 3738 W XO/HELMSLEY-SPEAR | JLJ, LLC | 200 PARK AVENUE NEW YORK, NY 10003 (40.73677235664735, -73.98892053810698) | CA323790R | 7/6/05 | ROCKMILLS MP200 | 1 | 8.19 | 1990 | 2025 |  | 16 to 20 years old | IND COMB DEG 84 (P) | #4 | 45000 | 31500 | 6525 | 4568 | Yes | 2017 | Walk-Up Apartments | 3 | 137887 | 1 | 17 | 0 | 30 | 1923
1021490101 | 480 187 STREET Manhattan, NY 10033 (40.85175425867313, -73.92795573260905) | Con Edison | 480 W 187 ST ASSOC | 480 WEST 187 I, LLC | 160 BROADWAY NEW YORK, NY 10038 (40.7095318923798, -74.0102074905405) | CA218686M | 7/5/05 | ROCKMILLS MP 125 | 1 | 5 | 1986 | 2021 |  | 21 to 26 years old | ICI DEG 54P | #6 | 45000 | 31500 | 6750 | 4725 | Yes | 2019 | Hotels | 10 | 59449 | 1 | 6 | 66 | 66 | 1939
1021490120 | 485 187 STREET Manhattan, NY 10033 (40.85181922314154, -73.9279615691418) | Con Edison | 485 REALTY LLC. | 485 REALTY | 574 CEDARHURST NY 11516 (40.63035943500745, -73.72995581741695) | CA017677J | 7/5/05 | NATIONAL OB 613 | 1 | 5 | 1977 | 2012 |  | 31 to 35 years old | ICI DE 54S | #6 | 45000 | 31500 | 6750 | 4725 | Yes | 2019 | Elevator Apartments | 10 | 55032 | 1 | 6 | 54 | 54 | 1942
1021790218 | 579 FORT WASHINGTON AVENUE Manhattan, NY 10033 (40.854709447569746, -73.93702066379609) | Con Edison | 579 REALTY CORP | 579 REALTY CO | 3153 PERRY AVENUE BRONX, NY 10467 (40.87383551851227, -73.87786931234272) | CA308084Y | 7/6/05 | ROCKMILLS MP-100 | 1 | 4.2 | 1984 | 2019 |  | 26 to 30 years old | ICI DEG 42P | #6 | 45000 | 31500 | 6750 | 4725 |  |  | Walk-Up Apartments | 7 | 46550 | 2 | 5 | 64 | 64 | 1924
1019490001 | 92 MORNINGSIDE AVENUE Manhattan, NY 10027 (40.80971181215081, -73.9551804087994) | Con Edison | 92 MORNING SIDE INC. | 92 MORNINGSIDE, INC. | 2040 CHURCH STREET STATION MANHATTAN, NY 10008 (40.712344999722006, -74.00994500036143) | CA377886P | 7/5/05 | ROCKMILLS MP 100 | 1 | 4.2 | 1986 | 2021 |  | 21 to 26 years old | I.C.I DEG 42 P | #6 | 45000 | 31500 | 6750 | 4725 | Yes | 2019 | Elevator Apartments | 9 | 66824 | 1 | 7 | 48 | 48 | 1901
1019490061 | 98 MORNINGSIDE AVENUE Manhattan, NY 10027 (40.80986925118884, -73.95510602980528) | Con Edison | 98 MORNING SIDE INC. | 98 MORNINGSIDE, INC. | 2040 CHURCH STREET STATION MANHATTAN, NY 10008 (40.712344999722006, -74.00994500036143) | CA377986M | 7/6/05 | ROCKMILLS MP 100 | 1 | 4.2 | 1986 | 2021 |  | 21 to 26 years old | I.C.I. DEG 42 P | #6 | 45000 | 31500 | 6750 | 4725 | Yes | 2019 | Walk-Up Apartments | 9 | 65800 | 1 | 7 | 49 | 49 | 1910
1008670001 | 411 5 AVENUE Manhattan, NY 10016 (40.75048701759414, -73.9831019245774) | Con Edison | ADAM & CO. REAL ESTATE | ROSENTHAL, HELEN | 411 5 AVENUE MANHATTAN, NY 10016 (40.75048701759414, -73.9831019245774) | CA417770R | 7/5/05 | OIL CITY A66 | 1 | 5.5 | 1970 | 2010 |  | 36 - 40 year old | ACE R50-2-06 DPGE | #6 | 45000 | 31500 | 6750 | 4725 | Yes | 2017 | Elevator Apartments | 3 | 116598 | 1 | 11 | 0 | 1 | 1915
1008670001 | 411 5 AVENUE Manhattan, NY 10016 (40.75048701759414, -73.9831019245774) | Con Edison | ADMS& CO. REAL ESTATE | ROSENTHAL, HELEN | 411 5 AVENUE MANHATTAN, NY 10016 (40.75048701759414, -73.9831019245774) | CA417870Y | 7/5/05 | FEDERAL FST-175 | 1 | 5.5 | 1970 | 2010 |  | 36 - 40 year old | ACE FDL04 SIZE 200 | #6 | 45000 | 31500 | 6750 | 4725 | Yes | 2017 | Condominiums | 3 | 116598 | 1 | 11 | 0 | 1 | 1915
1021770039 | 12 PINEHURST AVENUE Manhattan, NY 10033 (40.848648017092216, -73.94022225022042) | Con Edison | ANVAL REALTY CORP | 12 PINEHURST OWNER LL | 60 69 WOODHAVEN BLVD ELMHURST, NY 11373 (40.73871040256307, -73.87835115518163) | CA282288N | 7/5/05 | ROCKMILLS MP100 | 1 | 4.2 | 1988 | 2023 |  | 21 to 26 years old | ICI - DEG 42P | #6 | 45000 | 31500 | 6750 | 4725 | Yes | 2017 | Elevator Apartments | 10 | 53874 | 1 | 6 | 61 | 61 | 1920
1021700096 | 4530 BROADWAY Manhattan, NY 10040 (40.85877438314219, -73.93156177907821) | Con Edison | BROADWAY REALTY 1 CO. LLC | BROADWAY REALTY I CO. | 1920 NEW YORK, NY 10116 (40.8110019996426, -73.95309800037239) | CA382585H | 7/4/05 | ROCKMILLS MP 125 | 1 | 5 | 1985 | 2020 |  | 21 to 26 years old | ICI DEG 54P | #6 | 45000 | 31500 | 6750 | 4725 | Yes | 2020 | Elevator Apartments | 10 | 62514 | 1 | 6 | 73 | 76 | 1920
1022480092 | 144 SEAMAN AVENUE Manhattan, NY 10034 (40.869164630234565, -73.92220852687467) | Con Edison | BRUPAT REALTY CO. | WINDY REALTY ASSOCS.L | 5925 BROADWAY AVE BRONX, NY 10463 (40.888406443876256, -73.899128719106) | CA177180R | 7/5/05 | BURNHAM 3-125-50 | 1 | 4.3 | 1980 | 2015 |  | 26 to 30 years old | ICI ME54P | #6 | 45000 | 31500 | 6750 | 4725 | Yes | 2018 | Elevator Apartments | 7 | 127255 | 6 | 5 | 258 | 258 | 1920
1021790274 | 220 CABRINI BOULEVARD Manhattan, NY 10033 (40.85488931197557, -73.93847756548354) | Con Edison | CABRINI REALTY LLC | CABRINI REALTY LLC C/ | 145 71ST STREET NEW YORK, NY 11230 (40.63527968342377, -74.03110146854722) | CA377786H | 7/6/05 | ROCKMILLS MP-100 | 1 | 4.2 | 1986 | 2021 |  | 21 to 26 years old | I.C.I DEG 42-P | #6 | 45000 | 31500 | 6750 | 4725 | Yes | 2019 | Walk-Up Apartments | 7 | 58008 | 1 | 6 | 61 | 62 | 1930 |  | YES
1020540049 | 385 EDGECOMBE AVENUE Manhattan, NY 10031 (40.82836830533154, -73.94040211462624) | Con Edison | CHAMA HOLDING CORP. | CHAMA HOLDING CORP | 191024 BROOKLYN NY 11219 (40.63277295540763, -73.99667681118586) | CA442386R | 7/6/05 | ROCKMILLS MP-100 | 1 | 4.2 | 1986 | 2021 |  | 21 to 26 years old | I.C.I. MMG-42 P | #4 | 45000 | 31500 | 6525 | 4568 |  |  | Elevator Apartments | 7 | 42864 | 1 | 6 | 41 | 41 | 1950
1004020011 | 140 7 STREET Manhattan, NY 10009 (40.7258426198279, -73.98312928971414) | Con Edison | CHARLES PODPIRKA | JRC REALTY | 740058 REGO PARK NY 11374 (40.72646491702238, -73.86148084756303) | CA257888M | 7/5/05 | ROCKMILLS MP 80 | 1 | 3.43 | 1988 | 2023 |  | 21 to 26 years old | ICI MMG 34 P | #4 | 45000 | 31500 | 6525 | 4568 |  |  | Elevator Apartments | 2 | 41600 | 1 | 5 | 79 | 79 | 1925
1021800169 | 100 BENNETT AVENUE Manhattan, NY 10033 (40.85328851876341, -73.93523101295779) | Con Edison | EK REALTY LLC | 100 BENNETT OWNERS C | 939 8TH AVE NEW YORK, NY 10019 (40.76588341073574, -73.98348863305) | CA284183X | 7/5/05 | ROCKMILLS MP-125 | 1 | 6.5 | 1983 | 2018 | DUAL FUEL | 26 to 30 years old | I.C.I DEG-54P | #6 | 45000 | 31500 | 6750 | 4725 | Yes | 2020 | Elevator Apartments | 7 | 66990 | 1 | 6 | 62 | 62 | 1939 |  | YES
1008260026 | 19 24 STREET Manhattan, NY 10010 (40.74142240885701, -73.987166623172) | Con Edison | F M RING ASSOCIATES | RING, FRANK | 20 47 STREET MANHATTAN, NY 10036 (40.7569253914677, -73.97925477654863) | CA381289Z | 7/6/05 | SPENCER LW 175 | 1 | 11 | 1989 | 2024 |  | 21 to 26 years old | ICI MEG 63S | #6 | 45000 | 31500 | 6750 | 4725 | Yes | 2016 | Elevator Apartments | 3 | 51659 | 1 | 12 | 0 | 13 | 1910
1021360124 | 664 161 STREET Manhattan, NY 10032 (40.83754196373663, -73.94550248755202) | Con Edison | H.D.F.C. | 664 W 161ST HDFC CORP | 664 161 STREET MANHATTAN, NY 10032 (40.83754196373663, -73.94550248755202) | CA141793P | 7/7/05 | FEDERAL FST-100 | 1 | 4.07 | 1993 | 2028 |  | 16 to 20 years old | ICI DEG 42 (P) | #4 | 45000 | 31500 | 6525 | 4568 | Yes | 2016 | Elevator Apartments | 7 | 52950 | 1 | 6 | 42 | 42 | 1916 |  | YES
1018880025 | 789 END AVENUE Manhattan, NY 10025 (40.79685012763133, -73.96372581059762) | Con Edison | HOFFMAN MANAGEMENT CO. | ALEXANDER WOLF CO INC | 300 55TH STREET MANHATTAN, NY 10019 (40.76543669712509, -73.98393298423655) | CA052777K | 7/5/05 | ROCKMILLS MP175 | 1 | 7.35 | 1977 | 2012 |  | 31 to 35 years old | ICI DE 84S | #6 | 45000 | 31500 | 6750 | 4725 | Yes | 2018 | Loft Buildings | 9 | 106704 | 1 | 13 | 65 | 65 | 1916 |  | YES
1022480040 | 60 SEAMAN AVENUE Manhattan, NY 10034 (40.867821562756944, -73.92582410453127) | Con Edison | INWOOD PARK ASSOCIATION | INWOOD PARK ASSOCIATE | 1160 28ST BROOKLYN, NY 11210 (40.62272494342341, -73.94811206603609) | CA187587H | 7/6/05 | ROCKMILLS MP 125 | 1 | 5 | 1987 | 2022 |  | 21 to 26 years old | ICI DEG 54 P | #6 | 45000 | 31500 | 6750 | 4725 | Yes | 2018 | Theatres | 7 | 65489 | 1 | 6 | 61 | 61 | 1925
1005840046 | 55 MORTON STREET Manhattan, NY 10014 (40.73089506169786, -74.00605106033656) | Con Edison | J & B ASSOCIATES | 55 MORTON STREET TENA | 313 PARKVILLE STA BROOKLYN, NY 11204 (40.632550671232565, -73.96832882137637) | CA202687H | 7/6/05 | ROCKMILLS MP 100 SS | 1 | 4.2 | 1987 | 2022 |  | 21 to 26 years old | ICI DEG 42 P | #6 | 45000 | 31500 | 6750 | 4725 |  |  | Office Buildings | 3 | 40180 | 1 | 6 | 73 | 73 | 1900
1021790066 | 106 CABRINI BOULEVARD Manhattan, NY 10033 (40.85175067809331, -73.9400513790348) | Con Edison | L S CABRINI ASSOCIATES LLC. | LS CABRINI ASSOCIATES | 165 BLYIHEBOURNE STATION BROOKLYN, NY 11219 (40.63277295540763, -73.99667681118586) | CA258283Y | 7/6/05 | FEDERAL FST-125 | 1 | 4.95 | 1983 | 2018 |  | 26 to 30 years old | ICI DE54P | #6 | 45000 | 31500 | 6750 | 4725 | Yes | 2019 | Elevator Apartments | 7 | 59226 | 1 | 6 | 60 | 60 | 1920
1007620019 | 325 38 STREET Manhattan, NY 10018 (40.755326897724885, -73.99303996221296) | Con Edison | NINHURSAG PROPERTIES | NINHURSAG PROPERTIES | 500 5 TH AVENUE MANHATTAN, NY 10110 (40.75339499967953, -73.9809190000118) | CA351988K | 7/5/05 | FEDERAL FST-70 | 2 | 2.94 | 1988 | 2023 |  | 21 to 26 years old | ICI MMG 30 | #4 | 45000 | 31500 | 6525 | 4568 | Yes | 2022 | Walk-Up Apartments | 3 | 110188 | 1 | 16 | 0 | 28 | 1929
1021490093 | 495 186 STREET Manhattan, NY 10033 (40.85118185781778, -73.92855784341175) | Con Edison | NUSSBAUM ASSOCIATES CO | NUSSBAUM ASSOCIATESCO | 74 09 37 AVENUE JACKSON HEIGHTS, NY 11372 (40.75163073936716, -73.88361254528269) | CA132481L | 7/6/05 | ROCKMILLS MP 100 | 1 | 3.8 | 1981 | 2016 |  | 26 to 30 years old | ICI DEG 42P | #6 | 45000 | 31500 | 6750 | 4725 | Yes | 2019 | Elevator Apartments | 10 | 61250 | 2 | 6 | 59 | 66 | 1938
1022240035 | 124 SHERMAN AVENUE Manhattan, NY 10034 (40.86416132209769, -73.92442116216557) | Con Edison | OWNER/SUPERINTENDENT | PRANA ASSOCIATES TWEN | 542 MAIN ST NEW ROCHELLE, NY 10801 (40.90794031848401, -73.78299377983785) | CA286784K | 7/6/05 | ROCKMILLS MP100 | 1 | 4.2 | 1984 | 2019 |  | 26 to 30 years old | ICI DEG42P | #6 | 45000 | 31500 | 6750 | 4725 |  |  | Elevator Apartments | 10 | 18640 | 1 | 5 | 31 | 31 | 1916
1021770014 | 809 177 STREET Manhattan, NY 10033 (40.84795472610479, -73.93992166175215) | Con Edison | PETERBOROUGH REALTY | PETER B. REALTY, | 12 74 49TH STREET BKLYN, NY 11219 (40.63277295540763, -73.99667681118586) | CA317489R | 7/5/05 | ROCKMILLS MP100 | 1 | 4.1 | 1989 | 2024 |  | 21 to 26 years old | ICI DEG42P | #6 | 45000 | 31500 | 6750 | 4725 | Yes | 2017 | Elevator Apartments | 10 | 54030 | 1 | 6 | 50 | 50 | 1930
1020690001 | 75 ST NICHOLAS' PLACE Manhattan, NY 10032 (40.82948767186946, -73.94089701503232) | Con Edison | PINNACLE HAMILTON LLC | PINNACLE HAMILTON LL | 1920 NY NY 10116-1920 (40.8110019996426, -73.95309800037239) | CA213888H | 7/4/05 | ROCKMILLS MP125 | 1 | 5 | 1988 | 2023 |  | 21 to 26 years old | ICI DEG 54P | #6 | 45000 | 31500 | 6750 | 4725 | Yes | 2019 | Elevator Apartments | 7 | 68754 | 1 | 6 | 59 | 60 | 1923
1004020015 | 144 7 STREET Manhattan, NY 10009 (40.7257689041998, -73.98295345427097) | Con Edison | PODPIRKA, CHARLES | JRC REALTY | 740058 REGO PARK NY 11374 (40.72646491702238, -73.86148084756303) | CA257688H | 7/5/05 | ROCKMILLS MP 80 | 1 | 3.43 | 1988 | 2023 |  | 21 to 26 years old | ICI MMG 34 P | #4 | 45000 | 31500 | 6525 | 4568 |  |  | Elevator Apartments | 2 | 36705 | 1 | 5 | 79 | 79 | 1925
1021720100 | 609 196 STREET Manhattan, NY 10040 (40.86080714002694, -73.92904003478588) | Con Edison | SIX-0-NINE WEST ASSOCIATES | 609 WEST ASSOCIATESLP | 280 CENTRAL PK AVENUE HARTSDALE, NY 10530 (41.009522361399405, -73.80850888986508) | CA370087R | 7/6/05 | ROCKMILLS MP 100 | 1 | 4.2 | 1987 | 2022 |  | 21 to 26 years old | ICI MEG 42 P | #6 | 45000 | 31500 | 6750 | 4725 |  |  | Walk-Up Apartments | 10 | 47642 | 1 | 6 | 51 | 51 | 1928
1001730033 | 93 WORTH STREET Manhattan, NY 10013 (40.71633303168351, -74.00456619649832) | Con Edison | SNOW PLOW, LLC | SNOWPLOW | 12 46TH ST NY, NY 10017 (40.75585059567662, -73.97866819379409) | CA217667M | 7/6/05 | TITUSVILLE HRT | 2 | 7 | 1967 | 2010 |  | 41 - 45 years old | ENTERPRISE #H2P | #6 | 45000 | 31500 | 6750 | 4725 | Yes | 2013 | Elevator Apartments | 1 | 166215 | 1 | 13 | 0 | 30 | 1924
1021420066 | 621 171 STREET Manhattan, NY 10032 (40.8434376869474, -73.9396035313184) | Con Edison | SUNSHINE CAPITAL LLC. | SUNSHINE CAPITAL LLC | 175 GREAT NECK RD GREAT NECK, NY 11021 (40.78291656997072, -73.73124679027194) | CA264689P | 7/7/05 | ROCKMILLS MP100 | 1 | 4.2 | 1989 | 2024 |  | 21 to 26 years old | ICIMMG 42P | #4 | 45000 | 31500 | 6525 | 4568 | Yes | 2022 | Elevator Apartments | 10 | 53357 | 1 | 6 | 44 | 50 | 1922
1010060063 | 162 54 STREET Manhattan, NY 10019 (40.76312861550384, -73.98040180320507) | Con Edison | WEST 54-7 LLC | W 54-7 LLC | 2207 CONEY ISLAND AVENUE N Y 11223 (40.60328584975498, -73.96145921904193) | CB250800J | 7/5/05 | ROCKMILLS MP-150 | 1 | 6.3 | 2000 | 2035 | DUAL FUEL | 5 to 10 years old | ICI DEG-63 P | #6 | 45000 | 31500 | 6750 | 4725 | Yes | 2016 | Elevator Apartments | 3 | 98616 | 1 | 12 | 72 | 83 | 1911
1005420011 | 25 MINETTA LANE Manhattan, NY 10012 (40.73036019057844, -74.00124124990839) | Con Edison | 25 MINETTA OWNERS, CORP. | SARAH WEILL | 9 38TH STREET MANHATTAN, NY 10016 (40.75058238108704, -73.98167876193074) | CA122891P | 7/4/05 | ROCKMILLS MP 100 | 1 | 4.2 | 1991 | 2026 |  | 16 to 20 years old | ICI DEG 42P | #6 | 44968 | 31478 | 6745 | 4722 |  |  | Elevator Apartments | 3 | 45720 | 1 | 5 | 65 | 65 | 1940
1021280043 | 504 172 STREET Manhattan, NY 10032 (40.84235007785351, -73.9353164916312) | Con Edison | 500-506 ASSOCIATES | 500-506 WEST 172ND ST |  | CA047489J | 7/5/05 | FEDERAL FST 90 | 1 | 3.57 | 1989 | 2024 |  | 21 to 26 years old | ICI DEG42P | #4 | 44968 | 31478 | 6520 | 4564 |  |  | Elevator Apartments | 10 | 13825 | 1 | 5 | 20 | 20 | 1907
1021390564 | 850 176 STREET Manhattan, NY 10033 (40.84750907553967, -73.94144154619411) | Con Edison | ALCO REALTY PARTNERSHIP | ALCO REALTY I LIMITED | 850 176 STREET MANHATTAN, NY 10033 (40.84750907553967, -73.94144154619411) | CA288992Y | 7/6/05 | ROCKMILLS MP 100 | 1 | 4.07 | 1992 | 2027 |  | 16 to 20 years old | I.C.I. DEG 42P | #6 | 44968 | 31478 | 6745 | 4722 | Yes | 2019 | Walk-Up Apartments | 10 | 53526 | 1 | 6 | 42 | 42 | 1924
1021290040 | 524 173 STREET Manhattan, NY 10032 (40.843228151061005, -73.93542404422341) | Con Edison | BOND AM REALTY ASSOC.C/O KINGSLEY RTLY HOLDING LTD | 506-524 W 173 LLC | 95 DELANCEY STREET NEW YORK, NY 10002 (40.718785916061336, -73.98929825335927) | CA314991Z | 7/5/05 | FEDERAL FST-80 | 1 | 3.28 | 1991 | 2026 |  | 16 to 20 years old | ICI DEG-42 (P) | #6 | 44968 | 31478 | 6745 | 4722 |  |  | Elevator Apartments | 10 | 12780 | 1 | 5 | 15 | 15 | 1906
1021710105 | 30 BOGARDUS PLACE Manhattan, NY 10040 (40.85923303737712, -73.92887280621062) | Con Edison | METRO MANAGEMENT | THEO SERVATIUS | 42 25 21ST STREET L I CITY, NY 11101 (40.74570244980828, -73.93866902925225) | CA190391N | 7/5/05 | ROCKMILLS MP 125 | 1 | 5.25 | 1991 | 2026 |  | 16 to 20 years old | ICI DEG 54 P | #6 | 44968 | 31478 | 6745 | 4722 |  |  | Condominiums | 10 | 43737 | 1 | 6 | 50 | 50 | 1941
1018810029 | 201 109 STREET Manhattan, NY 10025 (40.80240495446105, -73.96429899283689) | Con Edison | 201 W 109 ST. ASSOC.LLC | 201 WEST 109TH STREET | 1426 28 STREET BROOKLYN, NY 11210 (40.61635744314753, -73.94691710933121) | CA065577Z | 7/4/05 | ROCKMILLS MP100 | 1 | 4.3 | 1977 | 2012 |  | 31 to 35 years old | HEVEOIL DE 54S | #6 | 44822 | 31375 | 6723 | 4706 |  |  | Walk-Up Apartments | 8 | 28944 | 1 | 6 | 28 | 29 | 1920
1022170001 | 1 POST AVENUE Manhattan, NY 10034 (40.86258770056752, -73.92530034705088) | Con Edison | STELLAR MANGEMENT | DYCKMAN ST 115 ASSOC | 156 WILLIAM STREET MANHATTAN, NY 10038 (40.70999054661479, -74.0060256431043) | CA640486L | 7/6/05 | ROCKMILLS MP 125 | 1 | 5 | 1986 | 2021 |  | 21 to 26 years old | ICI DEG 54 P | #6 | 44822 | 31375 | 6723 | 4706 | Yes | 2017 | Office Buildings | 10 | 52959 | 1 | 5 | 63 | 75 | 1925
1013800069 | 4 66 STREET Manhattan, NY 10021 (40.76920532766377, -73.959183941086) | Con Edison | 5TH AVE 66TH STREET CORP | FIFTH AVE AND 66 ST C | 770 LEXINGTON AVE NEW YORK, NY 10065 (40.76307014183385, -73.96759762551441) | CA067699X | 7/6/05 | FEDERAL FST-150 | 1 | 5.81 | 1999 | 2034 | DUAL FUEL | 11 to 15 years old | INDUSTRIAL COMBUSTION DEG-63P | #6 | 44820 | 31374 | 6723 | 4706 | Yes | 2020 | Elevator Apartments | 4 | 94479 | 1 | 11 | 17 | 17 | 1920 |  | YES
1021360106 | 884 RIVERSIDE DRIVE Manhattan, NY 10032 (40.83737951206513, -73.94682327391547) | Con Edison | BPll-884 RIVERSIDE DRIVE LLC | BPII - 884 RIVERSIDE | 31 10 37TH AVE L I CITY, NY 11101 (40.74570244980828, -73.93866902925225) | CA133499Y | 7/6/05 | EASTMOND ESP 150 | 1 | 5.81 | 1999 | 2034 | DUAL FUEL | 11 to 15 years old | ICI DEG-63 (P) | #6 | 44820 | 31374 | 6723 | 4706 | Yes | 2016 | Elevator Apartments | 7 | 75852 | 1 | 6 | 60 | 60 | 1920
1007860023 | 229 36 STREET Manhattan, NY 10018 (40.75265942033297, -73.99050864680079) | Con Edison | HANDRO PROPERTIES LLC % HANDRO | 229 W. 36TH STREET PA |  | CB135203H | 7/5/05 | FEDERAL FST-150 (NEW) | 2 | 5.02 | 2003 | 2038 | DUAL FUEL | 5 to 10 years old | INSUSTRIAL COMBUSTION DEG-63P (NEW) | #6 | 44820 | 31374 | 6723 | 4706 | Yes | 2016 | Walk-Up Apartments | 3 | 130000 | 1 | 12 | 0 | 15 | 1921
1007880011 | 263 38 STREET Manhattan, NY 10018 (40.75428897722694, -73.99054467679413) | Con Edison | HANDRO PROPERTIES LLC % HANDRO MGT | HANDRO PROPERTIES LLC | 561 SEVENTH AVENUE NEW YORK, NY 10018 (40.754911681978285, -73.98777839912975) | CB097303Y | 7/5/05 | FEDERAL FST-150 (NEW) | 2 | 5.02 | 2003 | 2038 | DUAL FUEL | 5 to 10 years old | INDUSTRIAL COMBUSTION DEG-63P (NEW) | #6 | 44820 | 31374 | 6723 | 4706 | Yes | 2018 | Walk-Up Apartments | 3 | 146377 | 1 | 17 | 0 | 18 | 1925
1012360044 | 216 89 STREET Manhattan, NY 10024 (40.78977815543811, -73.97407980317917) | Con Edison | M.E.N.A.REALTY%HELMSLEY SPEAR | M.E. & A. REALTY CO., | 1580 HAUPPAUGE NY 11788 (40.81450429423785, -73.21018550046045) | CA187498X | 7/5/05 | ROCKMILLS MP-150 | 1 | 5.81 | 1998 | 2033 | DUAL FUEL | 11 to 15 years old | INDUSTRIAL COMB. DEG-63 P | #6 | 44820 | 31374 | 6723 | 4706 | Yes | 2016 | Walk-Up Apartments | 6 | 76626 | 1 | 12 | 44 | 52 | 1915
1008220058 | 30 21 STREET Manhattan, NY 10010 (40.7396799205662, -73.98924324503326) | Con Edison | SANSON MGMT. | 30 WEST 21 ST, LLC |  | CA120074X | 7/6/05 | ROCKMILLS MP 150 | 1 | 5.27 | 1974 | 2010 |  | 36 - 40 year old | HEVE OIL DE 63-5 | #4 | 44800 | 31360 | 6496 | 4547 | Yes | 2022 | Walk-Up Apartments | 3 | 50176 | 1 | 12 | 0 | 11 | 1907
1011290045 | 20 77 STREET Manhattan, NY 10024 (40.78000955371996, -73.97491855008688) | Con Edison | 20 WEST 77TH STREET HERNON LIMITED | 20 W 77TH ST CORP | 250 PARK AVE NEW YORK, NY 10003 (40.738333453173844, -73.9878407889095) | CA133796K | 7/6/05 | FEDERAL FST 100 | 1 | 4.1 | 1996 | 2031 | DUAL FUEL | 11 to 15 years old | INDUSTRIAL COMBUSTION DEG 42 P | #4 | 44713 | 31299 | 6483 | 4538 | Yes | 2019 | Elevator Apartments | 6 | 58723 | 1 | 15 | 31 | 31 | 1926 |  | YES
1012270034 | 412 AMSTERDAM AVENUE Manhattan, NY 10024 (40.7835910614927, -73.97800276867127) | Con Edison | 200 WEST 80TH STREET CORP. | 200 WEST 80TH ST CORP | 641 LEXINGTON AVENUE MANHATTAN, NY 10022 (40.75912465400864, -73.97040202325856) | CA284083Z | 7/6/05 | FEDERAL FST-100 | 1 | 4.2 | 1983 | 2018 |  | 26 to 30 years old | INDUSTRIAL COMBUSTION MEG-42(P) | #4 | 44713 | 31299 | 6483 | 4538 |  |  | Elevator Apartments | 6 | 9485 | 1 | 5 | 13 | 15 | 1910
1005457502 | 704 BROADWAY Manhattan, NY 10003 (40.728637953715555, -73.99398711442167) | Con Edison | 704 BROADWAY ASSOCIATES |  | 666 BROADWAY MANHATTAN, NY 10012 (40.727111630718575, -73.99526134940452) | CA153288M | 7/5/05 | FEDERAL FST-100 | 1 | 4.2 | 1988 | 2023 |  | 21 to 26 years old | ICI DEG-42 P | #4 | 44713 | 31299 | 6483 | 4538 | Yes | 2015 | Elevator Apartments | 2 | 50132 | 1 | 10 | 10 | 11 | 1895 | YES
1015770045 | 504 81 STREET Manhattan, NY 10028 (40.77260866532726, -73.9493237419098) | Con Edison | MEMORIAL SLOAN KETTERING CANCER CTR. | MEMORIAL HOSP FOR ETA | 633 THIRD AVENUE MANHATTAN, NY 10017 (40.74999676791395, -73.97497079540621) | CB016805P | 7/6/05 | FEDERAL FST-100 (EXSTG) | 1 | 3.3 | 2005 | 2040 | DUAL FUEL | 5 to 10 years old | ICI MEG-42 (P) (NEW) | #4 | 44713 | 31299 | 6483 | 4538 |  |  | Elevator Apartments | 5 | 38520 | 1 | 6 | 71 | 71 | 1920
1017230023 | 17 125 STREET Manhattan, NY 10027 (40.80667497245906, -73.94281286038837) | Con Edison | WEST 125 ST. REALTY CORP. | THE PEOPLE/STATE/NYDE | 120 LEXINGTON AVE MANHATTAN, NY 10028 (40.776344978837756, -73.95296667956859) | CA066886R | 7/5/05 | FEDERAL # FST-100 | 1 | 4.2 | 1986 | 2021 |  | 21 to 26 years old | ICI DE 42P | #4 | 44713 | 31299 | 6483 | 4538 |  |  | Warehouses | 9 | 46200 | 1 | 5 | 48 | 56 | 1900
1020790061 | 562 148 STREET Manhattan, NY 10031 (40.827858329271734, -73.94793937898105) | Con Edison | 148TH STREET ASSOCIATES | 148TH STREET ASSOCIAT | 1841 BROADWAY MANHATTAN, NY 10023 (40.76937278020944, -73.9822205889887) | CA111296R | 7/6/05 | FEDERAL FST-100 | 1 | 4.1 | 1996 | 2031 | DUAL FUEL | 11 to 15 years old | INDUSTRIAL COMB. DEG-42 (P) | #6 | 44713 | 31299 | 6707 | 4695 | Yes | 2019 | Elevator Apartments | 7 | 56502 | 1 | 6 | 39 | 45 | 1920
1021630032 | 660 180 STREET Manhattan, NY 10033 (40.849302013323985, -73.93592204427378) | Con Edison | 180 BWAY ASS. LLC C/O SDG MGMT CORP. | 180 BROADWAY ASSOCIAT | 888 7TH AVENUE MANHATTAN, NY 10019 (40.765163953112335, -73.98028704662573) | CA082483M | 7/5/05 | FEDERAL FST-100 | 1 | 4.2 | 1983 | 2018 |  | 26 to 30 years old | INDUSTRIAL COMB DEG-42 (P) | #6 | 44713 | 31299 | 6707 | 4695 | Yes | 2013 | Elevator Apartments | 10 | 55800 | 1 | 6 | 37 | 46 | 1910
1007750022 | 225 25 STREET Manhattan, NY 10001 (40.74571400586925, -73.99543590872446) | Con Edison | 225-25 HOUSING CO. C/O EISENSTEIN REAL ESTATE | 22525 HOUSING CORP |  | CA533585N | 7/5/05 | BEST 5C-100 | 1 | 4.2 | 1985 | 2020 |  | 21 to 26 years old | IND COMB DEG-42 (P) | #6 | 44713 | 31299 | 6707 | 4695 | Yes | 2015 | Elevator Apartments | 3 | 62586 | 1 | 6 | 68 | 68 | 1939 |  | YES
1021390175 | 255 FORT WASHINGTON AVENUE Manhattan, NY 10032 (40.84363530652515, -73.94151728638425) | Con Edison | 255 TENANTS CORP. | 255 TENANTS CORP | 280 CENTRAL PARK AVE HARTSDALE, NY 10530 (41.009522361399405, -73.80850888986508) | CA262795J | 7/6/05 | ROCKMILLS MP-100 (EXISTING) | 1 | 4.1 | 1995 | 2030 | DUAL FUEL | 11 to 15 years old | INDUSTRIAL COMB. DEG-42 (P) | #6 | 44713 | 31299 | 6707 | 4695 |  |  | Elevator Apartments | 10 | 44574 | 1 | 6 | 36 | 36 | 1946
1005420025 | 290 6 AVENUE Manhattan, NY 10014 (40.730153346511656, -74.00193372787095) | Con Edison | 290 TENANTS CORP. | 290 TENNANTS CORP | 313 PARKVILLE STATION BROOKLYN, NY 11204-0004 (40.632550671232565, -73.96832882137637) | CA004984R | 7/6/05 | FEDERAL FST-100 | 1 | 4.2 | 1984 | 2019 |  | 26 to 30 years old | INDUST COMB DEG-42(P) | #6 | 44713 | 31299 | 6707 | 4695 | Yes | 2022 | Elevator Apartments | 3 | 54924 | 1 | 6 | 65 | 65 | 1941 |  | YES
1018820036 | 500 111 STREET Manhattan, NY 10025 (40.8036385859864, -73.96348001460862) | Con Edison | 500 WEST 111TH STREET | ST JOHN COURT OWNERS |  | CA383485P | 7/4/05 | FEDERAL FST-100 | 1 | 4.2 | 1985 | 2020 |  | 21 to 26 years old | I.C.I. MEG 42-P | #6 | 44713 | 31299 | 6707 | 4695 | Yes | 2022 | Elevator Apartments | 8 | 55868 | 1 | 6 | 38 | 42 | 1910 |  | YES
1021330030 | 599 176 STREET Manhattan, NY 10033 (40.84613016719338, -73.93604587898042) | Con Edison | 599 WEST ASSOCIATES | 599 WEST ASSOCIATES |  | CA396090N | 7/7/05 | FEDERAL FST-100 | 1 | 4.2 | 1990 | 2025 |  | 16 to 20 years old | ICI DEG-42 (P) | #6 | 44713 | 31299 | 6707 | 4695 |  |  | Elevator Apartments | 10 | 45756 | 1 | 6 | 55 | 60 | 1920
1014020021 | 901 LEXINGTON AVENUE Manhattan, NY 10021 (40.76848787935693, -73.96355940358717) | Con Edison | 901 LEXINGTON AVE CORP/BROWN HARRIS | 901 LEXINGTON AVE COR | 770 LEXINGTON AVE NEW YORK, NY 10021 (40.76851425537591, -73.96362286271633) | CA197982R | 7/5/05 | FEDERAL FST 100 | 1 | 4.2 | 1982 | 2017 |  | 26 to 30 years old | INDUSTRIAL COMBUSTION DEG42P | #6 | 44713 | 31299 | 6707 | 4695 | Yes | 2022 | Elevator Apartments | 4 | 59928 | 1 | 11 | 17 | 19 | 1907 |  | YES
1020020034 | 600 136 STREET Manhattan, NY 10031 (40.820824915934274, -73.95476268448418) | Con Edison | BLDG MGMT CO., INC. | I BLDG CO., INC. | 417 FIFTH AVE MANHATTAN, NY 10016 (40.7508150795849, -73.98282286232246) | CA236685J | 7/4/05 | FEDERAL FST-100 | 1 | 4.2 | 1985 | 2020 |  | 21 to 26 years old | ICI MEG-42 P | #6 | 44713 | 31299 | 6707 | 4695 | Yes | 2022 | Loft Buildings | 7 | 60912 | 1 | 6 | 44 | 51 | 1926
1020630057 | 460 149 STREET Manhattan, NY 10031 (40.82730514249954, -73.94468933964318) | Con Edison | BLM INC. | 149TH PARTNERS, LP. | 111 NO CENTRAL PARK AVENUE HARTSDALE, NY 10530 (41.02055398870775, -73.79672640788674) | CA260887H | 7/7/05 | FEDERAL FST 100 | 1 | 4.1 | 1987 | 2022 |  | 21 to 26 years old | ICI DEG 42 P | #6 | 44713 | 31299 | 6707 | 4695 |  |  | Elevator Apartments | 7 | 29425 | 1 | 6 | 37 | 37 | 1910
1018930001 | 360 RIVERSIDE DRIVE Manhattan, NY 10025 (40.80368191562724, -73.96904552125943) | Con Edison | DAWN C. DICKSTEIN | 360 RIVERSIDE OWNERS | 6 43 STREET MANHATTAN, NY 10017 (40.75381517729913, -73.97967506743592) | CA329189N | 7/6/05 | ROCKMILLS MP100 | 1 | 4.1 | 1989 | 2024 |  | 21 to 26 years old | ICI DEG 42P | #6 | 44713 | 31299 | 6707 | 4695 | Yes | 2013 | Elevator Apartments | 9 | 53297 | 1 | 13 | 50 | 50 | 1917 |  | YES
1021420001 | 250 FORT WASHINGTON AVENUE Manhattan, NY 10032 (40.84362980016874, -73.9414813010614) | Con Edison | FORT 250 ASSOCIATES LLC | FORT 250 ASSOCIATES, | 111 CENTRAL PARK AVE HARTSDALE, NY 10530-1841 (41.02055398870775, -73.79672640788674) | CA262995Y | 7/6/05 | ROCKMILLS MP-100 (EXISTING) | 1 | 4.1 | 1995 | 2030 | DUAL FUEL | 11 to 15 years old | INDUSTRIAL COMB. DEG-42 (P) | #6 | 44713 | 31299 | 6707 | 4695 | Yes | 2022 | Walk-Up Apartments | 10 | 51600 | 1 | 6 | 48 | 48 | 1921
1022230012 | 512 ISHAM STREET Manhattan, NY 10034 (40.86594800884596, -73.91840134131694) | Con Edison | H.R.S. PROPERTIES | HRS EQUITIES LLC C/O | 42 BAYVIEW AVENUE MANHASSET, NY 11030 (40.799023427515465, -73.70257640397784) | CA068693J | 7/6/05 | ROCKMILLS MP 100 | 1 | 4.1 | 1993 | 2028 |  | 16 to 20 years old | I.C.I. MEG-42 P | #6 | 44713 | 31299 | 6707 | 4695 | Yes | 2013 | Elevator Apartments | 10 | 55340 | 1 | 6 | 65 | 69 | 1927
1021807501 | 1 BENNETT AVENUE Manhattan, NY 10033 (40.85077041708138, -73.93650805023941) | Con Edison | HEIGHTS HOLDING CO., L.P. |  | 825 233 STREET BRONX, NY 10466 (40.89221310483329, -73.85355883486339) | CA097288Z | 7/4/05 | FEDERAL FST 100 | 1 | 4.2 | 1988 | 2023 |  | 21 to 26 years old | ICI DEG 42 P | #6 | 44713 | 31299 | 6707 | 4695 | Yes | 2020 | Elevator Apartments | 7 | 43749 | 1 | 6 | 56 | 62 | 1950 | YES
1020530101 | 400 150 STREET Manhattan, NY 10031 (40.82682631172773, -73.941579774082) | Con Edison | L & F REALTY COMPANY | 150TH STREET HOLDING | 225 34 STREET MANHATTAN, NY 10001 (40.75132814462002, -73.99133543478304) | CA267390Y | 7/7/05 | ROCKMILLS MP-100 | 1 | 4.1 | 1990 | 2025 |  | 16 to 20 years old | ICI DEG 42P | #6 | 44713 | 31299 | 6707 | 4695 |  |  | Elevator Apartments | 7 | 45234 | 1 | 6 | 30 | 30 | 1926
1020070036 | 561 LENOX AVENUE Manhattan, NY 10037 (40.81649725454474, -73.93920601632726) | Con Edison | NEIGHNORHOOD LENOX LLC | 561 LENOX AVE., LLC |  | CB169902M | 7/4/05 | BEST 5B-100 | 1 | 4.2 | 2002 | 2037 | DUAL FUEL | 5 to 10 years old | INDUSTRIAL COMBUSTION DEG-42 (P) | #6 | 44713 | 31299 | 6707 | 4695 | Yes | 2017 | Office Buildings | 9 | 55890 | 1 | 6 | 68 | 72 | 1910
1014960065 | 10 85 STREET Manhattan, NY 10028 (40.780625963848706, -73.9604695247468) | Con Edison | NEW BEDFORD MANAGEMENT | NEW BEDFORD MGMT CORP | 210 23TH STREET MANHATTAN, NY 10010 (40.73914078212147, -73.98289845639863) | CB055405L | 7/6/05 | ROCKMILLS MP-100 (EXSTG) | 1 | 3.3 | 2005 | 2040 | DUAL FUEL | 5 to 10 years old | ICI DEG-42 (P) (NEW) | #6 | 44713 | 31299 | 6707 | 4695 | Yes | 2016 | Walk-Up Apartments | 4 | 54696 | 1 | 9 | 36 | 38 | 1925 |  | YES
1021420045 | 260 FT WASHINGTON AVENUE Manhattan, NY 10032 (40.84386362389637, -73.94129244343526) | Con Edison | SHALYN RLTY. CORP. % METROPOLITAN PROPERTY | SHALYN REALTY CORP | 141 50 85 ROAD BRIARWOOD, NY 11435 (40.70119264912154, -73.80979665579099) | CB090208X | 7/6/05 | BEST 5B - 100 (NEW) | 1 | 3.3 | 2008 | 2043 | DUAL FUEL | Fewer than 5 years old | ICI DEG - 42(P) (NEW) | #6 | 44713 | 31299 | 6707 | 4695 | Yes | 2022 | Elevator Apartments | 10 | 54220 | 1 | 6 | 49 | 49 | 1930
1020750039 | 510 144 STREET Manhattan, NY 10031 (40.82466837115342, -73.94842126011288) | Con Edison | STELLAR MGMT. | 510 W. 144TH ASSOCIAT | 156 WILLIAM STREET MANHATTAN, NY 10038 (40.70999054661479, -74.0060256431043) | CA253287Z | 7/6/05 | ROCKMILLS MP 100 | 1 | 4.1 | 1987 | 2022 |  | 21 to 26 years old | IND.COMBUSTION DEG 42 P | #6 | 44713 | 31299 | 6707 | 4695 |  |  | Elevator Apartments | 7 | 41420 | 1 | 6 | 43 | 43 | 1925
1021360145 | 65 FORT WASHINGTON AVENUE Manhattan, NY 10032 (40.837352532404225, -73.94419725358989) | Con Edison | STELLAR MGMT. CO. INC. | FORT WASHINGTON INTER | 156 WILLIAMS ST MANHATTAN, NY 10038 (40.70935929189784, -74.00307186237649) | CA175689K | 7/5/05 | FEDERAL FST100 | 1 | 4.2 | 1989 | 2024 |  | 21 to 26 years old | ICI DEG 42P | #6 | 44713 | 31299 | 6707 | 4695 | Yes | 2016 | Elevator Apartments | 7 | 60072 | 1 | 6 | 41 | 41 | 1920 |  | YES
1020620054 | 456 148 STREET Manhattan, NY 10031 (40.826642115730124, -73.94503064261059) | Con Edison | UNIVERSAL MGMT AGENCY | W 148 LLC | 825 233RD STREET BRONX, NY 10466 (40.89221310483329, -73.85355883486339) | CA226584L | 7/6/05 | FEDERAL FST-100 | 1 | 4.1 | 1984 | 2019 |  | 26 to 30 years old | INDUST COMB MEG-42 (P) | #6 | 44713 | 31299 | 6707 | 4695 | Yes | 2022 | Elevator Apartments | 7 | 54305 | 1 | 5 | 63 | 63 | 1922
1014107502 | 1065 LEXINGTON AVENUE Manhattan, NY 10021 (40.77262832595551, -73.96059189418406) | Con Edison | 1065 LEXINGTON AVE.CORP. |  | 654 MADISON AVENUE MANHATTAN, NY 10065 (40.76431417641167, -73.97094047808838) | CA164097N | 7/5/05 | FEDERAL FST-100 | 1 | 4.1 | 1997 | 2032 | DUAL FUEL | 11 to 15 years old | INDUSTRIAL COMB. DEG-42 (P) | #6 | 44712 | 31299 | 6707 | 4695 |  |  | Office Buildings | 4 | 3432 | 1 | 11 | 27 | 28 | 1925
1021800082 | 20 MAGAW PLACE Manhattan, NY 10033 (40.85148987470484, -73.93702965701635) | Con Edison | 20 MAGAW APTS.INC. | 20 MAGAW APTS | 111 CENTRAL PARK HARTSDALE, NY 10530 (41.02055398870775, -73.79672640788674) | CA301495R | 7/5/05 | FEDERAL FST-100 | 1 | 4.1 | 1995 | 2030 | DUAL FUEL | 11 to 15 years old | I.C. DEG-42 (P) | #6 | 44712 | 31299 | 6707 | 4695 |  |  | Elevator Apartments | 7 | 45222 | 1 | 6 | 42 | 43 | 1924
1018940036 | 611 111 STREET Manhattan, NY 10025 (40.8050949135229, -73.96679309962514) | Con Edison | 605-611 WEST 111 REALTY CORP. | 605-611 WEST 111TH ST | 4 PARK AVE NEW YORK, NY 10016 (40.74650915812013, -73.98194367109245) | CA186396K | 7/6/05 | FEDERAL FST-100 | 1 | 4.1 | 1996 | 2031 | DUAL FUEL | 11 to 15 years old | INDUSTRIAL COMB. DEG-42 (S) | #6 | 44712 | 31299 | 6707 | 4695 | Yes | 2014 | Walk-Up Apartments | 9 | 50658 | 2 | 6 | 51 | 51 | 1900 |  | YES
1021380134 | 238 FORT WASHINGTON AVENUE Manhattan, NY 10032 (40.84315315949323, -73.94185901631374) | Con Edison | FORT WASHINGTON EQUITIES | FT WASHINGTON EQUITIE | 369 62 ST MANHATTAN, NY 10021 (40.76920532766377, -73.959183941086) | CA066195H | 7/5/05 | ROCKMILLS MP-100 | 1 | 4.2 | 1995 | 2030 | DUAL FUEL | 11 to 15 years old | INDUSTRIAL COMB. DEG-42 (P) | #6 | 44712 | 31299 | 6707 | 4695 | Yes | 2018 | Elevator Apartments | 10 | 55146 | 1 | 6 | 41 | 41 | 1920
1010117504 | 135 58 STREET Manhattan, NY 10019 (40.76545784356954, -73.97771455365869) | Con Edison | NARAL PARK HOUSE CONDOMINIUM |  | 115 30th STREET NEW YORK, NY 10001-4191 (40.74769911930332, -73.99064723640322) | CA292295K | 7/6/05 | FEDERAL FST-100 | 1 | 4.1 | 1995 | 2030 | DUAL FUEL | 11 to 15 years old | INDUSTRIAL COMB. MEG-42 (P) | #6 | 44712 | 31299 | 6707 | 4695 |  |  | Elevator Apartments | 4 | 38159 | 1 | 9 | 34 | 36 | 0
1012470037 | 302 86 STREET Manhattan, NY 10024 (40.78888894301572, -73.97793041350208) | Con Edison | ORSID REALTY CORP. | 302 WEST 86 STREET OW | 1740 BROADWAY MANHATTAN, NY 10019 (40.76509834187077, -73.98206124052132) | CA208794K | 7/4/05 | ROCKMILLS MP-100 | 1 | 4.2 | 1994 | 2029 |  | 16 to 20 years old | INDUSTRIAL COMB. MEG-42 (P) | #6 | 44712 | 31299 | 6707 | 4695 | Yes | 2017 | Elevator Apartments | 6 | 74817 | 1 | 12 | 37 | 37 | 1917 |  | YES
1021790099 | 499 FORT WASHINGTON AVENUE Manhattan, NY 10033 (40.851966515380354, -73.93787501972395) | Con Edison | SAMSON MANAGEMENT | 499 FT. WASHINGTON AV | 97 77 QUEENS BOULEVARD REGO PARK, NY 11374 (40.72646491702238, -73.86148084756303) | CA088193L | 7/6/05 | FEDERAL FST-100 | 1 | 4.2 | 1993 | 2028 |  | 16 to 20 years old | INDUSTRIAL COMB. DEG-42 (P) | #6 | 44712 | 31299 | 6707 | 4695 | Yes | 2019 | Walk-Up Apartments | 7 | 50770 | 1 | 6 | 47 | 50 | 1920
1020510020 | 634 ST NICHOLAS' AVENUE Manhattan, NY 10030 (40.8217492951959, -73.94586099934412) | Con Edison | THE SCHARFMAN ORGANIZATION | 634 NICK PARTNERS, L. | 280 CENTRAL PARK AVENUE HARTSDALE, NY 10530 (41.009522361399405, -73.80850888986508) | CA301595Y | 7/6/05 | FEDERAL FST-100 | 1 | 4.1 | 1995 | 2030 | DUAL FUEL | 11 to 15 years old | I.C. DEG-42 (P) | #6 | 44712 | 31299 | 6707 | 4695 |  |  | Walk-Up Apartments | 7 | 37852 | 1 | 6 | 60 | 61 | 1930
1005897501 | 2 CORNELIA STREET Manhattan, NY 10014 (40.731646221080325, -74.0014930600766) | Con Edison | TWO CORNELIA CONDO. | TWO CORNELIA CONDO AS | 9 38 STREET MANHATTAN, NY 10016 (40.75058238108704, -73.98167876193074) | CA346692P | 7/6/05 | ROCKMILLS MP-100 | 1 | 4.2 | 1992 | 2027 |  | 16 to 20 years old | IND COMB. DEG-42 (P) | #4 | 44712 | 31299 | 6483 | 4538 | Yes | 2019 | Elevator Apartments | 3 | 53542 | 1 | 12 | 43 | 44 | 1929 | YES
1020710001 | 571 139 STREET Manhattan, NY 10031 (40.82230591583351, -73.95233433916809) | Con Edison | WYNDHAM REALTY | BLDG OCEANSIDE LLC | 417 FIFTH AVE MANHATTAN, NY 10016 (40.7508150795849, -73.98282286232246) | CA093989N | 7/5/05 | FEDERAL FST 100 | 1 | 4.2 | 1989 | 2024 |  | 21 to 26 years old | ICI MEG 42P | #6 | 44712 | 31299 | 6707 | 4695 |  |  | Elevator Apartments | 7 | 47166 | 1 | 6 | 36 | 42 | 1910
1010010001 | 723 7 AVENUE Manhattan, NY 10019 (40.75991669171971, -73.98409430141248) | Con Edison | CUSHMAN & WAKEFIELD INC. | 721 REALTY ASSOCIATES | 723 7 AVENUE MANHATTAN, NY 10019 (40.75991669171971, -73.98409430141248) | CA063377P | 7/5/05 | SPENCER 4F -360 45 | 1 | 3.4 | 1977 | 2012 |  | 31 to 35 years old | HEVEOIL AM5CM | #4 | 44712 | 31298 | 6483 | 4538 |  |  | Elevator Apartments | 3 | 47125 | 1 | 13 | 0 | 2 | 1920
1008390009 | 49 37 STREET Manhattan, NY 10018 (40.75119329959356, -73.9851304167664) | Con Edison | 49 W 37 ST REALTY CO | 49 WEST 37TH STREET L | 440 PARK AVENUE MANHATTAN, NY 10016 (40.744582253903964, -73.98330877874902) | CA145582N | 7/5/05 | FEDERAL FST 200 | 1 | 8.4 | 1982 | 2017 |  | 26 to 30 years old | JOHNSON FD68CAHM-200 | #6 | 44640 | 31248 | 6696 | 4687 | Yes | 2019 | Condominiums | 3 | 140898 | 1 | 18 | 0 | 24 | 1925
1014240029 | 226 70 STREET Manhattan, NY 10021 (40.76813671203325, -73.96092660182352) | Con Edison | HARLINGTON REALTY CORP. | HARLINGTON PROPERTIES | 156A 83 STREET MANHATTAN, NY 10028 (40.776344978837756, -73.95296667956859) | CA286184R | 7/6/05 | FEDERAL FST-100 | 1 | 4.2 | 1984 | 2019 |  | 26 to 30 years old | INDUSTRIAL COMBUSTION MMG 42(P) | #4 | 44520 | 31164 | 6455 | 4519 |  |  | Walk-Up Apartments | 4 | 41898 | 1 | 6 | 50 | 50 | 1921
1020300017 | 229 144 STREET Manhattan, NY 10030 (40.821346243442385, -73.94040578737561) | Con Edison | 219-229 WEST 144TH ST. HDFC | 219-229 W 144 ST TENA | 229 144 STREET MANHATTAN, NY 10030 (40.821346243442385, -73.94040578737561) | CA141291P | 7/4/05 | FEDERAL FST-100 | 1 | 3.79 | 1991 | 2026 |  | 16 to 20 years old | INDUSTRIAL COMB. DEG-42-P | #6 | 44511 | 31158 | 6677 | 4674 |  |  | Educational Structures | 7 | 34560 | 1 | 6 | 41 | 41 | 1940
1008030067 | 150 28 STREET Manhattan, NY 10001 (40.74663168235463, -73.99199400632895) | Con Edison | DEZER PROPERTIES CO.150 LLC | 150 WEST 28TH STREET | 89 5 AVENUE MANHATTAN, NY 10003 (40.73763556232365, -73.99237217282291) | CA218496L | 7/4/05 | FEDERAL FST-150 | 1 | 6.23 | 1996 | 2031 | DUAL FUEL | 11 to 15 years old | INDUSTRIAL COMB. MMG-63 (P) | #4 | 44500 | 31150 | 6452 | 4517 |  |  | Elevator Apartments | 3 | 123557 | 1 | 18 | 0 | 70 | 1927
1008210055 | 20 20 STREET Manhattan, NY 10011 (40.73994939315451, -73.99163455068748) | Con Edison | DEZER PROPERTIES,II LLC | DEZER PROPERTIES II L | 89 5 TH AVENUE MANHATTAN, NY 10003 (40.73763556232365, -73.99237217282291) | CA194796J | 7/7/05 | FEDERAL FST-150 | 1 | 6.23 | 1996 | 2031 | DUAL FUEL | 11 to 15 years old | I.C.I. MMG-63P | #4 | 44500 | 31150 | 6452 | 4517 | Yes | 2021 | Walk-Up Apartments | 3 | 94622 | 1 | 11 | 0 | 40 | 1906
1020810037 | 506 150 STREET Manhattan, NY 10031 (40.82847296566134, -73.945559755733) | Con Edison | 506-510 ASSOCIATES LLC | 510 W. 150TH STREET, | 3501 RIVERDALE AVENUE BRONX, NY 10463 (40.88519270675912, -73.90740883888664) | CA246993K | 7/6/05 | FEDERAL FST #100 | 1 | 4.2 | 1993 | 2028 |  | 16 to 20 years old | INDUSTRIAL COMBUSTION MMG-42(P) | #4 | 44457 | 31120 | 6446 | 4512 |  |  | Elevator Apartments | 7 | 21600 | 1 | 6 | 31 | 31 | 1950
1007750017 | 231 25 STREET Manhattan, NY 10001 (40.74578284255693, -73.99559790784659) | Con Edison | CHELSEA 25, LLC | CHELSEA 25, | 205 15TH STREET MAN, NY 10011 (40.739386719083754, -73.99947536553755) | CA166189J | 7/5/05 | ROCKMILLS MP-100 | 1 | 4.2 | 1989 | 2024 |  | 21 to 26 years old | ICI MMG-42P | #4 | 44457 | 31120 | 6446 | 4512 | Yes | 2015 | Elevator Apartments | 3 | 50029 | 1 | 7 | 69 | 69 | 1961
1012430028 | 205 95 STREET Manhattan, NY 10025 (40.79346564774858, -73.97097904671722) | Con Edison | CLEVELAND ARMS APT.CORP. | CELVELAND ARMS APARTM | 116 JOHN ST MANHATTAN, NY 10038 (40.7076073432371, -74.00568390073312) | CA143990N | 7/6/05 | FEDERAL FST 100 | 1 | 4.2 | 1990 | 2025 |  | 16 to 20 years old | ICI MMG 42P | #4 | 44457 | 31120 | 6446 | 4512 | Yes | 2013 | Walk-Up Apartments | 6 | 56778 | 1 | 6 | 54 | 54 | 1948 |  | YES
1008310030 | 3 29 STREET Manhattan, NY 10001 (40.74552271604756, -73.987242979944) | Con Edison | COLLEGIATE CHURCH CORP. | REF PROT DUTCH CH OF | 3 29TH STREET MANHATTAN, NY 10001 (40.74552271604756, -73.987242979944) | CB227503N | #N/A | ROCKMILLS MP-100 BOILER #2 (EXSTG) | 1 | 4.2 | 2003 | 2038 | DUAL FUEL | 5 to 10 years old | INDUSTRIAL COMBUSTION MMG-42(P) (NEW) | #4 | 44457 | 31120 | 6446 | 4512 | Yes | 2021 | Walk-Up Apartments | 3 | 61234 | 1 | 10 | 0 | 9 | 1900
1020510091 | 149 EDGECOMBE AVENUE Manhattan, NY 10030 (40.82173130875532, -73.94475483324806) | Con Edison | EDGECOMBE CON. LLC. | 145-153 EDGECOMBE LLC | 625 BKLYN NY 11230 (40.62192951023877, -73.96551106018723) | CA396688H | 7/5/05 | FEDERAL FST-100 | 1 | 4.2 | 1988 | 2023 |  | 21 to 26 years old | ICI MMG 42-P | #4 | 44457 | 31120 | 6446 | 4512 |  |  | Walk-Up Apartments | 7 | 12770 | 1 | 5 | 20 | 20 | 1910
1020480011 | 337 138 STREET Manhattan, NY 10030 (40.819074278583294, -73.9465814858612) | Con Edison | JERWIN PROPERTIES CORP. | 337 WEST 138 LLC | 502 COLLEGE STATION MANHATTAN, NY 10030 (40.81843517604261, -73.94276530357587) | CA104090X | 7/7/05 | FEDERAL FST 100 | 1 | 4.2 | 1990 | 2025 |  | 16 to 20 years old | ICI MMG 42P | #4 | 44457 | 31120 | 6446 | 4512 | Yes | 2018 | Elevator Apartments | 7 | 50250 | 1 | 6 | 67 | 67 | 1930
1014040014 | 129 69 STREET Manhattan, NY 10021 (40.76851142557121, -73.96359929274888) | Con Edison | LAWRENCE PROPERTIES | 129 E 69 ST CORP | 770 LEXINGTON AVENUE MANHATTAN, NY 10065 (40.76307014183385, -73.96759762551441) | CA377492M | 7/6/05 | ROCKMILLS MP-100 | 1 | 4.2 | 1992 | 2027 |  | 16 to 20 years old | ICI MMG 42-(P) | #4 | 44457 | 31120 | 6446 | 4512 | Yes | 2014 | Office Buildings | 4 | 76745 | 1 | 12 | 28 | 34 | 1916 |  | YES
1020640036 | 795 ST NICHOLAS' AVENUE Manhattan, NY 10031 (40.82722616635431, -73.94283028410536) | Con Edison | RALPH LANGSAM ASSOCIATES INC. | 795 SHEVA REALTY ASSO | 1601 BRONXDALE AVENUE BRONX, NY 10462 (40.84351657306597, -73.85691921749257) | CA193788P | 7/5/05 | BEST 4B-100 | 1 | 4.2 | 1988 | 2023 |  | 21 to 26 years old | ICI MMG 42P | #4 | 44457 | 31120 | 6446 | 4512 |  |  | Elevator Apartments | 7 | 41800 | 1 | 7 | 56 | 56 | 1920
1021070020 | 938 ST NICHOLAS AVENUE Manhattan, NY 10032 (40.832109484973444, -73.94097768072498) | Con Edison | SHUHAB HDFC | UHAB H.D.F.C. | 1780 BROADWAY MANHATTAN, NY 10019 (40.766557902257716, -73.98180690085525) | CB555303Y | #N/A | BEST 5B-100 (NEW) | 1 | 3.34 | 2003 | 2038 | DUAL FUEL | 5 to 10 years old | ICI MMG-42(P) | #4 | 44457 | 31120 | 6446 | 4512 | Yes | 2017 | Elevator Apartments | 7 | 68160 | 1 | 6 | 52 | 52 | 1909 |  | YES
1008910039 | 165 35 STREET Manhattan, NY 10016 (40.746810590621266, -73.97858131889949) | Con Edison | SOLIL MGMT CORP | 165 EAST 35TH STREET, | 640 5TH AVE (3RD FLOOR N Y 10019 (40.75918853863369, -73.97674417161663) | CA186399X | 7/5/05 | FEDERAL FST-100 | 2 | 4.2 | 1999 | 2034 | DUAL FUEL | 11 to 15 years old | INDUSTRIAL COMB.MMG-42 (P) | #4 | 44457 | 31120 | 6446 | 4512 | Yes | 2021 | Elevator Apartments | 4 | 96102 | 1 | 14 | 130 | 131 | 1955
1019950010 | 55 TIEMANN PLACE Manhattan, NY 10027 (40.8156128270037, -73.95984567364385) | Con Edison | 55 TIEMANN OWNERS CORP. | 55 TIEMAN PLACE OWNER | 37 08 28 AVENUE ASTORIA, NY 11103 (40.76286893025696, -73.91327185810974) | CA181581J | 7/7/05 | ROCKMILLS - MP 100 | 1 | 4 | 1981 | 2016 |  | 26 to 30 years old | INDUSTRIAL COMBUSTION - DEG-42 (P) | #6 | 44457 | 31120 | 6669 | 4668 | Yes | 2015 | Elevator Apartments | 9 | 65496 | 1 | 6 | 62 | 62 | 1926 |  | YES
1019950005 | 69 TIEMANN PLACE Manhattan, NY 10027 (40.8157041442108, -73.96005502489837) | Con Edison | 69 TIEMAN PLACE OWNERS CORP. | 69 TIEMANN OWNERS COR | 37 08 28 AVENUE ASTORIA, NY 11103 (40.76286893025696, -73.91327185810974) | CA181681R | 7/7/05 | ROCKMILLS - MP 100 | 1 | 4.2 | 1981 | 2016 |  | 26 to 30 years old | INDUSTRIAL COMBUSTION - DEG - 42(P) | #6 | 44457 | 31120 | 6669 | 4668 | Yes | 2015 | Office Buildings | 9 | 69840 | 1 | 6 | 62 | 62 | 1926 |  | YES
1014080066 | 112 74 STREET Manhattan, NY 10021 (40.772153011272636, -73.96232233705047) | Con Edison | BROWN HRRIS STEVENS, INC. | 112 EAST 74TH ST CORP | 770 LEXINGTON AVE NEW YORK, NY 10021 (40.76851425537591, -73.96362286271633) | CA255366X | 7/7/05 | FEDERAL - FLW 1215 | 1 | 3.9 | 1966 | 2010 |  | 41 - 45 years old | TODD BURNER AO 4 1/2 | #6 | 44348 | 31043 | 6652 | 4656 |  |  | Elevator Apartments | 4 | 48338 | 1 | 9 | 21 | 23 | 1917
1018780052 | 262 107 STREET Manhattan, NY 10025 (40.8019314472001, -73.96725725454102) | Con Edison | P & R EQUITIES INC. | P & R EQUITIES INC | 41 83TH STREET MANHATTAN, NY 10024 (40.78362556816552, -73.96653900057436) | CA249883N | 7/5/05 | ROCKMILLS MP-90 | 1 | 3.9 | 1983 | 2018 | DUAL FUEL | 26 to 30 years old | I.C.I. MEG-42P | #6 | 44317 | 31022 | 6648 | 4653 |  |  | Churches, Synagogues, etc. | 8 | 49415 | 1 | 9 | 47 | 47 | 1925
1012090006 | 65 95 STREET Manhattan, NY 10025 (40.791842071979346, -73.96711162871283) | Con Edison | 65 W. 95TH ST. OWNERS CORP. % ANDREA BUNIS | 65 WEST 95 ST OWNERS | 45 45 STREET NEW YORK, NY 10036 (40.756045087288264, -73.98091482150254) | CB138308R | 7/7/05 | ROCKMILLS MP - 150 (NEW) | 1 | 5 | 2008 | 2043 | DUAL FUEL | Fewer than 5 years old | ICI DEG - 63P (NEW) | #6 | 44198 | 30939 | 6630 | 4641 | Yes | 2019 | Elevator Apartments | 6 | 75686 | 1 | 10 | 71 | 71 | 1928 |  | YES
1005760049 | 15 12 STREET Manhattan, NY 10011 (40.73490071833041, -73.99506255679604) | Con Edison | 12TH STREET APT CORP | 12 STREET APARTMENTS | 1740 BROADWAY MANHATTAN, NY 10019 (40.76509834187077, -73.98206124052132) | CA328587Y | 7/7/05 | FEDERAL FST 175 | 1 | 7 | 1987 | 2022 |  | 21 to 26 years old | HEVE MEG 84 P | #6 | 44100 | 30870 | 6615 | 4630 | Yes | 2016 | Condominiums | 3 | 71215 | 1 | 13 | 75 | 82 | 1959 |  | YES
1014080041 | 168 74 STREET Manhattan, NY 10021 (40.77140691791048, -73.96054980719303) | Con Edison | 74TH ST APARTMENT INC LAWRENCE PROP. | 74TH STREET APARTMENT | 855 AVE OF AMERICAS MANHATTAN, NY 10001 (40.75025902143676, -73.99688630375988) | CA279986N | 7/6/05 | FEDERAL FST-175 | 1 | 7 | 1986 | 2021 |  | 21 to 26 years old | I.C.I. DEG-84-P | #6 | 44100 | 30870 | 6615 | 4630 | Yes | 2018 | Walk-Up Apartments | 4 | 61051 | 1 | 9 | 31 | 31 | 1926 |  | YES
1007310054 | 423 33 STREET Manhattan, NY 10001 (40.7529989048356, -73.99738348365608) | Con Edison | CHURCH OF ST. MICHAELS | RC CHUR ST MICHAEL | 125 PARK AVE NEW YORK, NY 10454 (40.75150189626578, -73.97791375384898) | CA335186Z | 7/6/05 | FEDERAL FST 150 | 1 | 5.6 | 1986 | 2021 |  | 21 to 26 years old | HEVE ME63P | #4 | 44100 | 30870 | 6394 | 4476 |  |  | Walk-Up Apartments | 3 | 14812 | 1 | 6 | 0 | 3 | 1900
1020350001 | 231 149 STREET Manhattan, NY 10039 (40.82461784492129, -73.93816805324447) | Con Edison | DUNBAR PARTNERS | PINNACLE DUNBAR MANO | 1920 MANHATTAN NY 10116 (40.8110019996426, -73.95309800037239) | CA403586J | 7/6/05 | SPENCER 3-150-50 | 1 | 6.27 | 1986 | 2021 | DUAL FUEL | 21 to 26 years old | HEV E MEG 63 P | #4 | 44100 | 30870 | 6394 | 4476 | Yes | 2015 | Elevator Apartments | 9 | 436115 | 6 | 6 | 538 | 550 | 1928
1013447501 | 335 51 STREET Manhattan, NY 10022 (40.75516470997636, -73.96720218932585) | Con Edison | INSIGNIA RESIDENTIAL GROUP | THE SENATE EAST CONDO | 300 33RD STREET MANHATTAN, NY 10022 (40.758630224005685, -73.96809182217982) | CA322692Z | 7/6/05 | BEST 5 C 150 | 1 | 6.27 | 1992 | 2027 |  | 16 to 20 years old | I.C.I DEG 63 (P) | #4 | 44100 | 30870 | 6394 | 4476 | Yes | 2014 | Cultural & Public Assembly | 5 | 50108 | 1 | 14 | 97 | 97 | 1963 | YES
1008280009 | 37 26 STREET Manhattan, NY 10010 (40.74270679679184, -73.98638729866606) | Con Edison | KIAMIE PRINCESS MARION REATY CORP. | KIAMRE PRINCESS MARIO | 31 8TH MANHATTAN, NY 10016 (40.745242969987146, -73.97823298586354) | CA340590R | 7/7/05 | ROCKMILLS MP150 | 1 | 6.3 | 1990 | 2025 |  | 16 to 20 years old | HEVE ICI DEG63P | #6 | 44100 | 30870 | 6615 | 4630 | Yes | 2018 | Walk-Up Apartments | 3 | 112260 | 2 | 12 | 2 | 19 | 1908
1017770001 | 1881 PARK AVENUE Manhattan, NY 10035 (40.80702739357622, -73.93743435192954) | Con Edison | ADDICTS REHAB.CENTER | ADDICTS REHBLITN CTRF | 2015 MADISON AVENUE MANHATTAN, NY 10035 (40.80784577662291, -73.93909809768377) | CA648986Y | 7/4/05 | FEDERAL FST-80 | 1 | 2.9 | 1986 | 2021 |  | 21 to 26 years old | IND. COMB. MMG-34P | #4 | 44000 | 30800 | 6380 | 4466 |  |  | Educational Structures | 9 | 19970 | 1 | 5 | 0 | 1 | 1920
1015220059 | 130 94 STREET Manhattan, NY 10128 (40.784777119990174, -73.95247656074392) | Con Edison | CHURCH MANAGEMENT | RUSSO, LOUIS J | 6 43 STREET MANHATTAN, NY 10017 (40.75381517729913, -73.97967506743592) | CA096474H | 7/5/05 | ROCKMILLS MP 100 | 1 | 4.2 | 1974 | 2010 |  | 36 - 40 year old | IRONFIREMAN AO6-4.5 | #4 | 44000 | 30800 | 6380 | 4466 | Yes | 2022 | Elevator Apartments | 4 | 50643 | 1 | 9 | 45 | 45 | 1923 |  | YES
1015150070 | 1049 PARK AVENUE Manhattan, NY 10028 (40.7805963191351, -73.95672480945802) | Con Edison | LAWRENCE PROPERTIES | 1049 PARK AVE APT | 150 30TH STREET MANHATTAN, NY 10001 (40.747873861245175, -73.99111945938847) | CA304784R | 7/6/05 | ROCKMILLS MP 125 | 1 | 5 | 1984 | 2019 |  | 26 to 30 years old | I.C.I. DEG 54 P | #6 | 44000 | 30800 | 6600 | 4620 | Yes | 2015 | Elevator Apartments | 4 | 78613 | 1 | 13 | 36 | 39 | 1924 |  | YES
1005127502 | 599 BROADWAY Manhattan, NY 10012 (40.72526103467226, -73.99692450416774) | Con Edison | SOHO INTERNATIONAL ARTS CONDO | STEVEN GILES | 152 57 STREET MANHATTAN, NY 10019 (40.76492963045104, -73.97870228969026) | CA312989K | 7/5/05 | ROCKMILLS MP200 | 1 | 8.2 | 1989 | 2024 |  | 21 to 26 years old | ICI DEG 84P | #6 | 44000 | 30800 | 6600 | 4620 | Yes | 2022 | Walk-Up Apartments | 1 | 193279 | 1 | 12 | 0 | 14 | 1917 | YES
1007600043 | 535 8 AVENUE Manhattan, NY 10018 (40.754007666514624, -73.99218897339456) | Con Edison | FRANCES SACHAR 535 8TH AV | 535 EIGHTH AVENUE LLC | 380 MADISON AVENUE MANHATTAN, NY 10017 (40.755596213835844, -73.97727528530339) | CA107687M | 7/6/05 | FEDERAL FST 200 | 1 | 8.19 | 1987 | 2022 |  | 21 to 26 years old | `ICI DEG 84 P | #6 | 43875 | 30712 | 6581 | 4607 | Yes | 2020 | Walk-Up Apartments | 3 | 137003 | 1 | 20 | 0 | 0 | 1927
1006970023 | 511 25 STREET Manhattan, NY 10001 (40.74935620690806, -74.00405743939159) | Con Edison | WHITEHALL BUSINESS ARCHIVES | 25TH STREET ART PARTN | 462 SEVENTH AVE - FL 12-A N Y 10018 (40.751862980298995, -73.98999972454214) | CB261301P | 7/6/05 | FEDERAL FST 200 | 1 | 8.4 | 2001 | 2036 | DUAL FUEL | 5 to 10 years old | INDUSTRIAL COMB. DEG-84 P | #4 | 43875 | 30712 | 6362 | 4453 | Yes | 2017 | Elevator Apartments | 3 | 83612 | 1 | 9 | 0 | 1 | 1917
1015900042 | 1 GRACIE SQUARE Manhattan, NY 10028 (40.773590521901255, -73.94570620902242) | Con Edison | 1 GRACIE SQUARE CORP | ONE GRACIE SQUARE COR | 1 GRACIE SQUARE MANHATTAN, NY 10028 (40.773590521901255, -73.94570620902242) | CA003285N | 7/4/05 | ROCKMILLS BOILER MP-100 | 1 | 4.2 | 1985 | 2020 |  | 21 to 26 years old | INDUSTR COMBUST DEG-42-P | #6 | 43800 | 30660 | 6570 | 4599 | Yes | 2020 | Elevator Apartments | 5 | 53736 | 1 | 14 | 22 | 22 | 1929 |  | YES
1011990040 | 10 86 STREET Manhattan, NY 10024 (40.78550064750614, -73.96989836149613) | Con Edison | 10 WEST EIGHTY SIX CORP. | TEN WEST EIGHTY SIX C | 1 DUPONT STREET PLAINVIEW, NY 11803 (40.79724276989748, -73.46616262891547) | CA286355M | 7/4/05 | PACIFIC 223 | 1 | 2.52 | 1955 | 2010 |  | Over 50 years | PETRO WD5AH | #4 | 43800 | 30660 | 6351 | 4446 | Yes | 2019 | Walk-Up Apartments | 6 | 66227 | 1 | 15 | 28 | 30 | 1925 |  | YES
1018887502 | 314 100 STREET Manhattan, NY 10025 (40.797911024502554, -73.97166100341147) | Con Edison | 314 W 100 ST CORP |  | 17786 BROADWAY MANHATTAN, NY 10019 (40.76761164715987, -73.99180550022362) | CA090172P | 7/6/05 | ROCKMILLS MP 90 | 1 | 4.2 | 1972 | 2010 |  | 36 - 40 year old | ICI AM 6 CM | #4 | 43800 | 30660 | 6351 | 4446 |  |  | Elevator Apartments | 9 | 145222 | 2 | 8 | 33 | 33 | 1940
1015650009 | 415 85 STREET Manhattan, NY 10028 (40.77605996561617, -73.94947004379065) | Con Edison | 415 EAST 85TH OWNERS CORP. | 415 EAST 85TH TENANTS | 450 42 STREET MANHATTAN, NY 10036 (40.75914161040988, -73.9943919430948) | CA282772P | 7/5/05 | PACIFIC #52L-1 | 1 | 4.2 | 1972 | 2010 |  | 36 - 40 year old | YORK #B55-100 (AHPM) | #6 | 43800 | 30660 | 6570 | 4599 | Yes | 2015 | Elevator Apartments | 5 | 86612 | 1 | 12 | 98 | 99 | 1959 |  | YES
1021290008 | 572 173 STREET Manhattan, NY 10032 (40.843803301213335, -73.93678622357325) | Con Edison | 572 WEST 173 REALTY CORP. | 572 W 173RD ST RTY CP | 601 182 STREET MANHATTAN, NY 10033 (40.8499300184899, -73.93329940825139) | CA095568Y | 7/6/05 | FEDERAL FST-50 | 1 | 2.1 | 1968 | 2010 |  | 41 - 45 years old | HEV-E-OIL AMDH 4 1/2 | #4 | 43800 | 30660 | 6351 | 4446 |  |  | Elevator Apartments | 10 | 22201 | 1 | 5 | 22 | 25 | 1909
1012360001 | 580 END AVENUE Manhattan, NY 10024 (40.78362556816552, -73.96653900057436) | Con Edison | 580 WEST END AVE CORP. | 580 WEST END AVE CORP | 580 END AVE MANHATTAN, NY 10036 (40.75934682719435, -73.989860554421) | CA309384K | 7/7/05 | ROCKMILLS MP 100 SS | 1 | 4.2 | 1984 | 2019 |  | 26 to 30 years old | I.C.I. DEG-42-P | #6 | 43800 | 30660 | 6570 | 4599 | Yes | 2016 | Walk-Up Apartments | 6 | 55217 | 1 | 15 | 17 | 17 | 1928 |  | YES
1020620037 | 402 148 STREET Manhattan, NY 10031 (40.82596968998379, -73.94347907541768) | Con Edison | ARAGONA MANAGEMENT | 402-412 WEST 148 STRE | 1920 MANHATTAN NY 10116 (40.8110019996426, -73.95309800037239) | CA218193Y | 7/7/05 | FEDERAL FST 125 | 1 | 5.25 | 1993 | 2028 |  | 16 to 20 years old | ICI DEG-54P | #6 | 43800 | 30660 | 6570 | 4599 |  |  | Elevator Apartments | 7 | 40580 | 1 | 6 | 48 | 48 | 1907
1021340022 | 780 RIVERSIDE DRIVE Manhattan, NY 10032 (40.83415094597996, -73.94802836543471) | Con Edison | ARRATHOON, TIGRAN | 780 RIVERSIDE DRIVE L | 880 3 AVENUE NEW YORK, NY 10022 (40.7578884378953, -73.9692433721059) | CA319968N | 7/5/05 | KEWANEE 417 | 2 | 5.6 | 1968 | 2010 |  | 41 - 45 years old | PETRO WD 5AH | #6 | 43800 | 30660 | 6570 | 4599 | Yes | 2014 | Walk-Up Apartments | 7 | 111260 | 1 | 10 | 71 | 71 | 1914
1015020040 | 1130 PARK AVENUE Manhattan, NY 10128 (40.783396155279696, -73.95502533106338) | Con Edison | BROWN HARRIS STEVENS INC. | 1128 PARK AVENUE CORP | 770 LEXINGTON AVENUE MANHATTAN, NY 10021 (40.76920532766377, -73.959183941086) | CA285183K | 7/5/05 | ROCKMILLS MP-150 | 2 | 6.3 | 1983 | 2018 |  | 26 to 30 years old | ICI DEG 63 P | #6 | 43800 | 30660 | 6570 | 4599 | Yes | 2022 | Elevator Apartments | 4 | 159372 | 1 | 16 | 44 | 47 | 1927 |  | YES
1018830011 | 535 111 STREET Manhattan, NY 10025 (40.80406287786176, -73.96434394274108) | Con Edison | COLUMBIA UNIVERSITY | COLUMBIA UNIVERSITY | 400 119 STREET MANHATTAN, NY 10027 (40.808041658732606, -73.9580165248943) | CA271082Y | 7/5/05 | FEDERAL FST 90 | 1 | 4.2 | 1982 | 2017 |  | 26 to 30 years old | I.C.I. DEG 42-P | #6 | 43800 | 30660 | 6570 | 4599 |  |  | Elevator Apartments | 9 | 30460 | 1 | 6 | 30 | 30 | 1925
1008310030 | 3 29 STREET Manhattan, NY 10001 (40.74552271604756, -73.987242979944) | Con Edison | MARBLE COLLEGIATE CHURCH | REF PROT DUTCH CH OF | 3 29TH STREET MANHATTAN, NY 10001 (40.74552271604756, -73.987242979944) | CA182780R | 7/6/05 | ROCKMILLS MP 100 | 1 | 4.3 | 1980 | 2015 |  | 26 to 30 years old | I.C.I. MMG-42P | #4 | 43800 | 30660 | 6351 | 4446 | Yes | 2021 | Elevator Apartments | 3 | 61234 | 1 | 10 | 0 | 9 | 1900
1005750057 | 15 11 STREET Manhattan, NY 10011 (40.73426911105438, -73.99556499849028) | Con Edison | PENMARK RLTY C/O TENANT | 15 TENANT STOCKHOLDER | ONE UNION Sq MANHATTAN, NY 10003 (40.73194394755518, -73.98887214913032) | CA011268L | 7/5/05 | ROCKMILLS #MP-80 | 1 | 4.2 | 1968 | 2010 |  | 41 - 45 years old | HEV-E-OIL AME-6 | #6 | 43800 | 30660 | 6570 | 4599 | Yes | 2015 | Elevator Apartments | 3 | 51113 | 1 | 9 | 48 | 48 | 1923 |  | YES
1014460005 | 303 71 STREET Manhattan, NY 10021 (40.768080033480246, -73.95871416482045) | Con Edison | SLOAN KETTERING CANCER CENTER | MEMORIAL HOSPTL ETAL | 1233 YORK AVE NEW YORK, NY 10017 (40.763329336172546, -73.95632910776516) | CA296373P | 7/6/05 | ROCKMILLS MP 125 | 1 | 4.2 | 1973 | 2010 |  | 36 - 40 year old | HEV-E-OIL DE 54 | #4 | 43800 | 30660 | 6351 | 4446 |  |  | Elevator Apartments | 5 | 43288 | 1 | 6 | 52 | 52 | 1948
1018420029 | 461 CENTRAL PARK Manhattan, NY 10025 (40.79828096648818, -73.9599140593871) | Con Edison | TAHILL REALTY CO. | 461 CENTRAL PARK WEST | 64 35 YELLOWSTONE BOULEVARD FOREST HILLS, NY 11375 (40.720707263029794, -73.84628429608335) | CA343195K | 7/6/05 | ROCKMILLS MP-125 | 1 | 5.25 | 1995 | 2030 | DUAL FUEL | 11 to 15 years old | ICI DEG-54 (P) | #6 | 43800 | 30660 | 6570 | 4599 | Yes | 2022 | Walk-Up Apartments | 8 | 71216 | 1 | 6 | 66 | 66 | 1956
1013897501 | 23 74 STREET Manhattan, NY 10021 (40.77327599145675, -73.96481868589285) | Con Edison | THE VOLNEY RESIDENTS INC. | VOLNEY RESIDENCES INC | 23 74 STREET MANHATTAN, NY 10021 (40.77327599145675, -73.96481868589285) | CA224286Y | 7/6/05 | ROCKMILLS MP125 SS | 2 | 5.1 | 1986 | 2021 |  | 21 to 26 years old | I.C.I. DEG 54 P | #6 | 43800 | 30660 | 6570 | 4599 | Yes | 2019 | Walk-Up Apartments | 4 | 93858 | 1 | 16 | 83 | 92 | 1929 | YES
1012600028 | 15 44 STREET Manhattan, NY 10036 (40.75501485140166, -73.98044915168093) | Con Edison | WILLIAM REAL ESTATE CO | 15 WEST 44TH ST.ASSOC | 450 LEXINGTON AVENUE MANHATTAN, NY 10017 (40.75350018524451, -73.9746041947224) | CA318668R | 7/6/05 | PACIFIC 8521 | 1 | 4.2 | 1968 | 2010 |  | 41 - 45 years old | PETRO WD5AH | #6 | 43800 | 30660 | 6570 | 4599 | Yes | 2020 | Elevator Apartments | 3 | 52851 | 1 | 12 | 0 | 14 | 1914
1020990011 | 629 152 STREET Manhattan, NY 10031 (40.83136415249952, -73.94837009189374) | Con Edison | 631 ASSOCIATES | 631 ASSOCIATES | 5925 BROADWAY AVE BRONX, NY 10463-2410 (40.888406443876256, -73.899128719106) | CA193783X | 7/6/05 | `OCKMILLS MP-100 | 1 | 4.2 | 1983 | 2018 |  | 26 to 30 years old | ICI MMG42(P) | #4 | 43618 | 30533 | 6325 | 4427 |  |  | Elevator Apartments | 7 | 40194 | 1 | 6 | 49 | 49 | 1920
1020860036 | 600 138 STREET Manhattan, NY 10031 (40.82205451350341, -73.95381887913858) | Con Edison | HOPAR RTLY/HOULIHAN-PARNE | 138 BROADWAY ASSOCIAT | 888 7TH AVENUE NEW YORK, NY 10019 (40.765163953112335, -73.98028704662573) | CA348095X | #N/A | FEDERAL,FST-80 | 1 | 3.43 | 1995 | 2030 | DUAL FUEL | 11 to 15 years old | INDUSTRIAL COMB. MMG-42 (P) | #4 | 43435 | 30404 | 6298 | 4409 |  |  | Walk-Up Apartments | 7 | 46716 | 1 | 6 | 33 | 38 | 1908
1008210038 | 5 19 STREET Manhattan, NY 10011 (40.7391719372509, -73.99151937989899) | Con Edison | 142 5TH AVENUE OWNERS CO/COBB | 142 FIFTH AVE OWNERS | 5 19 STREET MANHATTAN, NY 10011 (40.7391719372509, -73.99151937989899) | CA449688Y | 7/5/05 | ROCKMILLS MP 150 | 1 | 5.9 | 1988 | 2023 |  | 21 to 26 years old | I.C.I. MMG-63 | #4 | 43200 | 30240 | 6264 | 4385 | Yes | 2021 | Walk-Up Apartments | 3 | 91000 | 1 | 10 | 11 | 23 | 1900 |  | YES
1006340036 | 325 11 STREET Manhattan, NY 10014 (40.735688951966075, -74.00726666484056) | Con Edison | MARBROSE REALTY INC. | 323/325/327 W 11 ST O | 200 MADISON AVE MANHATTAN, NY 10016 (40.74877830573848, -73.9822475686496) | CA314983Z | 7/6/05 | FEDERAL FST-60 | 1 | 3.4 | 1983 | 2018 |  | 26 to 30 years old | I.C.I. MM 34 P | #4 | 43200 | 30240 | 6264 | 4385 |  |  | Elevator Apartments | 3 | 31206 | 3 | 5 | 32 | 38 | 1900
1007860068 | 240 37 STREET Manhattan, NY 10018 (40.75338747028907, -73.99042295816471) | Con Edison | HELMSLEY-SPEAR/WITLAG RLTY | 240 WEST 37 LLC | 25 36th STREET MANHATTAN, NY 10018 (40.750175588587545, -73.98462358370537) | CA534285X | 7/5/05 | FEDERAL FST 175 | 1 | 7 | 1985 | 2020 |  | 21 to 26 years old | INDUSTRIAL COMBUSTION DE 84P | #6 | 42975 | 30082 | 6446 | 4512 | Yes | 2016 | Elevator Apartments | 3 | 130766 | 1 | 10 | 0 | 0 | 1904
1021340085 | 602 157 STREET Manhattan, NY 10032 (40.83429269844821, -73.94547001693812) | Con Edison | KAPELONIS,GUS/157 ST. ASSOC. | 157TH STREET ASSOCIAT | 5194 ASTORIA NY 11105 (40.780092072491186, -73.90960650023976) | CA168482H | 7/5/05 | FEDERAL FST-100 | 1 | 7 | 1982 | 2017 |  | 26 to 30 years old | I.C.I. MEG-42P | #6 | 42924 | 30047 | 6439 | 4507 |  |  | Elevator Apartments | 7 | 47880 | 1 | 6 | 39 | 39 | 1910
1013140021 | 245 40 STREET Manhattan, NY 10016 (40.7487867649508, -73.97367927481675) | Con Edison | 40TH STREET REALTY CO. | ASN MURRAY HILL LLC | 245 40th STREET NEW YORK, NY 10016 (40.7487867649508, -73.97367927481675) | CA015477X | 7/7/05 | ROCKMILLS MP 350 | 2 | 14.7 | 1977 | 2012 |  | 31 to 35 years old | INDUSTRIAL COMBUSTION DE 145(P) | #4 | 42924 | 30047 | 6224 | 4357 | Yes | 2014 | Elevator Apartments | 4 | 387761 | 1 | 36 | 273 | 276 | 1972
1021550019 | 2440 AMSTERDAM AVENUE Manhattan, NY 10033 (40.84845016624581, -73.93064447060834) | Con Edison | 2440 AMSTERDAM TENANTS ASSOC. | MEDINA, LYDIA | 2440 AMSTERDAM AVENUE MANHATTAN, NY 10033 (40.84845016624581, -73.93064447060834) | CA180698Z | 7/6/05 | FEDERAL FST-125 | 1 | 4.81 | 1998 | 2033 | DUAL FUEL | 11 to 15 years old | INDUSTRIAL COMB. DEG-54 P | #4 | 42705 | 29894 | 6192 | 4335 | Yes | 2015 | Elevator Apartments | 10 | 71305 | 1 | 5 | 69 | 78 | 1923 |  | YES
1014940032 | 960 PARK AVENUE Manhattan, NY 10028 (40.777844393725445, -73.95902707385306) | Con Edison | BROWN HARRIS STEVENS INC. | 960 PARK AVE CORP | 675 THIRD AVENUE MANHATTAN, NY 10017 (40.75129610835038, -73.97404990585339) | CA265494J | 7/5/05 | ROCKMILLS MP-100 | 2 | 4.2 | 1994 | 2029 |  | 16 to 20 years old | HEVE (ICI) MEG-42 (P) | #6 | 42705 | 29893 | 6406 | 4484 | Yes | 2014 | Elevator Apartments | 4 | 112078 | 1 | 13 | 30 | 32 | 1915 |  | YES
1012100017 | 135 79 STREET Manhattan, NY 10024 (40.78277566710432, -73.97736413624752) | Con Edison | GERARD J. PICASO INC. | 79 ST RESIDENCE CORP | 135 79th ST MANHATTAN, NY 10024 (40.78277566710432, -73.97736413624752) | CA058378K | 7/5/05 | ROCKMILLS MP 90 | 1 | 3.8 | 1978 | 2013 | DUAL FUEL | 31 to 35 years old | INDUSTRIAL COMBUSTION DEG 42 P | #6 | 42689 | 29882 | 6403 | 4482 | Yes | 2020 | Factory & Industrial Buildings | 6 | 53370 | 1 | 12 | 53 | 53 | 1914 |  | YES
1011700023 | 215 78 STREET Manhattan, NY 10024 (40.7828337813307, -73.97962789174359) | Con Edison | MIDBORO MGMT/215 OWNERS CORP. | 215 OWNERS CORP | 148 37 ST MANHATTAN, NY 10018 (40.75251096987246, -73.98836465376176) | CA045776N | 7/4/05 | ROCKMILLS MP 100 | 1 | 4.2 | 1976 | 2011 |  | 31 to 35 years old | ICI DE42 | #6 | 42500 | 29750 | 6375 | 4462 | Yes | 2020 | Elevator Apartments | 6 | 62403 | 1 | 9 | 40 | 40 | 1926 |  | YES
1011267502 | 54 74 STREET Manhattan, NY 10023 (40.77835490815365, -73.97700576250733) | Con Edison | 54 WEST 74TH ST.CONDOMINIUM | 54 W 74 ST CONDOMINIU | 43 75th STREET MANHATTAN, NY 10023 (40.778711123445305, -73.97574917892379) | CA099286Y | 7/5/05 | ROCKMILLS MP-100 | 1 | 4.2 | 1986 | 2021 |  | 21 to 26 years old | HEV-E-OIL IND. COMB. INC. ME-42(P) | #4 | 42486 | 29740 | 6160 | 4312 | Yes | 2016 | Elevator Apartments | 6 | 56164 | 1 | 6 | 62 | 63 | 1900 | YES
1021770154 | 804 180 STREET Manhattan, NY 10033 (40.85001784612312, -73.93896543789877) | Con Edison | LEEBAR MANAGEMENT CORP. | 804 EQUITIES CORP | 804 180th STREET MANHATTAN, NY 10033 (40.85001784612312, -73.93896543789877) | CA034578Z | 7/5/05 | FEDERAL FST 100 | 1 | 4.2 | 1978 | 2013 |  | 31 to 35 years old | INDUSTRIAL COMB DE 42S | #6 | 42486 | 29740 | 6373 | 4461 |  |  | Elevator Apartments | 7 | 46818 | 1 | 6 | 44 | 44 | 1910
1008020049 | 104 27 STREET Manhattan, NY 10001 (40.74547396828394, -73.99118305439633) | Con Edison | 104 W. 27TH ST. REALTY INC. | 104 WEST 27TH ST. REA | 372 46th ST MANHATTAN, NY 10036 (40.760637635770614, -73.98999833323145) | CA002593K | 7/6/05 | FEDERAL FST 125 | 1 | 5.25 | 1993 | 2028 |  | 16 to 20 years old | I.C.I. DEG 54 P | #6 | 42400 | 29680 | 6360 | 4452 | Yes | 2022 | Walk-Up Apartments | 3 | 65680 | 1 | 12 | 0 | 9 | 1909
1008330024 | 25 31 STREET Manhattan, NY 10001 (40.74706198334673, -73.98710409606257) | Con Edison | 20 W.31 STREET OWNERS CORP | 25 WEST 31ST STREET O | 137 FIFTH AVENUE NEW YORK, NY 10010 (40.73991099052961, -73.9908001211482) | CA204097R | 7/5/05 | FEDERAL FST-100 | 1 | 4.06 | 1997 | 2032 | DUAL FUEL | 11 to 15 years old | INDUSTRIAL COMB. MMG-42 P | #4 | 42340 | 29638 | 6139 | 4298 | Yes | 2013 | Educational Structures | 3 | 60133 | 1 | 12 | 0 | 12 | 1912 |  | YES
1013490009 | 315 56 STREET Manhattan, NY 10022 (40.758498967234544, -73.96540104428611) | Con Edison | 315 EAST 56TH STREET OWNER | 315 EAST 56TH OWNERS | 1 UNION SQUARE MANHATTAN, NY 10003 (40.735387400722175, -73.99159152453399) | CA341094M | 7/5/05 | FEDERAL FST-100 | 1 | 4.06 | 1994 | 2029 |  | 16 to 20 years old | ICI MMG-42P | #4 | 42340 | 29638 | 6139 | 4298 |  |  | Educational Structures | 5 | 45000 | 1 | 6 | 55 | 55 | 1950
1021610017 | 573 192 STREET Manhattan, NY 10040 (40.856045026306795, -73.92831046962483) | Con Edison | 573 WEST 192 STREET LLC | 574 WEST 192 STREET, | 9 PARK PLACE N Y 11021 (40.788342791446055, -73.72639202720275) | CB399500M | 7/5/05 | FEDERAL-FST-100 | 1 | 4.2 | 2000 | 2035 | DUAL FUEL | 5 to 10 years old | INDUSTRIAL MMG-42 P | #4 | 42340 | 29638 | 6139 | 4298 |  |  | Elevator Apartments | 10 | 37860 | 1 | 6 | 40 | 43 | 1920
1020860020 | 607 137 STREET Manhattan, NY 10031 (40.82152774670278, -73.95437978324256) | Con Edison | CROMWELL ASSOCIATES | EXTELL 607 WEST 137TH | 49 1 2 1 AVENUE MANHATTAN, NY 10003 (40.73194394755518, -73.98887214913032) | CA297486X | 7/6/05 | FEDERAL FST-100 | 1 | 4.06 | 1986 | 2021 |  | 21 to 26 years old | IND. COMB. MMG-42-P | #4 | 42340 | 29638 | 6139 | 4298 |  |  | Office Buildings | 7 | 38750 | 1 | 6 | 36 | 36 | 1906
1020860011 | 611 137 STREET Manhattan, NY 10031 (40.82155811075076, -73.95445155281051) | Con Edison | CROMWELL ASSOCIATES/MENON MGT | EXTELL 611 WEST 137TH | 49 1 2 1 AVENUE MANHATTAN, NY 10003 (40.73194394755518, -73.98887214913032) | CA298386N | 7/5/05 | FEDERAL FST 100 | 1 | 4.2 | 1986 | 2021 |  | 21 to 26 years old | INDUSTRISL COMMBUSTION MMG 42 P | #4 | 42340 | 29638 | 6139 | 4298 | Yes | 2016 | Elevator Apartments | 7 | 51876 | 1 | 6 | 38 | 38 | 1920
1012137503 | 127 82 STREET Manhattan, NY 10024 (40.78426547292146, -73.97483647919455) | Con Edison | GREYSTONE CONDOMINIMUM/TUDOR | GREYSTONE CONDOMINIUM | 250 PARK AVENUE NEW YORK, NY 10003 (40.738333453173844, -73.9878407889095) | CA021976L | 7/5/05 | ROCKMILLS BOILER MODEL #MP-80 | 1 | 3.4 | 1976 | 2011 |  | 31 to 35 years old | HEV-E-OIL MODEL #AM6CM | #4 | 42340 | 29638 | 6139 | 4298 |  |  | Elevator Apartments | 6 | 28172 | 1 | 9 | 36 | 37 | 1912
1010920007 | 628 45 STREET Manhattan, NY 10036 (40.76300837819598, -73.9975728309996) | Con Edison | J. KEVIN GILGAN | EDISON DD COMPANY, LL | 628 45 STREET MANHATTAN, NY 10036 (40.76300837819598, -73.9975728309996) | CA269665N | 7/4/05 | ROCKMILLS MP-125 | 1 | 4.1 | 1965 | 2010 |  | 41 - 45 years old | PETRO WD-5A | #4 | 42340 | 29638 | 6139 | 4298 | Yes | 2022 | Walk-Up Apartments | 3 | 116000 | 1 | 6 | 0 | 1 | 1950
1007960067 | 150 21 STREET Manhattan, NY 10011 (40.7421962867418, -73.99520212052425) | Con Edison | MARK MANAGEMENT CORP. | 2 ELLWOOD ST. L.L.C. | 280 CENTRAL PARK AVE HANSDALE, NY 10530 (41.009522361399405, -73.80850888986508) | CA523886H | 7/6/05 | ROCKMILLS MP-70 | 1 | 2.94 | 1986 | 2021 |  | 21 to 26 years old | ICI MMG-30 | #4 | 42340 | 29638 | 6139 | 4298 |  |  | Elevator Apartments | 3 | 48249 | 1 | 6 | 61 | 61 | 1950
1012507503 | 317 89 STREET Manhattan, NY 10024 (40.79100864594137, -73.97684181700238) | Con Edison | MONT BLANC REALTY CO. |  | 97 77 QUEENS BLVD REGO PARK, NY 11374 (40.72646491702238, -73.86148084756303) | CB175403M | 7/5/05 | FEDERAL FST-100 (NEW) | 1 | 4.2 | 2003 | 2038 | DUAL FUEL | 5 to 10 years old | ICI MMG-42P (NEW) | #4 | 42340 | 29638 | 6139 | 4298 |  |  | Elevator Apartments | 6 | 48508 | 1 | 9 | 24 | 24 | 0
1021390310 | 295 FORT WASHINGTON AVENUE Manhattan, NY 10032 (40.845230593380904, -73.94058197903212) | Con Edison | WILMA REALTY CORP. | WILMA REALTY CORP | 500 169 STREET MANHATTAN, NY 10032 (40.840467945553186, -73.9365423671263) | CA105678L | 7/5/05 | FEDERAL FST-100 | 1 | 4.2 | 1978 | 2013 |  | 31 to 35 years old | ICI MM 42-P | #4 | 42340 | 29638 | 6139 | 4298 |  |  | Elevator Apartments | 10 | 49710 | 1 | 5 | 54 | 54 | 1922
1021800007 | 482 FORT WASHINGTON AVENUE Manhattan, NY 10033 (40.851552827246906, -73.93802790446892) | Con Edison | 482 FT WASHINGTON AVE CO | 482 FT. WASHINGTON LL | 613 LENOX HILL STATION MANHATTAN, NY 10021 (40.76920532766377, -73.959183941086) | CA074180P | 7/6/05 | ROCKMILLS MP 100 | 1 | 4.2 | 1980 | 2015 |  | 26 to 30 years old | ICI DEG 42P | #6 | 42340 | 29638 | 6351 | 4446 | Yes | 2020 | Elevator Apartments | 7 | 51138 | 1 | 6 | 48 | 48 | 1930
1011840007 | 305 72 STREET Manhattan, NY 10023 (40.77994475269768, -73.9847090863167) | Con Edison | 72 DWELLERS INCABC REALTY | 72ND DWELLERS INC | 152 57TH STREET MANHATTAN, NY 10019 (40.76492963045104, -73.97870228969026) | CA083278H | 7/4/05 | BURNHAM 4F-563-50 | 1 | 4.6 | 1978 | 2013 |  | 31 to 35 years old | I.C.I. ME 54P | #6 | 42194 | 29536 | 6329 | 4430 | Yes | 2014 | Elevator Apartments | 6 | 56074 | 1 | 13 | 49 | 49 | 1913 |  | YES
1019690050 | 408 130 STREET Manhattan, NY 10027 (40.8143428098466, -73.95131982042342) | Con Edison | JACHAR REALTY CORP | BTG LLC | 5114 FT HAMILTON PKWAY BROOKLYN, NY 11219 (40.63277295540763, -73.99667681118586) | CA024380Y | 7/5/05 | ROCKMILLS MP-125 | 1 | 4.1 | 1980 | 2015 | DUAL FUEL | 26 to 30 years old | INDUSTRIAL COMBUSTION#MMG-54 P | #4 | 42164 | 29515 | 6114 | 4280 | Yes | 2019 | Elevator Apartments | 7 | 63264 | 1 | 6 | 102 | 102 | 1926
1010100051 | 150 58 STREET Manhattan, NY 10019 (40.76559198700257, -73.97818694500177) | Con Edison | WILLIAM MOSES CO INC | WAM EQUITY PARTNERSLP | 145 58 STREET MANHATTAN, NY 10019 (40.765571708760106, -73.97798800263907) | CA082095K | 7/5/05 | SPENCER 4F-450-NY | 1 | 4.07 | 1995 | 2030 | DUAL FUEL | 11 to 15 years old | ICI DEG-42P | #4 | 42106 | 29474 | 6105 | 4274 |  |  | Elevator Apartments | 4 | 39720 | 1 | 15 | 55 | 59 | 1927
1019620018 | 401 118 STREET Manhattan, NY 10027 (40.80745072725999, -73.95845674318674) | Con Edison | TRUSTEES OF COLUMBIA UNIVERSITY | TRUSTEES OF COLUMBIA | 400 119TH ST NEW YORK, NY 10027-7125 (40.808041658732606, -73.9580165248943) | CA011584N | 7/6/05 | ROCKMILLS MP125 | 1 | 5 | 1984 | 2019 |  | 26 to 30 years old | ICI DEG 54P | #6 | 42048 | 29434 | 6307 | 4415 |  |  | Elevator Apartments | 9 | 37722 | 1 | 6 | 33 | 35 | 1926
1014020006 | 115 67 STREET Manhattan, NY 10021 (40.76920532766377, -73.959183941086) | Con Edison | %BROWN HARRIS STEVENS/G.GALLO | MILLAN HOUSE INC | 770 LEXINGTON AVENUE MANHATTAN, NY 10021 (40.76920532766377, -73.959183941086) | CA104179M | 7/5/05 | ROCKMILLS MP4-133 | 2 | 5.3 | 1979 | 2014 |  | 31 to 35 years old | ICI DE-54P | #6 | 42000 | 29400 | 6300 | 4410 | Yes | 2022 | Residence - Multi-Use | 4 | 166862 | 2 | 11 | 88 | 95 | 1931 |  | YES
1005107501 | 285 LAFAYETTE STREET Manhattan, NY 10012 (40.72419701493062, -73.99597022317515) | Con Edison | 285 LAFAYETTE ST.CONDO. Att: BHS Mgmt.Co.LLC |  | 666 BROADWAY MANHATTAN, NY 10012 (40.727111630718575, -73.99526134940452) | CA302895K | 7/7/05 | FEDERAL FST-150 | 1 | 5.88 | 1995 | 2030 | DUAL FUEL | 11 to 15 years old | GORDON PIATT F12-GO-50 | #4 | 42000 | 29400 | 6090 | 4263 | Yes | 2020 | Walk-Up Apartments | 1 | 121505 | 1 | 9 | 29 | 30 | 1900 | YES
1014080071 | 791 PARK AVENUE Manhattan, NY 10021 (40.772169671720576, -73.96289415857905) | Con Edison | 791 PARK AVE CORP%MIDBORO MGMT. | 791 PARK AVE | 148 37TH STREET NEW YORK, NY 10018 (40.75269934978621, -73.98872268726052) | CA460369Y | 7/7/05 | FITZGIBBIONS # H220 | 1 | 7 | 1969 | 2010 |  | 41 - 45 years old | TODD C | #6 | 42000 | 29400 | 6300 | 4410 | Yes | 2018 | Elevator Apartments | 4 | 116499 | 1 | 14 | 29 | 32 | 1925 |  | YES
1014270007 | 215 72 STREET Manhattan, NY 10021 (40.7696361937392, -73.96026378061403) | Con Edison | BROWN HARRIS | 215 EAST 72ND ST CORP | 415 MADISON AVE MANHATTAN, NY 10017 (40.756779530947306, -73.976317020908) | CA158398X | 7/5/05 | ROCKMILLS MP-70 | 2 | 2.94 | 1998 | 2033 | DUAL FUEL | 11 to 15 years old | INDUSTRIAL COMB. MMG-30 | #4 | 42000 | 29400 | 6090 | 4263 | Yes | 2017 | Walk-Up Apartments | 4 | 81338 | 1 | 15 | 32 | 34 | 1929 |  | YES
1011280061 | 60 76 STREET Manhattan, NY 10023 (40.77960592354878, -73.97604328098646) | Con Edison | JANOFF & OLSHAN | 60 WEST 76TH ST, | 654 MADISON AVE MANHATTAN, NY 10021 (40.76920532766377, -73.959183941086) | CA123381J | 7/6/05 | ROCKMILLS MP100 | 1 | 4.2 | 1981 | 2016 |  | 26 to 30 years old | ICI DEG42 P | #6 | 42000 | 29400 | 6300 | 4410 | Yes | 2018 | Elevator Apartments | 6 | 62434 | 1 | 7 | 56 | 57 | 1900
1004950002 | 237 LAFAYETTE STREET Manhattan, NY 10012 (40.72266199400758, -73.99695148382864) | Con Edison | LAFAYETTE ARTISTS CORP | LAFAYETTE ARTISTS COR | 237 LAFAYETTE STREET MANHATTAN, NY 10012 (40.72266199400758, -73.99695148382864) | CA069074P | 7/6/05 | FEDERAL FM 1215 | 1 | 4.1 | 1974 | 2010 |  | 36 - 40 year old | ICI AM5CM | #4 | 42000 | 29400 | 6090 | 4263 | Yes | 2015 | Elevator Apartments | 1 | 54431 | 1 | 12 | 20 | 21 | 1911 |  | YES
1021490104 | 475 186 STREET Manhattan, NY 10033 (40.851083519698655, -73.92833011303061) | Con Edison | LAUREL HILL ASSOCIATES | LAUREL HILL ESTATES I | 100 CEDARHURST AVE GREAT NECK, NY 11516 (40.622428823568654, -73.72417170270552) | CA001683J | 7/5/05 | ROCKMILLS MP 100 | 1 | 4.2 | 1983 | 2018 |  | 26 to 30 years old | ICI DEG 42P | #6 | 42000 | 29400 | 6300 | 4410 | Yes | 2019 | Elevator Apartments | 10 | 61246 | 1 | 6 | 61 | 61 | 1938
1014400023 | 1209 1 AVENUE Manhattan, NY 10021 (40.76920532766377, -73.959183941086) | Con Edison | S.L. MANAGEMENT | 1205-1215 FIRST AVENU | 3 57TH MANHATTAN, NY 10019 (40.76306074739917, -73.97410628873904) | CA175388R | 7/4/05 | ROCKMILLS MP80 | 1 | 3.43 | 1988 | 2023 |  | 21 to 26 years old | ICI MMG 34P | #4 | 42000 | 29400 | 6090 | 4263 |  |  | Walk-Up Apartments | 5 | 47345 | 5 | 5 | 138 | 153 | 1910
1005767501 | 60 13 STREET Manhattan, NY 10011 (40.736096035177844, -73.99606271360636) | Con Edison | VILLAGE HOUSE CONDOMINIUM J&C MGMT | VILLAGE HOUSE CONDOMI | 4 PARK AVENUE NEW YORK, NY 10016 (40.74650915812013, -73.98194367109245) | CA349671J | 7/7/05 | GIBRALTAR GCB 1292 | 1 | 6 | 1971 | 2010 |  | 36 - 40 year old | S T JOHNSON A53H SIZE 100 | #6 | 42000 | 29400 | 6300 | 4410 | Yes | 2016 | Walk-Up Apartments | 3 | 56051 | 1 | 14 | 70 | 70 | 1966 | YES
1011660058 | 250 75 STREET Manhattan, NY 10023 (40.78133014526699, -73.98209696105657) | Con Edison | BRAUMONT HOMES % HERON PROPT | BEAUMONT HOMES CORPOR | 152 57TH MANHATTAN, NY 10019 (40.76492963045104, -73.97870228969026) | CA279673M | 7/6/05 | ROCKMILLS MP100 | 1 | 4.2 | 1973 | 2010 |  | 36 - 40 year old | ICI AM6E | #6 | 41900 | 29330 | 6285 | 4400 |  |  | Walk-Up Apartments | 6 | 38277 | 1 | 9 | 36 | 36 | 1922
1012170050 | 150 87 STREET Manhattan, NY 10024 (40.78774693345316, -73.97314631269786) | Con Edison | 150 WEST 87 STREET OWNERS | 150 W 87 OWNERS CORP | 747 RIVERSIDE DRIVE N Y 10031 (40.831706040027946, -73.9491972286365) | CB158302J | 7/7/05 | EASTMOND/FEDERAL FST-90 | 1 | 3.78 | 2002 | 2037 | DUAL FUEL | 5 to 10 years old | HEVE (ICI) DEG-42 | #6 | 41884 | 29319 | 6283 | 4398 | Yes | 2017 | Walk-Up Apartments | 6 | 59175 | 1 | 9 | 41 | 41 | 1914 |  | YES
1022170029 | 544 ACADEMY STREET Manhattan, NY 10034 (40.862749386511666, -73.92271245030992) | Con Edison | STEB REALTY CORP. | STEB REALTY CORP | 191024 BROOKLYN NY 11219 (40.63277295540763, -73.99667681118586) | CA283983J | 7/5/05 | ROCKMILLS MP100 | 1 | 4.2 | 1983 | 2018 | DUAL FUEL | 26 to 30 years old | ICI DEG 42P | #6 | 41845 | 29292 | 6277 | 4394 |  |  | Walk-Up Apartments | 10 | 38820 | 1 | 5 | 57 | 57 | 1926
1021280031 | 119 AUDUBON AVENUE Manhattan, NY 10032 (40.842613566275645, -73.93681381972937) | Con Edison | 119 GRAND REALTY LLC | 119 GRAND REALTY | 2207 CONEY ISLAND AVE BROOLLYN, NY 11223 (40.60328584975498, -73.96145921904193) | CA250488L | 7/4/05 | FEDERAL FST 90 | 1 | 3.8 | 1988 | 2023 |  | 21 to 26 years old | ICI MEG 42 P | #6 | 41647 | 29153 | 6247 | 4373 |  |  | Elevator Apartments | 10 | 39456 | 1 | 6 | 48 | 48 | 1924
1005910040 | 49 GROVE STREET Manhattan, NY 10014 (40.73294879014655, -74.0039614528382) | Con Edison | 49 GROVE ST. REALTY LLC. C/O SW MGMT | 49 GROVE REALTY LLC | 145 HUGUENOT ST NEW ROCHELLE, NY 10801 (40.91319235913511, -73.77945045104241) | CA259287X | 7/6/05 | ROCKMILLS MP 90 | 1 | 3.78 | 1987 | 2022 |  | 21 to 26 years old | ICI MEG 42 P | #6 | 41647 | 29153 | 6247 | 4373 |  |  | Condominiums | 3 | 41748 | 1 | 6 | 46 | 56 | 1900
1021760011 | 718 178 STREET Manhattan, NY 10033 (40.84846665135618, -73.938242618615) | Con Edison | 718 WEST 178TH STREET LLC. | 718 HEIGHTS LLC | 2130 BROADWAY NEW YORK, NY 10023 (40.78069165240327, -73.98124255715014) | CA391586Y | 7/5/05 | FEDERAL FST-90 | 1 | 3.8 | 1986 | 2021 |  | 21 to 26 years old | IND. COMB. MEG-42-P | #6 | 41647 | 29153 | 6247 | 4373 |  |  | Elevator Apartments | 10 | 49202 | 1 | 6 | 41 | 42 | 1908
1022410002 | 55 COOPER STREET Manhattan, NY 10034 (40.86806437970483, -73.92294627403754) | Con Edison | A.K.A.53-59 COOPER STREET | 55 COOPER ASSOCIATESL | 111 NO CENTRAL PARK AVENUE HARTSDALE, NY 10530 (41.02055398870775, -73.79672640788674) | CA214293N | 7/7/05 | ROCKMILLS MP-90 | 1 | 3.8 | 1993 | 2028 |  | 16 to 20 years old | I.C.I. DEG 42 P | #6 | 41647 | 29153 | 6247 | 4373 |  |  | Elevator Apartments | 7 | 42874 | 1 | 6 | 43 | 43 | 1936
1008790070 | 116 24 STREET Manhattan, NY 10010 (40.74051666295371, -73.9851584646986) | Con Edison | BRISTOL REALTY CO.INC. | I93 LLC | 417 5th MANHATTAN, NY 10016 (40.7508150795849, -73.98282286232246) | CA214786L | 7/5/05 | FEDERAL FST-90 | 1 | 3.08 | 1986 | 2021 |  | 21 to 26 years old | INDUSTRIAL COMBUSTION MEG-42P | #6 | 41647 | 29153 | 6247 | 4373 |  |  | Elevator Apartments | 2 | 40266 | 1 | 6 | 60 | 60 | 1939
1014160012 | 223 61 STREET Manhattan, NY 10021 (40.76920532766377, -73.959183941086) | Con Edison | CROYDON ESTATES INC. | CROYDON ESTATES INC | 225 BROADWAY MANHATTAN, NY 10007 (40.711843149995104, -74.00822898207605) | CA282785Y | 7/5/05 | FEDERAL FST-90 | 1 | 3.8 | 1985 | 2020 |  | 21 to 26 years old | IND COMB DEG-42(P) | #6 | 41647 | 29153 | 6247 | 4373 |  |  | Elevator Apartments | 4 | 39510 | 1 | 6 | 48 | 48 | 1942
1018470042 | 312 MANHATTAN AVENUE Manhattan, NY 10026 (40.80328621393437, -73.95810077216288) | Con Edison | DOUBLE DOWN REALTY CORP. | DOUBLE DOWN REALTY CO | 655 PELHAM PARKWAY BRONX, NY 10467 (40.857815004622005, -73.86924607643229) | CA370086P | 7/6/05 | FEDERAL FST 90 | 1 | 3.8 | 1986 | 2021 |  | 21 to 26 years old | IND. COMB. ME-42 P | #6 | 41647 | 29153 | 6247 | 4373 |  |  | Walk-Up Apartments | 9 | 44622 | 1 | 6 | 59 | 59 | 1920
1011220047 | 30 70 STREET Manhattan, NY 10023 (40.77532352076932, -73.97797199801118) | Con Edison | FREEDLANDR CLAIRE | 30 WEST 70TH STREET A | 240 35TH MANHATTAN, NY 10001 (40.75213634491817, -73.99130191554792) | CA195795M | 7/5/05 | BEST 58-90 | 1 | 3.8 | 1995 | 2030 | DUAL FUEL | 11 to 15 years old | I.C. DEG-42 (P) | #4 | 41647 | 29153 | 6039 | 4227 | Yes | 2022 | Office Buildings | 6 | 58361 | 1 | 9 | 31 | 35 | 1916
1011437502 | 155 71 STREET Manhattan, NY 10023 (40.777362101784675, -73.98071488874615) | Con Edison | GATSBY HOUSE CONDO | THE GATSBY HOUSE COND | 271 MADISON AVENUE MANHATTAN, NY 10016 (40.75118848877702, -73.98044892459097) | CA280783L | 7/6/05 | FEDERAL FST 90 | 1 | 3.8 | 1983 | 2018 |  | 26 to 30 years old | ICI MMG 42P | #6 | 41647 | 29153 | 6247 | 4373 |  |  | Walk-Up Apartments | 6 | 37511 | 1 | 6 | 55 | 55 | 1940
1011960009 | 41 82 STREET Manhattan, NY 10024 (40.78322846088019, -73.97238512365364) | Con Edison | MIDBORO MANAGEMENT | 4182 TENANTS CORP | 148 37 STREET MANHATTAN, NY 10018 (40.75251096987246, -73.98836465376176) | CA168385X | 7/4/05 | FEDERAL FST-90 | 1 | 3.8 | 1985 | 2020 |  | 21 to 26 years old | IND COMB DEG-42(P) | #6 | 41647 | 29153 | 6247 | 4373 | Yes | 2016 | Elevator Apartments | 6 | 59824 | 1 | 9 | 38 | 38 | 1916 |  | YES
1021800134 | 69 BENNETT AVENUE Manhattan, NY 10033 (40.852658993342914, -73.935545775668) | Con Edison | PINNACLE HOLDING CO. LLC. | 69 BENNETT REALTY CO. | 1920 NEW YORY, NY 10116 (40.8110019996426, -73.95309800037239) | CA146287P | 7/6/05 | ROCKMILLS MP 90 | 1 | 3.8 | 1987 | 2022 |  | 21 to 26 years old | ICI DEG 42 P | #6 | 41647 | 29153 | 6247 | 4373 | Yes | 2020 | Elevator Apartments | 7 | 59408 | 1 | 6 | 60 | 61 | 1954
1005530041 | 123 WAVERLY PLACE Manhattan, NY 10011 (40.732707421074906, -73.99961347703538) | Con Edison | ROBERT STONE | DARLINGTON ESTATES IN | 225 BROADWAY NEW YORK, NY 10007 (40.711843149995104, -74.00822898207605) | CA040787X | 7/7/05 | FEDERAL FST 90 | 1 | 3.8 | 1987 | 2022 |  | 21 to 26 years old | INDUSTRIAL COMBUSTION DEG 42 P | #6 | 41647 | 29153 | 6247 | 4373 |  |  | Elevator Apartments | 3 | 37939 | 1 | 9 | 47 | 47 | 1917
1021390200 | 271 FORT WASHINGTON AVENUE Manhattan, NY 10032 (40.844277312029874, -73.9409866739453) | Con Edison | WEISS REALTY, LLC | 271 FT WASHINGTON LLC | 198 BRONX N Y 10461 (40.846960590359004, -73.840632836736) | CB292201J | 7/6/05 | (EXISTING) ROCKMILLS-MP90 | 1 | 3.78 | 2001 | 2036 | DUAL FUEL | 5 to 10 years old | INDUSTRIAL COMB.-DEG 42 P | #6 | 41647 | 29153 | 6247 | 4373 |  |  | Elevator Apartments | 10 | 41757 | 1 | 5 | 42 | 43 | 1917
1018630054 | 136 109 STREET Manhattan, NY 10025 (40.80159777092943, -73.96253607433684) | Con Edison | WESTCO REALTY. | BEACON 109 136-140 LL |  | CA258583X | 7/7/05 | FEDERAL FST-90 | 1 | 3.8 | 1983 | 2018 |  | 26 to 30 years old | ND. COMB. DEG-42 (P) | #6 | 41647 | 29153 | 6247 | 4373 |  |  | Elevator Apartments | 8 | 9360 | 1 | 5 | 10 | 10 | 1910
1020910022 | 619 144 STREET Manhattan, NY 10031 (40.82595310312456, -73.95130786868344) | Con Edison | 615 W 144 STREET, LLC | 144 ST, LLC | 645 HAMILTON GRANGE STATION NY, NY 10031 (40.82495420507257, -73.9501244360938) | CA335394N | 7/5/05 | ROCKMILLS MP-90 | 1 | 3.8 | 1994 | 2029 |  | 16 to 20 years old | INDUSTRIAL COMB. MEG-42(P) | #6 | 41647 | 29153 | 6247 | 4373 |  |  | Churches, Synagogues, etc. | 7 | 17105 | 1 | 5 | 20 | 20 | 1905
1005620044 | 25 10 STREET Manhattan, NY 10003 (40.73271994429515, -73.99371576986276) | Con Edison | BRISTOL RLTY/BLDG MGMT.CO., INC. | PHILLIPS&HUYLER ASSOC | 417 FIFTH AVE MANHATTAN, NY 10016 (40.7508150795849, -73.98282286232246) | CA286591Y | 7/4/05 | FEDERAL FST-90 | 1 | 3.79 | 1991 | 2026 |  | 16 to 20 years old | IND. COMB. MEG-42 (P) | #6 | 41647 | 29153 | 6247 | 4373 |  |  | Elevator Apartments | 2 | 45496 | 1 | 10 | 53 | 62 | 1929
1008800084 | 104 25 STREET Manhattan, NY 10010 (40.741319055576795, -73.98514734144054) | Con Edison | 25 PARK LLC % GVA WILLIAMS | 25 PARK LLC | 380 MADISON AVENUE NEW YORK, NY 10017 (40.755596213835844, -73.97727528530339) | CB197507Z | 7/6/05 | ROCKMILLS MP - 200 (EXSTG) | 1 | 6.6 | 2007 | 2042 | DUAL FUEL | Fewer than 5 years old | ICI DEG - 84P (NEW) | #6 | 41625 | 29137 | 6244 | 4371 | Yes | 2020 | Elevator Apartments | 2 | 114146 | 1 | 12 | 0 | 16 | 1913
1008200038 | 130 5 AVENUE Manhattan, NY 10011 (40.738651939688566, -73.99168145673696) | Con Edison | ROC FIFTH AVENUE ASSOC.LLC. | ROC-FIFTH AVENUE ASSO | 130 5 AVE NEW YORK, NY 10022 (40.75792104364134, -73.97767369526855) | CA149081N | 7/5/05 | ROCKMILLS MP 4-186 | 1 | 7.77 | 1981 | 2016 |  | 26 to 30 years old | HEVEOIL (ICI) DE84 (S) | #6 | 41625 | 29137 | 6244 | 4371 | Yes | 2020 | Loft Buildings | 3 | 223588 | 1 | 11 | 0 | 1 | 1904
1008630006 | 1 33 STREET Manhattan, NY 10016 (40.747775113131645, -73.98496988742855) | Con Edison | ROSEN,GLUCK & MAY % CVA WMS. R.E. | ROSEN, GLUCK & MAY,LT | 1 33RD STREET NEW YORK, NY 10016 (40.74750126845686, -73.98438795507934) | CB538603R | #N/A | ROCKMILLS MP-200 (EXSTG) | 1 | 6.6 | 2003 | 2038 | DUAL FUEL | 5 to 10 years old | ICI DEG-84P (NEW) | #6 | 41625 | 29137 | 6244 | 4371 | Yes | 2013 | Elevator Apartments | 3 | 127866 | 1 | 12 | 0 | 16 | 1913
1007850037 | 462 7 AVENUE Manhattan, NY 10018 (40.751862980298995, -73.98999972454214) | Con Edison | SIK ASSOCIATES | S I K ASSOCIATES | 450 7 AVENUE NEW YORK, NY 10123 (40.75125144131903, -73.99042240589591) | CB545603Y | 7/6/05 | BEST 4C-200 (NEW) | 1 | 6.6 | 2003 | 2038 | DUAL FUEL | 5 to 10 years old | ICI DEG-84P (NEW) | #6 | 41625 | 29137 | 6244 | 4371 | Yes | 2015 | Walk-Up Apartments | 3 | 189734 | 1 | 23 | 0 | 15 | 1925
1008610044 | 470 PARK AVENUE Manhattan, NY 10016 (40.74541398971918, -73.98270866745645) | Con Edison | SL GREEN REALTY CORP. | TEACHERS INSURANCE AN | 420 LEXINGTON AVENUE NEW YORK, NY 10170 (40.75243854639774, -73.97533178224427) | CB280302H | 7/7/05 | EASTMOND ESP-200 | 1 | 6.69 | 2002 | 2037 | DUAL FUEL | 5 to 10 years old | INDUSTRIAL COMBUSTION DEG-84P | #4 | 41625 | 29137 | 6036 | 4225 | Yes | 2021 | Elevator Apartments | 2 | 227053 | 3 | 17 | 0 | 31 | 1925
1021800032 | 550 FORT WASHINGTON AVENUE Manhattan, NY 10033 (40.85369321367659, -73.93733542650637) | Con Edison | 550 FT.WASHINGTON AVE.HDFC%VERTAS PROP.MGT.LLC | 550 FORT WASHINGTON A | 180 80 STREET NEW YORK, NY 10024 (40.78367079966, -73.97751099800468) | CA256582P | 7/5/05 | ROCKMILLS #MP-4-69 | 1 | 2.8 | 1982 | 2017 |  | 26 to 30 years old | HEV-E-OIL MEG 34 P ( I.C.I. ) | #6 | 41610 | 29127 | 6242 | 4369 |  |  | Elevator Apartments | 7 | 28775 | 1 | 5 | 29 | 29 | 1922
1018260013 | 225 110 STREET Manhattan, NY 10026 (40.79975234571992, -73.95597784938498) | Con Edison | LEVITES REALTY CO. | CATHEDRAL ASSETS | 341 149 STREET BRONX, NY 10451 (40.816753941887974, -73.9199605312092) | CB035108X | #N/A | FEDERAL FST - 125 (NEW) | 1 | 4.1 | 2008 | 2043 | DUAL FUEL | Fewer than 5 years old | ICI MMG 54P (NEW) | #4 | 41610 | 29127 | 6033 | 4223 | Yes | 2016 | Elevator Apartments | 9 | 53098 | 1 | 6 | 58 | 58 | 1926
1014970007 | 7 85 STREET Manhattan, NY 10028 (40.78072250390955, -73.96055265639515) | Con Edison | R.F.STUART REAL ESTATE | 7 EAST 85TH STREET TE | 148 37 STREET MANHATTAN, NY 10018 (40.75251096987246, -73.98836465376176) | CA367284Z | 7/6/05 | ROCKMILLS MP-80 | 1 | 3.5 | 1984 | 2019 |  | 26 to 30 years old | I.C.I. MEG-34P | #6 | 41519 | 29063 | 6228 | 4359 |  |  | Elevator Apartments | 4 | 37099 | 1 | 9 | 38 | 38 | 1928
1001490033 | 277 BROADWAY Manhattan, NY 10007 (40.714201899287445, -74.00633316443746) | Con Edison | CHAMBERS COMPANY LLC. | CHAMBERS COMPANY | 277 BROADWAY MANHATTAN, NY 10007 (40.714201899287445, -74.00633316443746) | CA172980M | 7/7/05 | FEDERAL FST 150 | 1 | 5.8 | 1980 | 2015 |  | 26 to 30 years old | HEVEOIL DEG 63 | #4 | 41500 | 29050 | 6018 | 4212 | Yes | 2019 | Elevator Apartments | 1 | 93615 | 1 | 18 | 0 | 40 | 1900
1007790023 | 227 29 STREET Manhattan, NY 10001 (40.74821412269286, -73.99369790450531) | Con Edison | KEW MANAGEMENT CORP. | KEW MANAGEMENT CORP | 1123 BROADWAY MANHATTAN, NY 10010 (40.74321774231914, -73.98915381624003) | CA215899M | 7/7/05 | ROCKMILLS (NEW) MP-150 | 1 | 5.81 | 1999 | 2034 | DUAL FUEL | 11 to 15 years old | INDUSTRIAL COMBUSTION (NEW) DEG-63P | #6 | 41500 | 29050 | 6225 | 4358 | Yes | 2019 | Elevator Apartments | 3 | 55000 | 1 | 14 | 0 | 0 | 1927
1008120016 | 141 36 STREET Manhattan, NY 10018 (40.75180581801239, -73.9884798441974) | Con Edison | BRAUSE REALTY INC. | BRAUSE, JACK | 52 VANDERBILT AVENUE NEW YORK, NY 10017 (40.754138265033134, -73.97709445342167) | CB032307M | 7/6/05 | FEDERAL FST - 90 (NEW) | 2 | 3 | 2007 | 2042 | DUAL FUEL | Fewer than 5 years old | ICI MMG - 42P (NEW) | #4 | 41250 | 28875 | 5981 | 4187 | Yes | 2022 | Walk-Up Apartments | 3 | 165000 | 1 | 22 | 0 | 34 | 1911
1020090033 | 100 141 STREET Manhattan, NY 10030 (40.8179318840654, -73.93825673337525) | Con Edison | 100-106 WEST 141ST STREET HDFC | 100-106 W 141 ST HDF | 106 141 STREET NEW YORK, NY 10030 (40.81801334628918, -73.93844809274997) | CB107408M | #N/A | EASTMOND ESP - 125 (NEW) | 1 | 4.1 | 2008 | 2043 | DUAL FUEL | Fewer than 5 years old | ICI MMG - 54P (NEW) | #4 | 41063 | 28744 | 5954 | 4168 | Yes | 2019 | Elevator Apartments | 9 | 65036 | 1 | 7 | 53 | 56 | 1920 |  | YES
1014970041 | 1036 PARK AVENUE Manhattan, NY 10028 (40.780020753036354, -73.95743527386122) | Con Edison | 1036 PK CORP. % CHAS. H. GREENTHAL | 1036 PARK CORP | 4 PARK AVENUE NEW YORK, NY 10016 (40.74650915812013, -73.98194367109245) | CB189202Y | 7/4/05 | FEDERAL-FST-100 | 2 | 4.2 | 2002 | 2037 | DUAL FUEL | 5 to 10 years old | INDUSTRIAL COMBUSTION-DEG-42P | #4 | 41063 | 28744 | 5954 | 4168 | Yes | 2017 | Walk-Up Apartments | 4 | 97755 | 2 | 19 | 70 | 73 | 1957 |  | YES
1019690029 | 419 129 STREET Manhattan, NY 10027 (40.81389513003814, -73.9520382657732) | Con Edison | 129TH ST. RLTY. CORP. %FREIDMAN MGT. | 129 STREET REALTY COR | 225 34 STREET NEW YORK, NY 10001 (40.75154821758872, -73.99194226012543) | CB192703Z | 7/5/05 | FEDERAL-FST-125 (NEW) | 1 | 5.4 | 2003 | 2038 | DUAL FUEL | 5 to 10 years old | INDUSTRIAL COMBUSTION-MMG-54P (NEW) | #4 | 41063 | 28744 | 5954 | 4168 | Yes | 2019 | Elevator Apartments | 7 | 61602 | 1 | 6 | 48 | 48 | 1920
1020090054 | 164 141 STREET Manhattan, NY 10030 (40.81880081445229, -73.94029790003874) | Con Edison | 164/172 WEST 141 STREET CO. | 164-172 WEST 141 LLC | 1457 FLATBUSH AVE N Y 11210 (40.634998650848665, -73.94991833786968) | CB106902H | #N/A | FEDERAL FST-125 | 1 | 5.25 | 2002 | 2037 | DUAL FUEL | 5 to 10 years old | INDUSTRIAL COMB. MMG-54 P | #4 | 41063 | 28744 | 5954 | 4168 | Yes | 2019 | Walk-Up Apartments | 9 | 53525 | 1 | 5 | 84 | 84 | 1920
1018697501 | 229 97 STREET Manhattan, NY 10025 (40.79515891146954, -73.97080715252892) | Con Edison | 229 CONDO ASSOC.%COOPER SQUARE RLTY. |  | 6 43 STREET N Y 10025 (40.79685012763133, -73.96372581059762) | CB249900P | 7/5/05 | FEDERAL -FST-125 | 1 | 5.4 | 2000 | 2035 | DUAL FUEL | 5 to 10 years old | IC MMG-54 P | #4 | 41063 | 28744 | 5954 | 4168 | Yes | 2019 | Elevator Apartments | 8 | 72520 | 1 | 7 | 55 | 60 | 1901 | YES
1013870056 | 28 73 STREET Manhattan, NY 10021 (40.772462384099505, -73.96499206833732) | Con Edison | 28 E. 73RD LLC % STAHL REAL ESTATE | 28 E 73RD ST CO | 277 PARK AVENUE NEW YORK, NY 10172 (40.7555502006191, -73.97499003987315) | CB185503P | 7/5/05 | FEDERAL FST-125 (NEW) | 1 | 4.14 | 2003 | 2038 | DUAL FUEL | 5 to 10 years old | INDUSTRIAL COMBUSTION MMG-54P (NEW) | #4 | 41063 | 28744 | 5954 | 4168 | Yes | 2017 | Loft Buildings | 4 | 66731 | 1 | 13 | 60 | 65 | 1939
1019930023 | 3117 BROADWAY Manhattan, NY 10027 (40.81330466134074, -73.96018719927088) | Con Edison | 3117 BWAY OWNERS CORP % ARGO | 3115 BROADWAY HDFC | 50 17 STREET NEW YORK, NY 10011 (40.73891274307704, -73.99459526011185) | CB162707X | 7/6/05 | BEST 5C - 125 (NEW) | 1 | 4.1 | 2007 | 2042 | DUAL FUEL | Fewer than 5 years old | ICI MMG - 54P (NEW) | #4 | 41063 | 28744 | 5954 | 4168 | Yes | 2013 | Elevator Apartments | 9 | 60642 | 1 | 6 | 60 | 60 | 1940 |  | YES
1020760001 | 565 144 STREET Manhattan, NY 10031 (40.825323324302225, -73.94982837762207) | Con Edison | 3520 BROADWAY MANAGEMENT | 144 BROADWAY ASSOCIAT | 888 7TH AVENUE MANHASSET, NY 10019 (40.765163953112335, -73.98028704662573) | CA064287X | 7/6/05 | FEDERAL FST 90 | 1 | 3.7 | 1987 | 2022 |  | 21 to 26 years old | I.C.I. MMG-42P | #4 | 41063 | 28744 | 5954 | 4168 |  |  | Elevator Apartments | 7 | 45675 | 1 | 6 | 35 | 38 | 1920
1021530068 | 554 181 STREET Manhattan, NY 10033 (40.848873726737644, -73.93275315482887) | Con Edison | 554 WEST 181 LLC | 554 WEST 181 LLC | 574 CEDARHURST NY 11516 (40.63035943500745, -73.72995581741695) | CB081208K | 7/7/05 | ROCKMILLS MP - 125 (EXSTG) | 1 | 4.1 | 2008 | 2043 | DUAL FUEL | Fewer than 5 years old | ICI MMG - 54- (NEW) | #4 | 41063 | 28744 | 5954 | 4168 |  |  | Condominiums | 10 | 38750 | 2 | 5 | 24 | 28 | 1906
1021220100 | 559 164 STREET Manhattan, NY 10032 (40.83795938466987, -73.94049498504566) | Con Edison | 559 WEST 164TH REALTY, LLC | 559 WEST 164 STREET O | 1970 JAF STATION NEW YORK, NY 10116 (40.8110019996426, -73.95309800037239) | CB221003H | 7/5/05 | FEDERAL FST-125 (NEW) | 1 | 5.32 | 2003 | 2038 | DUAL FUEL | 5 to 10 years old | INDUSTRIAL COMBUSTION MMG-54P (NEW) | #4 | 41063 | 28744 | 5954 | 4168 | Yes | 2022 | Elevator Apartments | 10 | 60626 | 1 | 6 | 51 | 51 | 1911
1007690001 | 265 19 STREET Manhattan, NY 10011 (40.74243179196496, -73.99924036361041) | Con Edison | 8-19-CO%BUCHBINDER/WARREN | EIGHTH-19TH CO. LLC | 1 UNION SQUARE MANHATTAN, NY 10003 (40.735387400722175, -73.99159152453399) | CA294685P | 7/5/05 | FEDERAL FST-100 | 1 | 4.2 | 1985 | 2020 |  | 21 to 26 years old | IRON FIREMAN A06-4.5RK | #4 | 41063 | 28744 | 5954 | 4168 |  |  | Elevator Apartments | 3 | 20312 | 1 | 5 | 20 | 24 | 1910
1001720001 | 366 BROADWAY Manhattan, NY 10013 (40.71752005747606, -74.00342287219168) | Con Edison | ANDREWS BUILDING CORP. | COLLECT POND HOUSE IN | 382 LAFAYETTE STREET MANHATTAN, NY 10003 (40.7275632990673, -73.99334520249113) | CA131697X | 7/5/05 | FEDERAL FST-125 | 1 | 5.25 | 1997 | 2032 | DUAL FUEL | 11 to 15 years old | ICI MMG-54 P | #4 | 41063 | 28744 | 5954 | 4168 | Yes | 2022 | Elevator Apartments | 1 | 93378 | 1 | 12 | 39 | 40 | 1920 |  | YES
1022400009 | 125 SEAMAN AVENUE Manhattan, NY 10034 (40.868846789870304, -73.92301821979987) | Con Edison | AROMA REALTY CORP | AROMA REALTY CORP | 1 CLUB LANE ELMSFORD, NY 10523 (41.058710790667, -73.80564582357985) | CA003385K | 7/7/05 | FEDERAL FST-90 | 1 | 3.9 | 1985 | 2020 |  | 21 to 26 years old | HEVE MM-42-P | #4 | 41063 | 28744 | 5954 | 4168 |  |  | Elevator Apartments | 7 | 42108 | 1 | 6 | 49 | 49 | 1928
1018730052 | 240 102 STREET Manhattan, NY 10025 (40.79858063462267, -73.96934093385362) | Con Edison | BRADFORD SWETT MGMT.LLC. | 2669 OWNERS LTD | 1536 Third Ave MANHATTAN, NY 10028 (40.779166397108554, -73.95373006710048) | CA211899Y | 7/7/05 | FEDERAL FST-125 | 1 | 5.32 | 1999 | 2034 | DUAL FUEL | 11 to 15 years old | INDUSTRIAL COMB. MMG-54 P | #4 | 41063 | 28744 | 5954 | 4168 | Yes | 2013 | Store Buildings | 9 | 61400 | 1 | 6 | 27 | 34 | 1920 |  | YES
1012010058 | 66 88 STREET Manhattan, NY 10024 (40.78735935734919, -73.97026992548203) | Con Edison | CEDOT REALTY CORP. % COOPER SQ. | CEDOT REALTY CORP | 1775 BROADWAY NEW YORK, NY 10019 (40.766316065397184, -73.98188404443792) | CB222803M | 7/6/05 | FEDERAL FST-100 (NEW) | 1 | 4.2 | 2003 | 2038 | DUAL FUEL | 5 to 10 years old | HEVE IC MMG-42P (NEW) | #4 | 41063 | 28744 | 5954 | 4168 |  |  | Elevator Apartments | 6 | 48555 | 1 | 6 | 49 | 49 | 1941
1011467501 | 100 75 STREET Manhattan, NY 10023 (40.77936749095046, -73.97747618652691) | Con Edison | COLUM 75 INC.C/O PRIDE PROPERTY MGMT | COLUM 75 INC | 320 39TH ST NEW YORK, NY 10016 (40.74750679156492, -73.97271722657062) | CA180997Z | 7/5/05 | FEDERAL FST-125 | 1 | 5.25 | 1997 | 2032 | DUAL FUEL | 11 to 15 years old | INDUSTRIAL COMB. MMG-54 P | #4 | 41063 | 28744 | 5954 | 4168 | Yes | 2016 | Educational Structures | 6 | 21999 | 1 | 7 | 60 | 61 | 1952 | YES
1021420168 | 344 FORT WASHINGTON AVENUE Manhattan, NY 10033 (40.846804406932165, -73.9399434603913) | Con Edison | DBL MANGEMENT | 344 FORT WASHINGTON P | 750 LEXINGTON AVE NEW YORK, NY 10022 (40.76249398753119, -73.96802742600755) | CA099186R | 7/6/05 | FEDERAL FST 90 | 1 | 3.7 | 1986 | 2021 |  | 21 to 26 years old | HEVEOIL MMG42 P | #4 | 41063 | 28744 | 5954 | 4168 |  |  | Elevator Apartments | 10 | 41670 | 2 | 5 | 48 | 48 | 1923
1013867501 | 50 72 STREET Manhattan, NY 10021 (40.7715398705982, -73.96492649930696) | Con Edison | DOUGLAS ELLIMAN | 50 EAST 72 ST CONDOMI | 675 THIRD AVENUE NY, NY 10017 (40.75129610835038, -73.97404990585339) | CA186998H | 7/6/05 | FED/EASTMOND FST-90 | 2 | 3.78 | 1998 | 2033 | DUAL FUEL | 11 to 15 years old | (2) S.T. JOHNSON FD68 CAHM (SIZE 90) | #4 | 41063 | 28744 | 5954 | 4168 | Yes | 2016 | Office Buildings | 4 | 74641 | 1 | 15 | 48 | 51 | 1928 | YES
1015780017 | 533 81 STREET Manhattan, NY 10028 (40.7720476815611, -73.94783827858608) | Con Edison | EAST 81 STREET HOUSING CORP. | EAST END ASSOCIATESIN | 152 57TH STREET NEW YORK, NY 10019 (40.7652269056544, -73.97932477205438) | CA001584Y | 7/6/05 | FEDERAL FST-100 | 1 | 4.2 | 1984 | 2019 |  | 26 to 30 years old | I.C.I. DEG-42P | #4 | 41063 | 28744 | 5954 | 4168 |  |  | Elevator Apartments | 5 | 41600 | 5 | 5 | 100 | 100 | 1900
1012630014 | 37 47 STREET Manhattan, NY 10036 (40.7571990654163, -73.97976787222697) | Con Edison | EMPIRE LLC | EMPIRE ASSOCIATES | 501 5 AVENUE NEW YORK, NY 10017 (40.753265922664696, -73.98103348391004) | CB086606N | 7/4/05 | ROCKMILLS-MP-125 | 1 | 4.1 | 2006 | 2041 | DUAL FUEL | Fewer than 5 years old | ICI-MMG-54P | #4 | 41063 | 28744 | 5954 | 4168 | Yes | 2013 | Elevator Apartments | 3 | 85952 | 1 | 17 | 0 | 103 | 1925
1008320032 | 11 30 STREET Manhattan, NY 10001 (40.746189851038736, -73.98698780810852) | Con Edison | EMPIRE STATE LOFT LTD | EMPIRE STATE LOFTS LI | 172 WAVERLY YONKERS, NY 10022 (40.9297548055604, -73.89342994815496) | CA009396N | 7/4/05 | FEDERAL FST-125 | 1 | 5.25 | 1996 | 2031 | DUAL FUEL | 11 to 15 years old | INDUSTRIAL COMBUSTION DEG-54P | #4 | 41063 | 28744 | 5954 | 4168 | Yes | 2022 | Walk-Up Apartments | 3 | 62091 | 1 | 15 | 17 | 23 | 1927 |  | YES
1006237501 | 295 11 STREET Manhattan, NY 10014 (40.73591616830448, -74.00567359310428) | Con Edison | JOHN J. GROGAN ASSOC. | 295 WEST 11 STREET OW | 320 39th STREET MANHATTAN, NY 10016 (40.74750679156492, -73.97271722657062) | CA348594K | 7/5/05 | ROCKMILLS MP-100 (EXISTING) | 1 | 4.1 | 1994 | 2029 |  | 16 to 20 years old | HEVE (I.C.)MEG-42-P | #4 | 41063 | 28744 | 5954 | 4168 |  |  | Walk-Up Apartments | 3 | 0 | 1 | 6 | 60 | 61 | 1920
1008910030 | 145 35 STREET Manhattan, NY 10016 (40.74703342889797, -73.97911613076353) | Con Edison | JONIS REALTY CO. | JONIS REALTY, | 6 GRACE AVENUE GREAT NECK, NY 11021 (40.7883214953668, -73.72832399367672) | CA443186R | 7/6/05 | FEDERAL FST 100 | 1 | 4.2 | 1986 | 2021 |  | 21 to 26 years old | I.C.I. MMG 42 P | #4 | 41063 | 28744 | 5954 | 4168 |  |  | Loft Buildings | 4 | 43208 | 1 | 8 | 42 | 43 | 1910
1017260069 | 60 129 STREET Manhattan, NY 10027 (40.809723876216474, -73.94230975325685) | Con Edison | LENOX LLC | LENOX LLC | 1950 CONEY ISLAND AVENUE N Y 11223 (40.60973612742405, -73.96242580834628) | CB056301L | 7/6/05 | FEDERAL FST-125 | 1 | 5.25 | 2001 | 2036 | DUAL FUEL | 5 to 10 years old | INDUSTRIAL COMB. MMG-54 | #4 | 41063 | 28744 | 5954 | 4168 | Yes | 2016 | Walk-Up Apartments | 9 | 62244 | 1 | 7 | 39 | 47 | 1921
1011200017 | 17 67 STREET Manhattan, NY 10023 (40.773411440840604, -73.97911883901544) | Con Edison | MIDBORO MANAGEMENT | 17 WEST 67 ST CORP | 148 37 STREET NEW YORK, NY 10018 (40.75269934978621, -73.98872268726052) | CB509803Z | 7/7/05 | FEDERAL FST 125(EXISTING) | 1 | 4.18 | 2003 | 2038 | DUAL FUEL | 5 to 10 years old | INDUSTRIAL COMBUSTION MMG 54P | #4 | 41063 | 28744 | 5954 | 4168 | Yes | 2020 | Elevator Apartments | 6 | 61568 | 1 | 13 | 73 | 73 | 1930 |  | YES
1008380062 | 20 37 STREET Manhattan, NY 10018 (40.750665904752005, -73.98402252591346) | Con Edison | MSB ENTERPRISES%GVA WILLIAMS | 20 W. 37 REALTY, L.L. |  | CB032501M | 7/5/05 | FEDERAL FST-125 | 1 | 5.4 | 2001 | 2036 | DUAL FUEL | 5 to 10 years old | INDUSTRIAL COMB. MMG-54 P | #4 | 41063 | 28744 | 5954 | 4168 | Yes | 2018 | Elevator Apartments | 3 | 69701 | 1 | 12 | 0 | 13 | 1912
1016020044 | 60 97 STREET Manhattan, NY 10029 (40.787738615438805, -73.95336022083941) | Con Edison | MSMC RESIDENTIAL REALTY | MSMC RESIDENTIAL REAL | 902 BROADWAY NEW YORK, NY 10010 (40.73945233629462, -73.9896759686116) | CB581103P | 7/6/05 | FEDERAL FST 125 (NEW) | 1 | 0 | 2003 | 2038 | DUAL FUEL | 5 to 10 years old | INDUSTRIAL COMBUSTION MMG 54P | #4 | 41063 | 28744 | 5954 | 4168 |  |  | Condominiums | 4 | 4180 | 1 | 6 | 0 | 2 | 1910
1002270063 | 417 CANAL STREET Manhattan, NY 10013 (40.72239219739879, -74.0060885956463) | Con Edison | PARISH OF TRINITY CHURCH | TRINITY CHURCH CORP | 74 TRINITY PLACE MANHATTAN, NY 10006 (40.70824586187791, -74.01263566001961) | CA313686H | 7/5/05 | FEDERAL FST 100 | 1 | 3.9 | 1986 | 2021 | DUAL FUEL | 21 to 26 years old | HEV E OIL MMG 42 P | #4 | 41063 | 28744 | 5954 | 4168 |  |  | Walk-Up Apartments | 3 | 0 | 1 | 0 | 0 | 0 | 0
1021360170 | 910 RIVERSIDE DRIVE Manhattan, NY 10032 (40.838422725619125, -73.94603187052968) | Con Edison | PROPERTY COMPANY #16 | 910 RIVERSIDE LLC C/O | 20 OCEAN STREET BROOKLYN, NY 11223 (40.59017401607255, -73.96664763516418) | CA301295M | 7/6/05 | ROCKMILLS MP-125 | 1 | 5.25 | 1995 | 2030 | DUAL FUEL | 11 to 15 years old | INDUSTRIAL COMB. MEG-54 (P) | #4 | 41063 | 28744 | 5954 | 4168 | Yes | 2016 | Elevator Apartments | 7 | 74730 | 1 | 6 | 65 | 65 | 1922
1016300063 | 124 103 STREET Manhattan, NY 10029 (40.79059584096456, -73.94844186265789) | Con Edison | R.E. MANAGEMENT | DDEH 122 E 103 LLC |  | CB409800N | 7/5/05 | FEDERAL FST-125 SP | 1 | 5.3 | 2000 | 2035 | DUAL FUEL | 5 to 10 years old | INDUSTRIAL COMB. MMG-54 P | #4 | 41063 | 28744 | 5954 | 4168 |  |  | Office Buildings | 8 | 20785 | 1 | 6 | 30 | 30 | 1910
1020320055 | 230 147 STREET Manhattan, NY 10039 (40.823313835395076, -73.939105670979) | Con Edison | REMIK RLTY. HLDG. %109 ST. APT. CORP. | REMIK HOLDINGS, LLC | 197 FT GEORGE STATION NEW YORK, NY 10040 (40.856860844143355, -73.92820637167598) | CB193103Z | 7/5/05 | ROCKMILLS MP-125 (NEW) | 1 | 4.18 | 2003 | 2038 | DUAL FUEL | 5 to 10 years old | INDUSTRIAL COMBUSTION MMG-54P(NEW) | #4 | 41063 | 28744 | 5954 | 4168 | Yes | 2022 | Office Buildings | 7 | 84600 | 1 | 6 | 100 | 103 | 1910
1021350013 | 839 RIVERSIDE DRIVE Manhattan, NY 10032 (40.83624636630822, -73.94663441628933) | Con Edison | RIVERSIDE REALTY LLC | RIVERSIDE NY LLC |  | CB233503L | 7/5/05 | ROCKMILLS MP-125 (EXISTIG BOILER) | 1 | 4.18 | 2003 | 2038 | DUAL FUEL | 5 to 10 years old | (NEW) I.C.I MMG 54 P | #4 | 41063 | 28744 | 5954 | 4168 | Yes | 2015 | Elevator Apartments | 7 | 58764 | 1 | 6 | 48 | 48 | 1921
1020760056 | 540 145 STREET Manhattan, NY 10031 (40.825672144111024, -73.94872113604805) | Con Edison | STEVEN TANNEN | 540 WEST 145 LLC. | 129 09 26 AVE N Y 11354 (40.76862022064671, -73.82719028070687) | CB119402Z | #N/A | FEDERAL FST-125 | 1 | 5.25 | 2002 | 2037 | DUAL FUEL | 5 to 10 years old | INDUSTRIAL COMB. MMG-54 P | #4 | 41063 | 28744 | 5954 | 4168 |  |  | Elevator Apartments | 7 | 40990 | 1 | 6 | 44 | 48 | 1905
1006180024 | 216 14 STREET Manhattan, NY 10011 (40.738750209753725, -74.00022287778751) | Con Edison | TEAMSTERS LOCAL 237 | BEVERLY, ROBERT TR | 1501 BROADWAY NEW YORK, NY 10036 (40.75664722311285, -73.98607810294877) | CB015608H | 7/6/05 | FEDERAL FST - 125 (EXSTG) | 1 | 4.1 | 2008 | 2043 | DUAL FUEL | Fewer than 5 years old | ICI MMG 54P (NEW) | #4 | 41063 | 28744 | 5954 | 4168 | Yes | 2018 | Office Buildings | 3 | 53906 | 1 | 8 | 0 | 6 | 1916
1018490002 | 351 114 STREET Manhattan, NY 10026 (40.80375617217421, -73.9577719509299) | Con Edison | THE MONTEREY H.D.F.C. | 351 W 114 ST H D F C | 1716 CONEY ISLAND AV BROOKLYN, NY 11230 (40.61562200502739, -73.96353028677774) | CA537885N | 7/5/05 | FEDERAL FST-90 | 1 | 3.7 | 1985 | 2020 |  | 21 to 26 years old | I.C.I MMG-42 (P) | #4 | 41063 | 28744 | 5954 | 4168 |  |  | Elevator Apartments | 9 | 49721 | 1 | 7 | 36 | 36 | 1901
1010000001 | 701 7 AVENUE Manhattan, NY 10036 (40.75922547953279, -73.98457658628757) | Con Edison | WALTER & SAMUELS REALTY | 157 WEST 49 ST RLTYCO | 419 PARK AVE MANHATTAN, NY 10016 (40.743735340676835, -73.98364802421948) | CB182401Y | 7/5/05 | NEW FEDERAL / EASTMOND FST-100 | 1 | 4.2 | 2001 | 2036 | DUAL FUEL | 5 to 10 years old | NEW HEVE (I.C.) MMG-42P | #4 | 41063 | 28744 | 5954 | 4168 |  |  | Store Buildings | 3 | 40000 | 1 | 10 | 0 | 9 | 1909
1020880038 | 610 141 STREET Manhattan, NY 10031 (40.82401247643947, -73.95266435635747) | Con Edison | WIMBLEDON PROP. CORP. % MILCHMAN ENTERPRISES | 610-620 WEST 141 LLC | 655 PELHAM PARKWAY BRONX, NY 10467 (40.857815004622005, -73.86924607643229) | CB205502N | 7/7/05 | FEDERAL FST-125 | 1 | 4.18 | 2002 | 2037 | DUAL FUEL | 5 to 10 years old | ICI MEG-54P | #4 | 41063 | 28744 | 5954 | 4168 | Yes | 2018 | Elevator Apartments | 7 | 57500 | 1 | 6 | 54 | 55 | 1913
1014127503 | 177 77 STREET Manhattan, NY 10075 (40.77328019059849, -73.95894807400066) | Con Edison | 177 EAST 77TH ST. CONDOMINIUM |  | 400 PARK AVENUE NEW YORK, NY 10022 (40.759902919240915, -73.97213019581994) | CB150408L | 7/7/05 | EASCO SM4 - 125 (NEW) | 1 | 4.1 | 2008 | 2043 | DUAL FUEL | Fewer than 5 years old | S.T. JOHNSON FD-68 CA-125HM (NEW) | #6 | 41063 | 28744 | 6159 | 4312 | Yes | 2022 | Walk-Up Apartments | 4 | 72438 | 1 | 12 | 57 | 57 | 1942 | YES
1022370012 | 11 SEAMAN AVENUE Manhattan, NY 10034 (40.866670430559395, -73.92742489774344) | Con Edison | 19 SEAMAN LLC | 19 SEAMAN LLC | 98 CUTTERMILL RD GREAT NECK, NY 11021 (40.7836584067361, -73.73280677517435) | CA206195J | 7/5/05 | ROCKMILLS R 121 | 1 | 4.4 | 1995 | 2030 | DUAL FUEL | 11 to 15 years old | (NEW) HEVE (IC) DEG-54 P | #6 | 41063 | 28744 | 6159 | 4312 | Yes | 2017 | Walk-Up Apartments | 7 | 53521 | 1 | 5 | 72 | 72 | 1925
1012480049 | 334 87 STREET Manhattan, NY 10024 (40.78995097177648, -73.97838095312325) | Con Edison | 334 W87 OWN'S%LAWRENCE PR | 334 WEST 87TH STREET | 150 30TH STREET MANHATTAN, NY 10001 (40.747873861245175, -73.99111945938847) | CA079682H | 7/4/05 | ROCKMILLS M P 90 | 1 | 3.8 | 1982 | 2017 |  | 26 to 30 years old | HEVE DEG-42P | #6 | 41063 | 28744 | 6159 | 4312 |  |  | Walk-Up Apartments | 6 | 44876 | 1 | 9 | 38 | 38 | 1927
1014367502 | 350 62 STREET Manhattan, NY 10021 (40.76920532766377, -73.959183941086) | Con Edison | 350 E 62ND STREET 0WNERS/AKAM ASSOC. | 350 EAST 62ND STREET | 350 62ND STREET MANHATTAN, NY 10021 (40.76920532766377, -73.959183941086) | CA079977P | 7/5/05 | WEIL MC LAIN H-1594 | 1 | 4.4 | 1977 | 2012 |  | 31 to 35 years old | HEVE DE 54S | #6 | 41063 | 28744 | 6159 | 4312 | Yes | 2016 | Condominiums | 5 | 57942 | 1 | 6 | 93 | 94 | 1977 | YES
1010107501 | 140 58 STREET Manhattan, NY 10019 (40.765478121812, -73.97791349602137) | Con Edison | A.B.C. PROPERTIES. |  | 152 57TH STREET MANHATTAN, NY 10019 (40.76492963045104, -73.97870228969026) | CA090279P | 7/7/05 | ROCKMILLS MP90 | 1 | 3.9 | 1979 | 2014 |  | 31 to 35 years old | IRON FIREMAN A06-4.2RK | #6 | 41063 | 28744 | 6159 | 4312 | Yes | 2020 | Elevator Apartments | 4 | 57302 | 1 | 9 | 35 | 42 | 1930 | YES
1021800182 | 50 OVERLOOK TERRACE Manhattan, NY 10033 (40.85438569163915, -73.93624724685088) | Con Edison | ALFRED LICHTER | LICHTER REAL ESTATE | 850 176TH STREET NEW YORK, NY 10033 (40.84750907553967, -73.94144154619411) | CB273702N | 7/5/05 | PACIFIC-6081 (EXTSG) | 1 | 6.64 | 2002 | 2037 | DUAL FUEL | 5 to 10 years old | ICI-DEG 54 (NEW) | #6 | 41063 | 28744 | 6159 | 4312 | Yes | 2020 | Walk-Up Apartments | 7 | 58750 | 1 | 6 | 58 | 58 | 1940
1019620013 | 405 118 STREET Manhattan, NY 10027 (40.80747867067743, -73.95852101304686) | Con Edison | COLUMBIA UNIVERSITY | TRUSTEES OF COLUMBIA | 400 119 STREET NEW YORK, NY 10027 (40.808041658732606, -73.9580165248943) | CB145706L | 7/6/05 | FEDERAL/EASTMOND FST-100 (NEW) | 1 | 3.3 | 2006 | 2041 | DUAL FUEL | Fewer than 5 years old | HEVE (I.C.) DEG - 42P (NEW) | #6 | 41063 | 28744 | 6159 | 4312 |  |  | Elevator Apartments | 9 | 25602 | 1 | 6 | 24 | 24 | 1926
1008820028 | 95 LEXINGTON AVENUE Manhattan, NY 10016 (40.74175460068966, -73.9831289042383) | Con Edison | DOUGLAS ELLIMAN PROPERTY | NAGEL PARTNERS, LP | 675 THIRD AVENUE NEW YORK, NY 10017 (40.75129610835038, -73.97404990585339) | CB207905M | 7/7/05 | BEST 5B-100 (NEW) | 1 | 3.3 | 2005 | 2040 | DUAL FUEL | 5 to 10 years old | S. T. JOHNSON FD68 CAHM SIZE 100 (NEW) | #6 | 41063 | 28744 | 6159 | 4312 | Yes | 2022 | Elevator Apartments | 2 | 52092 | 1 | 6 | 77 | 77 | 1939
1020480016 | 574 ST NICHOLAS' AVENUE Manhattan, NY 10030 (40.81965387486764, -73.94684126035605) | Con Edison | GILZEIS REALTY COMPANY, LLC | GILZEIS REALTY COMPAN | 55 WATERMILL LN GREAT NECK, NY 11021-4206 (40.77827606829953, -73.7332342919567) | CA010984H | 7/6/05 | FEDERAL FST 100 | 1 | 4.2 | 1984 | 2019 |  | 26 to 30 years old | HEV-E-OIL DE-42-P ( I.C.I. ) | #6 | 41063 | 28744 | 6159 | 4312 |  |  | Office Buildings | 7 | 49510 | 1 | 6 | 53 | 55 | 1920
1022200023 | 584 ACADEMY STREET Manhattan, NY 10034 (40.86389649733265, -73.92349502330937) | Con Edison | METRO MANAGEMENT DEV INC. | NEW YORK HOLDING COMP | 42 25 21 STREET L I C, NY 11101 (40.74570244980828, -73.93866902925225) | CA090480R | 7/6/05 | BURNHAM SPENCER 3-100-50 | 1 | 4.2 | 1980 | 2015 |  | 26 to 30 years old | ICI DE 42 P | #6 | 41063 | 28744 | 6159 | 4312 |  |  | Elevator Apartments | 10 | 31688 | 1 | 5 | 37 | 39 | 1925
1015180061 | 114 90 STREET Manhattan, NY 10128 (40.78243657848709, -73.95470405798162) | Con Edison | MIDBORO MANAGEMENT INC | 114 OWNERS INC | 250 PARK AVE MANHATTAN, NY 10013 (40.721242188776046, -74.00888900022716) | CA532885K | 7/5/05 | FEDERAL FST-100 | 1 | 4.2 | 1985 | 2020 |  | 21 to 26 years old | HEVEOIL DEG 42 (P) | #6 | 41063 | 28744 | 6159 | 4312 | Yes | 2018 | Elevator Apartments | 4 | 54997 | 1 | 9 | 38 | 41 | 1925 |  | YES
1022200019 | 125 SHERMAN AVENUE Manhattan, NY 10034 (40.864224274639696, -73.9242682774206) | Con Edison | NY HOLDING CO.%METRO MGMT | NEW YORK HOLDING ASSO | 42 25 21 STREET L I C, NY 11101 (40.74570244980828, -73.93866902925225) | CA086280K | 7/4/05 | BURNHAM SPENCER 3-100-50 | 1 | 4.1 | 1980 | 2015 |  | 26 to 30 years old | HEV-E-OIL DE 42 P | #6 | 41063 | 28744 | 6159 | 4312 |  |  | Elevator Apartments | 10 | 22805 | 1 | 5 | 25 | 25 | 1930
1021380155 | 620 170 STREET Manhattan, NY 10032 (40.842619320269094, -73.93979757574124) | Con Edison | PRESBYTERIAN SYSTEMS CORP. | ROYAL CHARTER PROPERT | 600 165th STREET MANHATTAN, NY 10032 (40.83923808325091, -73.94130524398712) | CA193883N | 7/5/05 | FEDERAL FST 100 | 1 | 4.2 | 1983 | 2018 |  | 26 to 30 years old | IRON FIREMAN AG06-4.2 RK | #6 | 41063 | 28744 | 6159 | 4312 | Yes | 2018 | Elevator Apartments | 10 | 61848 | 1 | 6 | 65 | 65 | 1920
1021270001 | 567 170 STREET Manhattan, NY 10032 (40.842038484466286, -73.93826779513782) | Con Edison | ROBERT P. CANDEE | 567 REALTY CO., | 240 CABRINI BOULEVARD NEW YORK, NY 10033 (40.85528501366849, -73.93816280277332) | CA152281P | 7/5/05 | FEDERAL FST-100 | 1 | 4.3 | 1981 | 2016 |  | 26 to 30 years old | HEV-E-OIL MEG 42 P | #6 | 41063 | 28744 | 6159 | 4312 | Yes | 2017 | Walk-Up Apartments | 10 | 60000 | 1 | 6 | 48 | 53 | 1925
1005210045 | 303 ELIZABETH STREET Manhattan, NY 10012 (40.725009224504106, -73.99322829062731) | Con Edison | SOTTO COURT ASSOCIATES, L.P. | SOHO COURT ASSOCIATES | 103 55 TH STREET MANHATTAN, NY 10019 (40.76312503200586, -73.97825056178426) | CA042796R | 7/7/05 | FERERAL FST-150 | 2 | 5.88 | 1996 | 2031 | DUAL FUEL | 11 to 15 years old | GORDON PIATT FL12-GO-50 | #6 | 41063 | 28744 | 6159 | 4312 | Yes | 2021 | Elevator Apartments | 1 | 187368 | 1 | 12 | 195 | 195 | 1991
1011200014 | 27 67 STREET Manhattan, NY 10023 (40.77361070489218, -73.97959435550216) | Con Edison | T.U.C. MANAGEMENT | 27 WEST 67 STUDIO COR | 200 57 MANHATTAN, NY 10019 (40.76761164715987, -73.99180550022362) | CA121284Z | 7/6/05 | ROCKMILLS MP 100-SL | 1 | 4.2 | 1984 | 2019 |  | 26 to 30 years old | RAY PAECR -144 SIZE 100 | #6 | 41063 | 28744 | 6159 | 4312 | Yes | 2020 | Walk-Up Apartments | 6 | 59431 | 1 | 14 | 32 | 32 | 1902 |  | YES
1006160001 | 31 JANE STREET Manhattan, NY 10014 (40.738157744301844, -74.00415487341891) | Con Edison | WPG RESIDENTIAL GROUP | 31 JANE ST TENANTS CO | 116 JOHN STREET SUITE 1700 N Y 10038 (40.7076073432371, -74.00568390073312) | CB254700H | 7/5/05 | BEST 4B 100 | 2 | 4.2 | 2000 | 2035 | DUAL FUEL | 5 to 10 years old | HEVE (ICI) DEG-54 P | #6 | 41063 | 28744 | 6159 | 4312 | Yes | 2016 | Elevator Apartments | 3 | 91500 | 1 | 17 | 127 | 129 | 1962 |  | YES
1015190008 | 115 90 STREET Manhattan, NY 10128 (40.78249351133314, -73.9546899129215) | Con Edison | 115 TENANTS CORP%C.H.GREENTHAL MGMT. | 115 TENANTS CORP. | 4 PARK AVENUE N Y 10016 (40.74650915812013, -73.98194367109245) | CB382700K | 7/5/05 | FEDERAL/EASTMOND FST-100 | 1 | 4.2 | 2000 | 2035 | DUAL FUEL | 5 to 10 years old | ST JOHNSON FD68 CAHM (SIZE 100) | #6 | 41062 | 28744 | 6159 | 4312 |  |  | Elevator Apartments | 4 | 49555 | 1 | 9 | 44 | 44 | 1923
1015100060 | 122 82 STREET Manhattan, NY 10028 (40.77722050614548, -73.95829395708604) | Con Edison | 122822 OWNERS CORP. | AKAM ASSOCIATES | 8 CORP MANHATTAN, NY 10018 (40.756840774582145, -73.99669149981281) | CA263898R | 7/6/05 | FEDERAL FST-100 | 1 | 4.1 | 1998 | 2033 | DUAL FUEL | 11 to 15 years old | NEW-HEVE/ICI DEG 42 (P) | #6 | 41062 | 28744 | 6159 | 4312 |  |  | Elevator Apartments | 4 | 48432 | 1 | 9 | 36 | 38 | 1912
1015090016 | 133 80 STREET Manhattan, NY 10021 (40.76920532766377, -73.959183941086) | Con Edison | 133 E 80TH STREET CORP. | 133 E 80TH ST CORP -B |  | CA153096H | 7/6/05 | FEDERAL FST-100 | 2 | 4.07 | 1996 | 2031 | DUAL FUEL | 11 to 15 years old | HEVE (I.C.)DEG-42 P | #6 | 41062 | 28744 | 6159 | 4312 | Yes | 2019 | Elevator Apartments | 4 | 76413 | 1 | 14 | 19 | 22 | 1930 |  | YES
1008027501 | 144 27 STREET Manhattan, NY 10001 (40.74593978040542, -73.9922733998066) | Con Edison | 144 W. 27 STREET ASSOC, C/O WALTER & SAMUELS |  | 210 23 STREET MANHATTAN, NY 10010 (40.7386956653778, -73.98288172832623) | CA261399N | 7/7/05 | FEDERAL FST-100 | 1 | 4.1 | 1999 | 2034 | DUAL FUEL | 11 to 15 years old | HEVE(ICI)MMG-42 P | #4 | 41062 | 28744 | 5954 | 4168 | Yes | 2022 | Elevator Apartments | 3 | 66740 | 1 | 12 | 24 | 25 | 1911 | YES
1016280050 | 1575 LEXINGTON AVENUE Manhattan, NY 10029 (40.788888068245285, -73.94872084339727) | Con Edison | 1567 LEXINGTON AVE ASSOC | DDEH 1567 LEXINGTON L | 61 BROADWAY MANHATTAN, NY 10006 (40.70685791268412, -74.01246249206525) | CA110392M | 7/5/05 | FEDERAL FST-100 | 1 | 4.1 | 1992 | 2027 |  | 16 to 20 years old | IRON FIREMAN AGO 4 4.2 RK | #4 | 41062 | 28744 | 5954 | 4168 |  |  | Elevator Apartments | 8 | 24170 | 1 | 6 | 34 | 40 | 1920
1016280020 | 1569 LEXINGTON AVENUE Manhattan, NY 10029 (40.78864525129734, -73.94888272136257) | Con Edison | 1567 LEXINGTON AVE ASSOC. | DDEH 1567 LEXINGTON L | 61 BROADWAY MANHATTAN, NY 10006 (40.70685791268412, -74.01246249206525) | CA110892Z | 7/5/05 | FEDERAL FST-100 | 1 | 4.1 | 1992 | 2027 |  | 16 to 20 years old | IRONFIREMAN AGO 4 4.2 RK | #4 | 41062 | 28744 | 5954 | 4168 |  |  | Elevator Apartments | 8 | 20243 | 1 | 6 | 33 | 37 | 1920
1008820050 | 160 27 STREET Manhattan, NY 10016 (40.74163633988986, -73.98206865695742) | Con Edison | 160 EAST 27TH STREET OWNERS CO | 160 E 27 ST OWNRS COR | 136 GLENWOOD ROAD GLENWOOD LAND, NY 11574 (40.82951426981022, -73.64507942921904) | CA260694L | 7/5/05 | FEDERAL FLW 1518 | 1 | 5.25 | 1994 | 2029 |  | 16 to 20 years old | ICI MMG-54P | #4 | 41062 | 28744 | 5954 | 4168 | Yes | 2022 | Walk-Up Apartments | 2 | 69300 | 1 | 12 | 69 | 72 | 1963 |  | YES
1012170054 | 160 87 STREET Manhattan, NY 10024 (40.78786166125881, -73.97341889906316) | Con Edison | 160 W 87 ST/TUDOR RLTY. | 160 WEST 87TH STREET | 250 PARK AVENUE NY, NY 10003-1402 (40.738333453173844, -73.9878407889095) | CA260288X | 7/5/05 | FEDERAL FST 100 | 1 | 4.2 | 1988 | 2023 |  | 21 to 26 years old | HEVE DEG-42-P | #6 | 41062 | 28744 | 6159 | 4312 | Yes | 2017 | Elevator Apartments | 6 | 59408 | 1 | 9 | 40 | 40 | 1914 |  | YES
1010120023 | 215 40 STREET Manhattan, NY 10018 (40.75496269063061, -73.98835198467148) | Con Edison | 215 WEST 40 STREET CO. | 215 WEST 40TH STREET | 450 7 AVENUE MANHATTAN, NY 10001 (40.75125144131903, -73.99042240589591) | CA277792X | 7/6/05 | ROCKMILLS MP 100 | 1 | 4.2 | 1992 | 2027 |  | 16 to 20 years old | I.C. HEVE MMG 42P | #4 | 41062 | 28744 | 5954 | 4168 | Yes | 2022 | Elevator Apartments | 3 | 65186 | 1 | 14 | 0 | 9 | 1924
1022500054 | 25 INDIAN ROAD Manhattan, NY 10034 (40.87258796951221, -73.91899825032891) | Con Edison | 25 INDIAN RD% PRIDE PROPERTY . | 25 INDIAN ROAD OWNERS | 25 INDIAN ROAD NYC, NY 10034 (40.87258796951221, -73.91899825032891) | CB233100K | 7/5/05 | FEDERAL FST 90 | 1 | 3.78 | 2000 | 2035 | DUAL FUEL | 5 to 10 years old | JOHNSON FD 68 CAHM | #6 | 41062 | 28744 | 6159 | 4312 | Yes | 2020 | Office Buildings | 7 | 55296 | 1 | 7 | 50 | 50 | 1953 |  | YES
1005760056 |  | Con Edison | 31 OPERATING CO. % COOPER SQ. RLTY. | 31 OPERATING CORP | 6 43RD STREET NEW YORK, NY 10017 (40.75381517729913, -73.97967506743592) | CB165506Y | 7/5/05 | ROCKMILLS MP - 4-122 (EXSTING) | 1 | 4 | 2006 | 2041 | DUAL FUEL | Fewer than 5 years old | HEVE (I.C) DEG - 54S (NEW) | #6 | 41062 | 28744 | 6159 | 4312 |  |  | Walk-Up Apartments | 3 | 44586 | 1 | 12 | 23 | 23 | 1900
1008220009 | 37 20 STREET Manhattan, NY 10011 (40.74022542269865, -73.99214382345733) | Con Edison | 37 WEST 20TH COMPANY | 37 WEST 20 COMPANY | 575 EIGHTH AVE MANHATTAN, NY 10018 (40.754911681978285, -73.99150159233108) | CA345586R | 7/7/05 | ROCKMILLS MP-125 | 1 | 5.25 | 1986 | 2021 |  | 21 to 26 years old | I.C.I. DEG-54 P | #4 | 41062 | 28744 | 5954 | 4168 | Yes | 2022 | Elevator Apartments | 3 | 105942 | 1 | 12 | 0 | 32 | 1909
1021360086 | 47 FORT WASHINGTON AVENUE Manhattan, NY 10032 (40.836929851050456, -73.94436812477545) | Con Edison | 47 FT WASHINGTON AVE.HDFC | 47 FT WASHINGTON AVE | 47 FT WASHINGTON AVENUE MANHATTAN, NY 10032 (40.836929851050456, -73.94436812477545) | CA130791H | 7/4/05 | FEDERAL FST-100 | 1 | 4.2 | 1991 | 2026 |  | 16 to 20 years old | ICI DE 42(P) | #4 | 41062 | 28744 | 5954 | 4168 | Yes | 2016 | Walk-Up Apartments | 7 | 63084 | 1 | 6 | 41 | 41 | 1914 |  | YES
1015790005 | 505 82 STREET Manhattan, NY 10028 (40.773322845033945, -73.94887474443627) | Con Edison | 505 E. 82ND STREET OWNERS INC. | 505 E 82ND ST OWNERS | 87 14 116TH STREET RICHMOND HILL, NY 11418 (40.69637041236467, -73.84031024991805) | CA331990L | 7/7/05 | FEDERAL FST 90 | 1 | 3.79 | 1990 | 2025 |  | 16 to 20 years old | HEVE DEG 42P | #6 | 41062 | 28744 | 6159 | 4312 |  |  | Elevator Apartments | 5 | 47680 | 1 | 6 | 54 | 54 | 1950
1021360175 | 666 162 STREET Manhattan, NY 10032 (40.83816149467497, -73.9450094508952) | Con Edison | 666 PROPERTIES LLC. | 666 PROPERTIES LLC | 507 186th ST NEW YORK, NY 10033 (40.85143591538309, -73.92924152824264) | CA192498M | 7/5/05 | FEDERAL FST-100 | 1 | 4.07 | 1998 | 2033 | DUAL FUEL | 11 to 15 years old | HEVE (ICI) MEG 42 P | #6 | 41062 | 28744 | 6159 | 4312 | Yes | 2016 | Elevator Apartments | 7 | 53034 | 1 | 6 | 49 | 49 | 1918
1021390193 | 711 171 STREET Manhattan, NY 10032 (40.84413781756642, -73.94128614945684) | Con Edison | 711 REALTY LLC | 711 REALTY LLC | 574 CEDARHURST NY 11516 (40.63035943500745, -73.72995581741695) | CA475887X | 7/7/05 | ROCKMILLS MP 100 | 1 | 4.2 | 1987 | 2022 |  | 21 to 26 years old | HEVE MEG 42 P | #6 | 41062 | 28744 | 6159 | 4312 |  |  | Elevator Apartments | 10 | 44820 | 1 | 6 | 48 | 48 | 1929
1020950046 | 620 149 STREET Manhattan, NY 10031 (40.82911564426607, -73.94899197213024) | Con Edison | 715 RIVERSIDE DRIVE LLC | 715 RIVERSIDE DRIVE | 159 00 RIVERSIDE DRIVE MANHATTAN, NY 10031 (40.82495420507257, -73.9501244360938) | CA279093X | 7/7/05 | FEDERAL FST-125 | 1 | 5.25 | 1993 | 2028 |  | 16 to 20 years old | INDUSTRIAL COMB. DEG-54 (P) | #6 | 41062 | 28744 | 6159 | 4312 | Yes | 2015 | Elevator Apartments | 7 | 65050 | 1 | 6 | 47 | 47 | 1924
1014930037 | 950 PARK AVENUE Manhattan, NY 10028 (40.77743969881226, -73.9593238501227) | Con Edison | 950 PK. AVE. CORP. % D.E. PROPERTY MGMT. | 950 PARK AVE CORP | 675 THIRD AVENUE NEW YORK, NY 10017 (40.75129610835038, -73.97404990585339) | CB099008L | 7/5/05 | BEST 5B-10(NEW) | 1 | 3.3 | 2008 | 2043 | DUAL FUEL | Fewer than 5 years old | IC DEG-42P (NEW) | #6 | 41062 | 28744 | 6159 | 4312 | Yes | 2013 | Walk-Up Apartments | 4 | 98800 | 1 | 13 | 24 | 27 | 1921 |  | YES
1015020020 | 1263 MADISON AVENUE Manhattan, NY 10128 (40.78353519298403, -73.95680896167316) | Con Edison | AKA 46 EAST 91 STREET | TIMOTHY C. GROGAN | 276 RIVERSIDE DRIVE MANHATTAN, NY 10025 (40.79837591565439, -73.97328132801744) | CA447087J | 7/7/05 | FEDERAL FST 100 | 1 | 4.1 | 1987 | 2022 |  | 21 to 26 years old | SUPERIOR AB AA6-100 | #6 | 41062 | 28744 | 6159 | 4312 |  |  | Condominiums | 4 | 37240 | 1 | 7 | 16 | 16 | 1901
1019520011 | 301 ST NICHOLAS' AVENUE Manhattan, NY 10027 (40.81081117239232, -73.95262246216693) | Con Edison | ALPHA REALTY CO | 301 ALPHA REALTY CORP | 2735 WEBSTER AVENUE BRONX, NY 10458 (40.86515849927069, -73.88724130877964) | CA249388X | 7/5/05 | FEDERAL FST 100 | 1 | 4.1 | 1988 | 2023 |  | 21 to 26 years old | HEVE MEG 42 P ( I.C.I. ) | #6 | 41062 | 28744 | 6159 | 4312 |  |  | Elevator Apartments | 7 | 45945 | 1 | 6 | 36 | 42 | 1926
1008360033 | 1 34 STREET Manhattan, NY 10001 (40.74850171138911, -73.98462996855646) | Con Edison | BUILDING MANAGEMENT CO. INC | JACOB'S FIRST | 362 FIFTH AVE MANHATTAN, NY 10001 (40.74878655571771, -73.98434804220621) | CA152897N | 7/5/05 | FEDERAL FST-100 | 1 | 4.07 | 1997 | 2032 | DUAL FUEL | 11 to 15 years old | HEVE (I.C.I)DEG-42 P | #4 | 41062 | 28744 | 5954 | 4168 | Yes | 2016 | Elevator Apartments | 3 | 55550 | 1 | 12 | 0 | 11 | 1906
1015630032 | 444 84 STREET Manhattan, NY 10028 (40.775109310231066, -73.94933597950163) | Con Edison | COLUMBIA UNIV. | 444 EAST 84 ST APT CO | 415 MADISON AVE NEW YORK, NY 10017 (40.756779530947306, -73.976317020908) | CA116296J | 7/7/05 | ROCKMILLS MP-100 | 2 | 4.2 | 1996 | 2031 | DUAL FUEL | 11 to 15 years old | WEBSTER JB 2 0 30 | #6 | 41062 | 28744 | 6159 | 4312 | Yes | 2013 | Condominiums | 5 | 112037 | 1 | 12 | 95 | 95 | 1964 |  | YES
1011440024 | 121 72 STREET Manhattan, NY 10023 (40.777782228442966, -73.97959334061109) | Con Edison | COOPER SQUARE REALTY INC. | 121 W 72ND ST OWNERS | 6 43 ST MANHATTAN, NY 10017 (40.75381517729913, -73.97967506743592) | CA108297L | 7/5/05 | FEDERAL FST-100 | 1 | 4.2 | 1997 | 2032 | DUAL FUEL | 11 to 15 years old | S.T. JOHNSON FD-68 CAHM (SIZE 100) | #6 | 41062 | 28744 | 6159 | 4312 | Yes | 2014 | Elevator Apartments | 6 | 74654 | 1 | 15 | 90 | 92 | 1926 |  | YES
1013817503 | 44 67 STREET Manhattan, NY 10021 (40.76920532766377, -73.959183941086) | Con Edison | COOPER SQUARE REALTY, INC. | ENRICO CHEVALLARD | 44 67TH STREET NEW YORK, NY 10021 (40.63950044212831, -74.03001764344216) | CA279293K | 7/7/05 | FEDERAL ESP 90 | 1 | 3.8 | 1993 | 2028 |  | 16 to 20 years old | HEVE MEG 42 (P) | #6 | 41062 | 28744 | 6159 | 4312 | Yes | 2021 | Elevator Apartments | 4 | 60242 | 1 | 13 | 46 | 47 | 1941 | YES
1008620013 | 15 32 STREET Manhattan, NY 10016 (40.746762324622374, -73.98444558814893) | Con Edison | GARTH ORGANIZATION | RIAN HODLING COMPANY | 250 49 STREET MANHATTAN, NY 10019 (40.76117154430537, -73.98547962433308) | CA379288Y | 7/5/05 | ROCKMILLS MP100 | 1 | 4 | 1988 | 2023 |  | 21 to 26 years old | I.C.I MMG 42P | #4 | 41062 | 28744 | 5954 | 4168 | Yes | 2022 | Walk-Up Apartments | 3 | 57156 | 1 | 12 | 0 | 13 | 1915
1011190047 | 40 67 STREET Manhattan, NY 10023 (40.773540595808136, -73.97957657046435) | Con Edison | GENERAL PROPERTIES | 40 W. 67TH ST. CORP. | 8 38TH STREET N Y 10018 (40.75108854154199, -73.98303674630506) | CB216801Z | 7/7/05 | FEDERAL FST-100 | 1 | 4.2 | 2001 | 2036 | DUAL FUEL | 5 to 10 years old | HEVE (ICI) DEG-42 P | #6 | 41062 | 28744 | 6159 | 4312 | Yes | 2019 | Walk-Up Apartments | 6 | 56245 | 1 | 10 | 39 | 39 | 1930 |  | YES
1021190005 | 3850 BROADWAY Manhattan, NY 10032 (40.83622615271916, -73.94312073783735) | Con Edison | GILANCO HOLDINGS, LLC | GILANCO HOLDINGS LLC | 507 186th ST NEW YORK, NY 10033 (40.85143591538309, -73.92924152824264) | CA410590H | 7/7/05 | ROCKMILLS MP100 | 1 | 4.16 | 1990 | 2025 |  | 16 to 20 years old | HEVE MMG 42P | #4 | 41062 | 28744 | 5954 | 4168 |  |  | Walk-Up Apartments | 10 | 46309 | 1 | 6 | 31 | 36 | 1909
1021640038 | 4300 BROADWAY Manhattan, NY 10033 (40.85164275944982, -73.93498819600984) | Con Edison | HEIGHTS EQUITIES INC. | HEIGHTS EQUITIES, INC |  | CA463787K | 7/7/05 | FEDERAL FST 90 | 1 | 3.6 | 1987 | 2022 |  | 21 to 26 years old | HEVE MEG 42 P | #6 | 41062 | 28744 | 6159 | 4312 | Yes | 2014 | Walk-Up Apartments | 10 | 52598 | 1 | 6 | 54 | 55 | 1955
1011460008 | 151 74 STREET Manhattan, NY 10023 (40.77961440170235, -73.97985386543083) | Con Edison | HELLER RLTY%74 OWNERS CORP. | 74 OWNERS CORP | 745 5 AVENUE MANHATTAN, NY 10151 (40.76281299962028, -73.97354599994787) | CA042698N | 7/5/05 | BEST 5B 100 | 1 | 4.2 | 1998 | 2033 | DUAL FUEL | 11 to 15 years old | HEVE MMG-42 P | #4 | 41062 | 28744 | 5954 | 4168 |  |  | Elevator Apartments | 6 | 47551 | 1 | 9 | 43 | 43 | 1923
1021800028 | 536 FORT WASHINGTON AVENUE Manhattan, NY 10033 (40.853207579780815, -73.93748831125134) | Con Edison | ILLIBASSI, BRUNO R. | HIGHLAND PROPERTIESIN | 3545 NEW HYDE PARK NY 11040 (40.74529996182383, -73.6796319322678) | CA018388H | 7/7/05 | FEDERAL FST 100 | 1 | 4.2 | 1988 | 2023 |  | 21 to 26 years old | HEVE MMG 42P | #4 | 41062 | 28744 | 5954 | 4168 | Yes | 2020 | Walk-Up Apartments | 7 | 55020 | 1 | 5 | 61 | 62 | 1920
1012707501 | 40 55 STREET Manhattan, NY 10019 (40.762186524014645, -73.976217137139) | Con Edison | MACKLOWE MANAGEMENT |  | 505 CHESTNUT STREET CEDARHURST, NY 11516 (40.62281026909443, -73.72490656996541) | CA313394X | 7/5/05 | FEDERAL FST 100 | 1 | 4.1 | 1994 | 2029 |  | 16 to 20 years old | I.C.I. DEG 42 P | #6 | 41062 | 28744 | 6159 | 4312 |  |  | Office Buildings | 4 | 45658 | 1 | 10 | 35 | 39 | 1925
1016150014 | 23 109 STREET Manhattan, NY 10029 (40.795684779368614, -73.94836222529446) | Con Edison | MADISON CENTRAL REALTY LLC. | 150-160 VERMILVEA ASS |  | CA244382M | 7/6/05 | FEDERAL FST-125 | 1 | 5 | 1982 | 2017 |  | 26 to 30 years old | HEVE MEG 54P | #4 | 41062 | 28744 | 5954 | 4168 | Yes | 2015 | Loft Buildings | 8 | 59280 | 1 | 6 | 58 | 61 | 1920
1008790017 | 131 23 STREET Manhattan, NY 10010 (40.739585866853645, -73.98486295875813) | Con Edison | MANHATTAN SKYLINE MANAGEMENT | DILORENZO, MARC TRUST | 574 CEDARHURST NY 11516 (40.63035943500745, -73.72995581741695) | CA413989N | 7/6/05 | FEDERAL FST 100 | 1 | 4.2 | 1989 | 2024 |  | 21 to 26 years old | I.C.I. ME 42-S | #6 | 41062 | 28744 | 6159 | 4312 | Yes | 2019 | Elevator Apartments | 2 | 56670 | 1 | 12 | 66 | 67 | 1925
1022200015 | 117 SHERMAN AVENUE Manhattan, NY 10034 (40.86410736277594, -73.92459203335113) | Con Edison | METRO MANAGEMENT DEVELOPMENT I | NEW YORK HOLDING ASSO | 42 25 21 STREET L I C, NY 11101 (40.74570244980828, -73.93866902925225) | CA082780Z | 7/6/05 | BURNHAM SPENCER 3-100-50 | 1 | 4.2 | 1980 | 2015 |  | 26 to 30 years old | HEV-E-OIL DE-42-P | #6 | 41062 | 28744 | 6159 | 4312 |  |  | Walk-Up Apartments | 10 | 22805 | 1 | 5 | 25 | 25 | 1915
1018920032 | 345 RIVERSIDE DRIVE Manhattan, NY 10025 (40.80272863427621, -73.96972001278141) | Con Edison | MIDBORO MANAGEMENT | 345 RIVERSIDE DRIVE A | 148 37TH ST MANHATTAN, NY 10018 (40.75251096987246, -73.98836465376176) | CA294985R | 7/4/05 | FEDERAL FST-100 | 1 | 4.2 | 1985 | 2020 |  | 21 to 26 years old | I.C.I.DEG-54 (P) | #6 | 41062 | 28744 | 6159 | 4312 | Yes | 2022 | Elevator Apartments | 9 | 75600 | 1 | 6 | 55 | 55 | 1951 |  | YES
1021370168 | 130 FORT WASHINGTON AVENUE Manhattan, NY 10032 (40.83978969510366, -73.94322598579828) | Con Edison | MORAP LLC, C/L SDG MANAGEMENT | MORAP LLC | 888 WHAVE MANHATTAN, NY 10019 (40.76761164715987, -73.99180550022362) | CA117695L | 7/5/05 | ROCKMILLS MP-125 | 1 | 5.25 | 1995 | 2030 | DUAL FUEL | 11 to 15 years old | INDUSTRIAL COMB. MMG-54 (P) | #4 | 41062 | 28744 | 5954 | 4168 | Yes | 2017 | Walk-Up Apartments | 10 | 80886 | 1 | 7 | 74 | 78 | 1924
1016030051 | 1411 MADISON AVENUE Manhattan, NY 10029 (40.78833048858712, -73.95336134506846) | Con Edison | MT.SINAI HOSPITAL REAL ESTATE | MSMC RESIDENTIAL REAL | 902 BROADWAY MANHATTAN, NY 10010 (40.73945233629462, -73.9896759686116) | CA126994X | 7/4/05 | FEDERAL FST-100 | 1 | 4.07 | 1994 | 2029 |  | 16 to 20 years old | HEVE MMG-42 (P) | #4 | 41062 | 28744 | 5954 | 4168 |  |  | Elevator Apartments | 8 | 9445 | 1 | 5 | 8 | 9 | 1950
1014990065 | 4 88 STREET Manhattan, NY 10128 (40.78275765473677, -73.95935264209703) | Con Edison | PARK E. PROPERTY%MIDBORO | PARK EAST PROPERTY IN | 9 38TH ST MANHATTAN, NY 10016 (40.75058238108704, -73.98167876193074) | CA098897Z | 7/4/05 | FEDERAL FST-100 | 1 | 4.06 | 1997 | 2032 | DUAL FUEL | 11 to 15 years old | IRON FIREMAN AG0-6.4.2 | #6 | 41062 | 28744 | 6159 | 4312 | Yes | 2019 | Elevator Apartments | 4 | 57726 | 1 | 9 | 35 | 37 | 1922 |  | YES
1019950077 | 552 RIVERSIDE DRIVE Manhattan, NY 10027 (40.81629041047802, -73.96049296876083) | Con Edison | PLEASANT HOMES / P. KURTIS | PLEASANT HOMES INC | 5701 ARLINGTON AVE BRONX, NY 10471 (40.90647653354831, -73.90679875550259) | CA344294K | 7/5/05 | FEDERAL FST-100 | 1 | 4.07 | 1994 | 2029 |  | 16 to 20 years old | HEVE DEG-42 (S) | #6 | 41062 | 28744 | 6159 | 4312 | Yes | 2015 | Elevator Apartments | 9 | 64068 | 1 | 6 | 68 | 68 | 1910 |  | YES
1021200001 | 581 161 STREET Manhattan, NY 10032 (40.836320213861875, -73.94239276477735) | Con Edison | PROGRESSIVE ASSOCIATES, LLC | PROGRESSIVE ASSOCIATE | 3601 A FIELDSTON RD BRONX, NY 10463 (40.88596252333503, -73.90701982281978) | CA439284Z | 7/5/05 | FEDERAL FST-100 | 1 | 4.2 | 1984 | 2019 |  | 26 to 30 years old | HEVE MMG-42-P | #4 | 41062 | 28744 | 5954 | 4168 |  |  | Miscellaneous | 10 | 45036 | 1 | 6 | 28 | 36 | 1910
1008807501 | 117 24 STREET Manhattan, NY 10010 (40.74051976789702, -73.98501298498122) | Con Edison | SANDBERG MANAGEMENT CORP. |  | 404 PARK AVE MANHATTAN, NY 10016 (40.74338720170832, -73.98417235632) | CA348287K | 7/6/05 | FEDERAL FST 100 | 1 | 3.9 | 1987 | 2022 |  | 21 to 26 years old | I.C.I. MMG-42P | #4 | 41062 | 28744 | 5954 | 4168 | Yes | 2020 | Elevator Apartments | 2 | 45212 | 1 | 12 | 11 | 15 | 1920 | YES
1016140069 | 1274 FIFTH AVENUE Manhattan, NY 10029 (40.796055664818766, -73.94981801627301) | Con Edison | SP 1274 FIFTH AVENUE,LLC | SP 1274 FIFTH AVENUE | 888 SEVENTH AVE MANHATTAN, NY 10106 (40.76477099998169, -73.98039099994463) | CA042892R | 7/5/05 | FEDERAL FST-100 | 1 | 4.2 | 1992 | 2027 |  | 16 to 20 years old | I.C. DEG-42P | #6 | 41062 | 28744 | 6159 | 4312 | Yes | 2014 | Elevator Apartments | 8 | 56670 | 1 | 6 | 54 | 54 | 1935
1006290044 | 305 13 STREET Manhattan, NY 10014 (40.73923898620734, -74.00337756416837) | Con Edison | SUPREME COMPANY | SUPREME COMPANY I | 150 58 STREET MANHATTAN, NY 10155 (40.761456027272516, -73.96836646308732) | CA242695Y | 7/5/05 | FEDERAL FST-125 (NEW) | 1 | 5.25 | 1995 | 2030 | DUAL FUEL | 11 to 15 years old | I.C. MEG-54P (NEW) | #6 | 41062 | 28744 | 6159 | 4312 | Yes | 2019 | Office Buildings | 3 | 56508 | 1 | 6 | 77 | 77 | 1964
1010260032 | 850 7 AVENUE Manhattan, NY 10019 (40.76401029931706, -73.98118994109169) | Con Edison | TEXWOOD INVESTMENTS | TEXWOOD INVESTMENT IN | 850 7 AVENUE MANHATTAN, NY 10019 (40.76401029931706, -73.98118994109169) | CA348388J | 7/4/05 | FEDERAL FST 100 | 1 | 4.2 | 1988 | 2023 |  | 21 to 26 years old | HEVE MMG 42 P | #4 | 41062 | 28744 | 5954 | 4168 | Yes | 2016 | Elevator Apartments | 3 | 78750 | 1 | 12 | 0 | 57 | 1910
1019940072 | 195 CLAREMONT AVENUE Manhattan, NY 10027 (40.81523820370376, -73.95992639588235) | Con Edison | TRUSTEES OF COLUMBIA UNIVERSITY | TRUSTEES OF COLUMBIA | 400 119TH ST NEW YORK, NY 10027-7125 (40.808041658732606, -73.9580165248943) | CA113287Y | 7/7/05 | FEDERAL FST 125 | 1 | 5.3 | 1987 | 2022 |  | 21 to 26 years old | ICI MEG 54 P | #6 | 41062 | 28744 | 6159 | 4312 | Yes | 2014 | Condominiums | 9 | 60828 | 1 | 6 | 58 | 59 | 1925
1019900053 | 454 RIVERSIDE DRIVE Manhattan, NY 10027 (40.809887237629425, -73.9649895789073) | Con Edison | TRUSTEES OF COLUMBIA UNIVERSITY | TRUSTEES OF COLUMBIA | 400 119 STREET N Y 10027 (40.808041658732606, -73.9580165248943) | CB105001M | 7/4/05 | FEDERAL/EASTMOND ESP-100 | 1 | 3.35 | 2001 | 2036 | DUAL FUEL | 5 to 10 years old | INDUSTRIAL COMB-DEG-42P | #6 | 41062 | 28744 | 6159 | 4312 |  |  | Elevator Apartments | 9 | 46922 | 1 | 12 | 39 | 39 | 1911
1019900052 | 456 RIVERSIDE DRIVE Manhattan, NY 10027 (40.81002213593382, -73.9648996467044) | Con Edison | TRUSTEES OF COLUMBIA UNIVERSITY | TRUSTEES OF COLUMBIA | 400 119 STREET N Y 10027 (40.808041658732606, -73.9580165248943) | CB118301Z | 7/4/05 | FEDERAL-ESP-100 | 1 | 4.2 | 2001 | 2036 | DUAL FUEL | 5 to 10 years old | INDUST.COMBUSTION-DEG-42P | #6 | 41062 | 28744 | 6159 | 4312 |  |  | Elevator Apartments | 9 | 47327 | 1 | 12 | 45 | 45 | 1911
1010290012 | 1776 BROADWAY Manhattan, NY 10019 (40.76645897683454, -73.98182488729583) | Con Edison | ULM I HLDG. CORP. AKA 229 W. 57 ST. | ILLERTISSEN HOLDINGCO | 1776 BROADWAY MANHATTAN, NY 10019 (40.76645897683454, -73.98182488729583) | CB412403J | 7/5/05 | ROCKMILL MP-100 (EXSTG) | 2 | 3.34 | 2003 | 2038 | DUAL FUEL | 5 to 10 years old | HEVE (I.C.) AM6CM (EXSTG) | #4 | 41062 | 28744 | 5954 | 4168 | Yes | 2019 | Walk-Up Apartments | 4 | 112100 | 1 | 24 | 0 | 46 | 1927
1008380032 | 15 36 STREET Manhattan, NY 10018 (40.750015236607716, -73.9842461398144) | Con Edison | WALTER & SAMUELS INC. | DAVAL 36 ASSOCIATES | 419 PARK AVENUE MANHATTAN, NY 10016 (40.743735340676835, -73.98364802421948) | CA171297N | 7/5/05 | FEDERAL FST-100 | 1 | 4.2 | 1997 | 2032 | DUAL FUEL | 11 to 15 years old | S.T. JOHNSON FD68 CAHM (SIZE 100) | #6 | 41062 | 28744 | 6159 | 4312 | Yes | 2018 | Elevator Apartments | 3 | 68498 | 1 | 16 | 0 | 19 | 1917
1012160048 | 140 86 STREET Manhattan, NY 10024 (40.78695769623485, -73.97336303773214) | Con Edison | WONFORO ASSOC/TOMBA. | WONFORO ASSOCIATES | 37 CHURCH LANE SCARSDALE, NY 10583 (40.99208048170847, -73.80061760422569) | CA211194Y | 7/4/05 | FEDERAL FST-125 | 1 | 5.25 | 1994 | 2029 |  | 16 to 20 years old | ICI DEG-54 (P) | #6 | 41062 | 28744 | 6159 | 4312 | Yes | 2016 | Elevator Apartments | 6 | 66614 | 1 | 15 | 47 | 47 | 1925
1007860064 | 226 37 STREET Manhattan, NY 10018 (40.753229266708736, -73.99004012965351) | Con Edison | YORA LLCC/O BERNSTEIN REAL ESTATE CO. | ALRAM, | 1385 BROADWAY MANHATTAN, NY 10018 (40.752717336226794, -73.98735571777598) | CA121487Z | 7/6/05 | ROCKMILLS MP 100 | 1 | 4.2 | 1987 | 2022 |  | 21 to 26 years old | I.C.I MMG 42P | #4 | 41062 | 28744 | 5954 | 4168 | Yes | 2016 | Walk-Up Apartments | 3 | 83500 | 1 | 16 | 0 | 1 | 1924
1014410031 | 342 67 STREET Manhattan, NY 10021 (40.76920532766377, -73.959183941086) | Con Edison | 342 E.67 REALTY LLC%S.W. MANAGEMENT | 342 EAST 67 REALTY LL | 145 HUGUENOT ST 5TH FL N Y 10801 (40.91319235913511, -73.77945045104241) | CB134302Y | 7/6/05 | BEST 4C-125 | 1 | 5.25 | 2002 | 2037 | DUAL FUEL | 5 to 10 years old | INDUSTRIAL COMB. MMG-54P | #4 | 41062 | 28743 | 5954 | 4168 | Yes | 2021 | Elevator Apartments | 5 | 59020 | 1 | 13 | 60 | 60 | 1964
1007060017 | 527 34 STREET Manhattan, NY 10001 (40.75511805028431, -74.00036044095438) | Con Edison | DOWNING MANAGEMENT CORP. | DCAS | 12 49 STREET MANHATTAN, NY 10017 (40.75773011527554, -73.97729701230274) | CA185680N | 7/6/05 | ROCKMILLS MP4-132 | 1 | 5.3 | 1980 | 2015 |  | 26 to 30 years old | ICI MEG 54 P | #4 | 41062 | 28743 | 5954 | 4168 |  |  | Walk-Up Apartments | 3 | 81000 | 1 | 6 | 0 | 0 | 1947
1020760049 | 528 145 STREET Manhattan, NY 10031 (40.82554096716252, -73.94840631137163) | Con Edison | HUDSON VIEW II ASSO.%ALPERT GROUP | HV II, LLC |  | CB350800R | 7/5/05 | ROCKMILLS MP-125 | 1 | 5.25 | 2000 | 2035 | DUAL FUEL | 5 to 10 years old | ICI MM 54 P | #4 | 41062 | 28743 | 5954 | 4168 | Yes | 2016 | Walk-Up Apartments | 7 | 64560 | 1 | 6 | 44 | 48 | 1920
1022200011 | 109 SHERMAN AVENUE Manhattan, NY 10034 (40.86398145769181, -73.92491578928173) | Con Edison | METRO MGMT DEVELOPMENT INC | NEW YORK HOLDING ASSO | 42 25 21 STREET L I C, NY 11101 (40.74570244980828, -73.93866902925225) | CA086180N | 7/6/05 | BURNHAM SPENCER 3-100-50 | 1 | 4.2 | 1980 | 2015 |  | 26 to 30 years old | HEV-E-OIL DE-42P | #6 | 41062 | 28743 | 6159 | 4312 |  |  | Elevator Apartments | 10 | 22805 | 1 | 5 | 25 | 25 | 1915
1022200041 | 22 POST AVENUE Manhattan, NY 10034 (40.86301918312046, -73.92423230453943) | Con Edison | METRO MGMT DEVELOPMENT. | NEW YORK HOLDING ASSO | 42 25 21 STREET L I C, NY 11101 (40.74570244980828, -73.93866902925225) | CA090680L | 7/6/05 | BURNHAM SPENCER 3-100-50 | 1 | 4.1 | 1980 | 2015 |  | 26 to 30 years old | HEV-E-OIL DE-42-P | #6 | 41062 | 28743 | 6159 | 4312 |  |  | Elevator Apartments | 10 | 22615 | 1 | 5 | 25 | 25 | 1920
1011500034 | 396 COLUMBUS AVENUE Manhattan, NY 10024 (40.78188128411304, -73.97557685801252) | Con Edison | PARK BELVEDERE CONDOMINIUM | 42-78/86 REALTY, LLC | 152 57TH STREET MANHATTAN, NY 10019 (40.76492963045104, -73.97870228969026) | CA222284L | 7/5/05 | CLEAVER BROOKS CB-600-150 | 2 | 6.3 | 1984 | 2019 |  | 26 to 30 years old | CLEAVER BROOKS INTEGRAL | #6 | 41062 | 28743 | 6159 | 4312 |  |  | Walk-Up Apartments | 6 | 5277 | 1 | 5 | 7 | 8 | 1920
1021360128 | 654 161 STREET Manhattan, NY 10032 (40.83740588994678, -73.94517881688684) | Con Edison | RIVERSIDE VENTURA,LLC | G. DAVIS REALTY LLC | 149 45 NORTHERN BLVD FLUSHING, NY 11354 (40.76862022064671, -73.82719028070687) | CB304901L | 7/6/05 | (EXISTING)ROCKMILLS-MP 125 | 1 | 5.25 | 2001 | 2036 | DUAL FUEL | 5 to 10 years old | (NEW) ICI MMG 54 | #4 | 41062 | 28743 | 5954 | 4168 | Yes | 2016 | Walk-Up Apartments | 7 | 61902 | 1 | 6 | 48 | 48 | 1915 |  | YES
1011430042 | 124 72 STREET Manhattan, NY 10023 (40.77775916613231, -73.9796872637834) | Con Edison | WESTVIEW ASSOC.%VISION ENTERPRISE | WEST 72ND ST. ASSOCIA | 286 NORTHERN BLD N Y 11021 (40.7775646826647, -73.72637816523613) | CB258201X | 7/6/05 | (EXISTING)ROCKMILLS - MP 125 | 1 | 4.18 | 2001 | 2036 | DUAL FUEL | 5 to 10 years old | (NEW)ICI-MMG-54P | #4 | 41062 | 28743 | 5954 | 4168 |  |  | Elevator Apartments | 6 | 40982 | 1 | 13 | 46 | 53 | 1916
1010100046 | 134 58 STREET Manhattan, NY 10019 (40.76540980271469, -73.97774942667404) | Con Edison | WILSHIRE PLAZA LLC. | 134 W 58 LLC | 805 THIRD AVENUE NEW YORK, NY 10022 (40.755592969327324, -73.9708898396616) | CA314491M | 7/5/05 | ROCKMILLS MP-100 | 1 | 4.2 | 1991 | 2026 |  | 16 to 20 years old | I.C.I.DEG-42 (P) | #6 | 41062 | 28743 | 6159 | 4312 | Yes | 2020 | Elevator Apartments | 4 | 61791 | 1 | 15 | 120 | 121 | 1930
1004680001 | 201 12 STREET Manhattan, NY 10003 (40.73198192789388, -73.98810170608336) | Con Edison | MANOCO | AMDAR COMPANY, LLC | 150 58 STREET NEW YORK, NY 10155 (40.761456027272516, -73.96836646308732) | CB119603H | 7/5/05 | FEDERAL-FST 125 | 1 | 4.18 | 2003 | 2038 | DUAL FUEL | 5 to 10 years old | INDUSTRIAL COMBUSTION-MMG 54 | #4 | 41057 | 28740 | 5953 | 4167 | Yes | 2018 | Hotels | 2 | 92304 | 1 | 6 | 120 | 121 | 1930
1014840014 | 521 72 STREET Manhattan, NY 10021 (40.766691046362794, -73.95328043736771) | Con Edison | SOLOW MANAGEMENT CORP. | 521 EAST 72ND ST. REA | 521 72ND STREET MANHATTAN, NY 10021 (40.766691046362794, -73.95328043736771) | CA378087N | 7/5/05 | FEDERAL FST 90 | 2 | 3.57 | 1987 | 2022 | DUAL FUEL | 21 to 26 years old | HEVE MEG 42 P | #4 | 41042 | 28729 | 5951 | 4166 | Yes | 2014 | Walk-Up Apartments | 5 | 109185 | 1 | 11 | 23 | 34 | 1920
1018290029 | 1864 7 AVENUE Manhattan, NY 10026 (40.80134862196394, -73.95402722066018) | Con Edison | 1864 H.D.F.C. | 1864 7TH AVE HSG ETC | 1864 7 AVENUE MANHATTAN, NY 10026 (40.80134862196394, -73.95402722066018) | CA255789H | 7/6/05 | FEDERAL FST 125 | 1 | 5.3 | 1989 | 2024 |  | 21 to 26 years old | IND COMB DE 54G | #4 | 41000 | 28700 | 5945 | 4162 | Yes | 2019 | Elevator Apartments | 9 | 55917 | 1 | 7 | 35 | 35 | 1920 |  | YES
1021740175 | 24 ARDEN STREET Manhattan, NY 10040 (40.8617035136422, -73.92702480811865) | Con Edison | 24/32 ARDEN ASSOC. | 24-32 ARDEN ASSOCIATE | 5925 BROADWAY N Y 10463 (40.888406443876256, -73.899128719106) | CB207700M | 7/5/05 | FEDERAL FST-125 | 1 | 5.25 | 2000 | 2035 | DUAL FUEL | 5 to 10 years old | ICI MMG-54 P | #4 | 41000 | 28700 | 5945 | 4162 | Yes | 2014 | Elevator Apartments | 10 | 58030 | 1 | 5 | 67 | 67 | 1920
1018440033 | 485 CENTRAL PARK Manhattan, NY 10033 (40.85621992920642, -73.94585900019268) | Con Edison | 485 CENTRAL PARK WEST CORP. | 485 CENTRAL PARK WEST | 5701 ARLINGTON RIVERDALE, NY 10471 (40.90647653354831, -73.90679875550259) | CA002784N | 7/6/05 | FEDERAL #FST-125 | 1 | 5.2 | 1984 | 2019 |  | 26 to 30 years old | INDUSTRIAL COMBUSTION #DEG-54-P | #6 | 41000 | 28700 | 6150 | 4305 | Yes | 2014 | Walk-Up Apartments | 8 | 54824 | 1 | 7 | 67 | 68 | 1900 |  | YES
1022280037 | 276 SHERMAN AVENUE Manhattan, NY 10034 (40.86665244411881, -73.91771221982702) | Con Edison | BB&BB MGMT. CORP. | 276 REALTY LLC | 1624 WEBSTER AVENUE BRONX, NY 10457 (40.84184033491622, -73.90412994919767) | CA269490K | 7/7/05 | ROCKMILLS MP100 | 1 | 4.07 | 1990 | 2025 |  | 16 to 20 years old | ICI DEG 42P | #6 | 41000 | 28700 | 6150 | 4305 |  |  | Walk-Up Apartments | 10 | 36415 | 1 | 5 | 52 | 52 | 1926
1000880005 | 20 VESEY STREET Manhattan, NY 10007 (40.711870129656006, -74.00969487698381) | Con Edison | CASTEGA -20 VESEY STREET, LLC. | CASTEGA-20 VESEY STRE | 20 VESEY STREET MANHATTAN, NY 10007 (40.711870129656006, -74.00969487698381) | CA233189R | 7/6/05 | ROCKMILLS MP125 | 1 | 5.3 | 1989 | 2024 |  | 21 to 26 years old | ICI MM54P | #4 | 41000 | 28700 | 5945 | 4162 | Yes | 2018 | Elevator Apartments | 1 | 80298 | 1 | 13 | 0 | 35 | 1907
1012160054 | 156 86 STREET Manhattan, NY 10024 (40.78714126070674, -73.97380055605989) | Con Edison | HARMIL REALTY CO. | HARMIL REALTY LLC C/O | 63 PLANETARIUM STATION MANHATTAN, NY 10024 (40.78362556816552, -73.96653900057436) | CA237583N | 7/5/05 | ROCKMILLS MP-4133 | 1 | 5 | 1983 | 2018 | DUAL FUEL | 26 to 30 years old | ICI DEG-54P | #6 | 41000 | 28700 | 6150 | 4305 | Yes | 2016 | Elevator Apartments | 6 | 76302 | 1 | 12 | 38 | 38 | 1916
1008400006 | 62 39 STREET Manhattan, NY 10018 (40.75240142603741, -73.98426485904116) | Con Edison | MAX FIVE NY,LLC/J BUSH | 63 WEST 38TH STREET D | 1440 BROADWAY MANHATTAN, NY 10018 (40.754628748772895, -73.9867452130141) | CA435788Y | 7/5/05 | FEDERAL FST 125 | 1 | 5.3 | 1988 | 2023 |  | 21 to 26 years old | ICI DEG 54P | #6 | 41000 | 28700 | 6150 | 4305 | Yes | 2020 | Elevator Apartments | 3 | 120876 | 1 | 12 | 0 | 0 | 1930
1014960021 | 35 84 STREET Manhattan, NY 10028 (40.779562417692766, -73.95976362521479) | Con Edison | PARCEL ONE COMPANY | ALBERT JOSEPH | 271 MADISON AVENUE MANHATTAN, NY 10016 (40.75118848877702, -73.98044892459097) | CA069480K | 7/5/05 | FEDERAL FST 150 | 1 | 6 | 1980 | 2015 |  | 26 to 30 years old | ICI DEG 63 P | #6 | 41000 | 28700 | 6150 | 4305 | Yes | 2016 | Educational Structures | 4 | 113052 | 1 | 11 | 38 | 41 | 1922
1012900044 | 70 55 STREET Manhattan, NY 10022 (40.760591179414234, -73.97244665974014) | Con Edison | R AND D 265-273 146 LLC | AMTAD PROPERTY, INC. | 70 55 STREET NEW YORK, NY 10022 (40.760591179414234, -73.97244665974014) | CB105108J | 7/5/05 | EASTMOND ESP-125 | 1 | 0 | 2008 | 2043 | DUAL FUEL | Fewer than 5 years old | INDUSTRIAL COMBUSTION MMG-54P | #4 | 41000 | 28700 | 5945 | 4162 | Yes | 2020 | Elevator Apartments | 3 | 135000 | 1 | 25 | 0 | 1 | 1985
1011447501 | 105 72 STREET Manhattan, NY 10023 (40.77753425537027, -73.97900722243925) | Con Edison | THE 105 WEST 72ND CONDO. % W. POLAVITO INC. | 105 WEST 72ND CONDOMI | 148 37TH STREET NEW YORK, NY 10018 (40.75269934978621, -73.98872268726052) | CB516103Z | 7/6/05 | FEDERAL FST-125 (NEW) | 1 | 4.18 | 2003 | 2038 | DUAL FUEL | 5 to 10 years old | I.C. MMG-54P | #4 | 41000 | 28700 | 5945 | 4162 | Yes | 2014 | Office Buildings | 6 | 41571 | 1 | 12 | 34 | 37 | 1913 | YES
1005640001 | 31 12 STREET Manhattan, NY 10003 (40.73391604592072, -73.99270287743448) | Con Edison | BUCHBINDER & WARREN | 31 E 12 ST OWNERS INC | ONE UNION SQUARE MANHATTAN, NY 10003 (40.73194394755518, -73.98887214913032) | CA177782Y | 7/5/05 | FEDERAL FST-125 | 1 | 5.3 | 1982 | 2017 | DUAL FUEL | 26 to 30 years old | I.C.I DEG-54-P | #4 | 40972 | 28680 | 5941 | 4159 | Yes | 2014 | Elevator Apartments | 2 | 65926 | 1 | 12 | 81 | 86 | 1929 |  | YES
1021370026 | 600 162 STREET Manhattan, NY 10032 (40.83721945131717, -73.94276150319115) | Con Edison | 162 BROADWAY ASSOCIATES LLC. | 162 BROADWAY ASSOCIAT | 888 SEVENTH AVENUE MANHATTAN, NY 10019 (40.765163953112335, -73.98028704662573) | CA336886Y | 7/6/05 | BEST 5B-90 | 1 | 3.7 | 1986 | 2021 |  | 21 to 26 years old | INDUSTRIAL COMB. MMG-42P | #4 | 40880 | 28616 | 5928 | 4149 |  |  | Elevator Apartments | 10 | 46680 | 1 | 6 | 38 | 44 | 1905
1021740241 | 35 THAYER STREET Manhattan, NY 10040 (40.86247059668261, -73.92643564351124) | Con Edison | 35 REALTY CORP. | THAYER 35 LLC | 108 18 QUEEN BLVD FROEST HILLS, NY 11375 (40.720707263029794, -73.84628429608335) | CA404687N | 7/6/05 | FEDERAL FST 90 | 1 | 3.7 | 1987 | 2022 |  | 21 to 26 years old | ICI MMG 42 S | #4 | 40880 | 28616 | 5928 | 4149 |  |  | Elevator Apartments | 10 | 34040 | 1 | 5 | 53 | 53 | 1927
1020750026 | 501 143 STREET Manhattan, NY 10031 (40.82413295013526, -73.94894606815716) | Con Edison | 501 W 143 ST HDFC | 501 W 143RD ST CORP | 787 VANDERVEER STATION BROOKLYN, NY 11210 (40.62772226387142, -73.946537919989) | CA198282K | 7/6/05 | FEDERAL FST-90 | 1 | 3.7 | 1982 | 2017 |  | 26 to 30 years old | I.C.I. MMG-42P | #4 | 40880 | 28616 | 5928 | 4149 | Yes | 2015 | Educational Structures | 7 | 50986 | 1 | 6 | 37 | 40 | 1920 |  | YES
1011860095 | 67 RIVERSIDE DRIVE Manhattan, NY 10024 (40.78477816657136, -73.98285011440919) | Con Edison | 67 RIVERSIDE DR. CORP. %AKAM ASSOC. | 67 RIVERSIDE DRIVE CO | 8 38 STREET NEW YORK, NY 10018 (40.751314393861094, -73.98349762627032) | CB163503H | 7/5/05 | ROCKMILLS MP 90 (NEW) | 1 | 3.78 | 2003 | 2038 | DUAL FUEL | 5 to 10 years old | INDUSTRIAL COMBUSTION-MMG 42P (NEW) | #4 | 40880 | 28616 | 5928 | 4149 | Yes | 2016 | Elevator Apartments | 6 | 64421 | 1 | 9 | 37 | 37 | 1907 |  | YES
1020310029 | 201 145 STREET Manhattan, NY 10039 (40.821736380822486, -73.93921782314372) | Con Edison | 7TH & 145LLC./ACCORD REALTY SERVICE INC. | 2500 ACP PARTNERS LLC | 507 186 ST MANHATTAN, NY 10033 (40.851435294493115, -73.92916842004861) | CA131489L | 7/7/05 | FEDERAL FST90 | 1 | 3.7 | 1989 | 2024 |  | 21 to 26 years old | ICI MMG42P | #4 | 40880 | 28616 | 5928 | 4149 |  |  | Elevator Apartments | 7 | 19810 | 1 | 6 | 20 | 24 | 1920
1020710036 | 500 140 STREET Manhattan, NY 10031 (40.82205773011805, -73.94998476491261) | Con Edison | COLLEGE ONESLOOK LLC. | 1616 AMSTERDAM HOLDIN | 1969 JAF STATION NEW YORK, NY 10116 (40.8110019996426, -73.95309800037239) | CA193688H | 7/4/05 | BEST 4B-90 | 1 | 3.78 | 1988 | 2023 |  | 21 to 26 years old | ICI MMG 42P | #4 | 40880 | 28616 | 5928 | 4149 | Yes | 2021 | Condominiums | 7 | 58810 | 1 | 7 | 52 | 58 | 1916
1021140005 | 3750 BROADWAY Manhattan, NY 10032 (40.83322464428977, -73.9453573790077) | Con Edison | EASTERN REALTY CORP. | DUNKIN 36 LLC | 1969 JAF STATION NEW YORK, NY 10116 (40.8110019996426, -73.95309800037239) | CA064796Y | 7/6/05 | FEDERAL FST-90 | 1 | 3.7 | 1996 | 2031 | DUAL FUEL | 11 to 15 years old | I.C. MMG-42 (P) | #4 | 40880 | 28616 | 5928 | 4149 |  |  | Condominiums | 7 | 47163 | 1 | 6 | 34 | 40 | 1906
1020250061 | 274 140 STREET Manhattan, NY 10030 (40.81935272383103, -73.94353251099797) | Con Edison | NORWAX ASSOCIATES INC. | 274 ASSOCITES | 1046 MCLEAN AVENUE YONKERS, NY 10704 (40.901480913451834, -73.8626385728918) | CA394988K | 7/5/05 | FEDERAL FST-90 | 1 | 3.78 | 1988 | 2023 |  | 21 to 26 years old | ICI MMG 42P | #4 | 40880 | 28616 | 5928 | 4149 |  |  | Elevator Apartments | 9 | 44721 | 1 | 6 | 43 | 45 | 1926
1014170042 | 210 63 STREET Manhattan, NY 10021 (40.76920532766377, -73.959183941086) | Con Edison | SEQUOIA PROPERTIES | 210 E 63RD ST OWNERS | 6 43rd STREET N Y 10017 (40.75381517729913, -73.97967506743592) | CB326700J | 7/6/05 | EXISTING GIBRALTER GCB 109-2 | 1 | 3.77 | 2000 | 2035 | DUAL FUEL | 5 to 10 years old | NEW- I.C.I MMG-42 S | #4 | 40880 | 28616 | 5928 | 4149 |  |  | Office Buildings | 4 | 35104 | 1 | 13 | 74 | 76 | 1964
1019450001 | 40 MORNINGSIDE AVENUE Manhattan, NY 10026 (40.807099339338606, -73.95713849759153) | Con Edison | ZRK REALTY CORPC/O FRIEDMAN MGT. CO. | ZRK REALTY CORP | 225 34TH STREET MANHATTAN, NY 10001 (40.75132814462002, -73.99133543478304) | CA292991Y | 7/5/05 | ROCKMILLS MP-90 (EXG) | 1 | 3.7 | 1991 | 2026 |  | 16 to 20 years old | IND.COMB.MMG-42 (P) (NEW) | #4 | 40880 | 28616 | 5928 | 4149 | Yes | 2015 | Office Buildings | 9 | 57148 | 1 | 7 | 42 | 42 | 1920
1019770037 | 510 123 STREET Manhattan, NY 10027 (40.811383018290876, -73.9581747439224) | Con Edison | 510 W. 123RD ST. OWNERS CORP % THE ARGO CORP. | 510 W 123 RD ST OWNER | 50 17 STREET NEW YORK, NY 10011 (40.73891274307704, -73.99459526011185) | CB011409H | #N/A | FEDERAL FST - 90 (EXSTG) | 1 | 3 | 2009 | 2044 | DUAL FUEL | Fewer than 5 years old | ICI MMG - 42 P (NEW) | #6 | 40880 | 28616 | 6132 | 4292 |  |  | Elevator Apartments | 9 | 41214 | 1 | 6 | 48 | 48 | 1926
1012500030 | 585 END AVENUE Manhattan, NY 10024 (40.78362556816552, -73.96653900057436) | Con Edison | 585 WEST END AVENUE LTD. | 585 W E A REALTY LLC | 145 HUGUENOT STREET NEW ROCHELLE, NY 10801 (40.91319235913511, -73.77945045104241) | CA198566M | 7/4/05 | ROCKMILLS MP300 | 1 | 3.9 | 1966 | 2010 |  | 41 - 45 years old | OTIS 3HC12 | #6 | 40880 | 28616 | 6132 | 4292 | Yes | 2020 | Elevator Apartments | 6 | 209113 | 1 | 16 | 132 | 133 | 1927
1021390517 | 4 PINEHURST AVENUE Manhattan, NY 10033 (40.848217119782404, -73.94041534926696) | Con Edison | L & L REALTY CORPORATION | L & L REALTY EQUITIES | 990 6 AVENUE MANHATTAN, NY 10018 (40.75141392981503, -73.98657217354167) | CA153781X | 7/5/05 | ROACKMILLS MP 100 | 1 | 3.8 | 1981 | 2016 |  | 26 to 30 years old | INDUSTRIAL COMBUSTION MODEL MEG-42-P | #6 | 40880 | 28616 | 6132 | 4292 | Yes | 2019 | Elevator Apartments | 10 | 59805 | 1 | 6 | 43 | 43 | 1925 |  | YES
1021390293 | 138 HAVEN AVENUE Manhattan, NY 10032 (40.84580615947965, -73.94247954851392) | Con Edison | WEINSTEIN,NORMAN S. | 150 HAVEN AVENUE, | 3582 NEW HYDE PK NY 11040 (40.74529996182383, -73.6796319322678) | CA363770X | 7/6/05 | FITZGIBBONS SM-151 | 1 | 4.2 | 1970 | 2010 |  | 36 - 40 year old | HEV-E-OIL AM6E | #6 | 40880 | 28616 | 6132 | 4292 |  |  | Walk-Up Apartments | 7 | 24900 | 1 | 5 | 29 | 29 | 1920
1013440030 | 350 52 STREET Manhattan, NY 10022 (40.75560596691341, -73.96640629091259) | Con Edison | WHITEHOUSE ESTATES INC. | 939 FIRST AVENUE | 150 BRADLEY PLACE P BEACH, FL 33480 (26.720525810403466, -80.04104539946199) | CA076378J | 7/5/05 | ROCKMILLS MP-4-186 | 1 | 3.36 | 1978 | 2013 |  | 31 to 35 years old | ICI DE 84 S | #6 | 40880 | 28616 | 6132 | 4292 | Yes | 2014 | Elevator Apartments | 5 | 146072 | 1 | 15 | 137 | 142 | 1962
1012090109 | 55 95 STREET Manhattan, NY 10025 (40.79173954926644, -73.96687330837143) | Con Edison | ZUCHERMAN WALDORF | 55 WEST 95TH STREET O | 8 38th ST NEW YORK, NY 10018 (40.751314393861094, -73.98349762627032) | CA375072R | 7/7/05 | ROCKMILLS MP 125 | 1 | 2.9 | 1972 | 2010 |  | 36 - 40 year old | HEV-E-OIL DE 54 S | #6 | 40880 | 28616 | 6132 | 4292 | Yes | 2019 | Condominiums | 6 | 61605 | 1 | 9 | 48 | 48 | 1913 |  | YES
1010127501 | 265 40 STREET Manhattan, NY 10018 (40.75554064268028, -73.98971060329565) | Con Edison | THREE O REALTY LLC |  | 302 37 STREET MANHATTAN, NY 10018 (40.75415109756844, -73.99226893279294) | CA198998X | 7/6/05 | FEDERAL FST-150 | 1 | 5.02 | 1998 | 2033 | DUAL FUEL | 11 to 15 years old | HEVE/ICI DEG-63 P | #4 | 40824 | 28577 | 5919 | 4144 |  |  | Elevator Apartments | 3 | 1259189 | 1 | 52 | 0 | 58 | 2003
1015120025 | 151 83 STREET Manhattan, NY 10028 (40.77738285632528, -73.95656762313457) | Con Edison | FRANKEL RLTY/151 E. 83 ST. | 151 E 83 ST TENANTS C | 160 65 STREET MANHATTAN, NY 10021 (40.76920532766377, -73.959183941086) | CA159794M | 7/4/05 | EASTMOND EPS-150 | 1 | 5.6 | 1994 | 2029 |  | 16 to 20 years old | I C MEG #63 P | #6 | 40800 | 28560 | 6120 | 4284 | Yes | 2022 | Loft Buildings | 5 | 93924 | 1 | 11 | 77 | 80 | 1929 |  | YES
1021390312 | 710 173 STREET Manhattan, NY 10032 (40.84546175364099, -73.94079710258413) | Con Edison | FORT 710 ASSOC.L.P. | 710 REALTY CO | 400 119ST ST NEW YORK, NY 10027 (40.811549564460904, -73.95290033568193) | CA287884M | 7/6/05 | FEDERAL FST 100 | 1 | 4.2 | 1984 | 2019 | DUAL FUEL | 26 to 30 years old | ICI MEG 42P | #4 | 40770 | 28539 | 5912 | 4138 |  |  | Elevator Apartments | 10 | 40720 | 1 | 5 | 47 | 47 | 1922
1014950001 | 1020 5 AVENUE Manhattan, NY 10028 (40.7797419632073, -73.96168906705981) | Con Edison | BROWN HARRIS STEVENS MGMT LLC | 1020 FIFTH AVENUE COR | 770 LEXINGTON AVENUE MANHATTAN, NY 10018 (40.756840774582145, -73.99669149981281) | CA029877M | 7/6/05 | ROCKMILLS MP 100 | 1 | 4.2 | 1977 | 2012 |  | 31 to 35 years old | ICI DE 42 S | #6 | 40740 | 28518 | 6111 | 4278 | Yes | 2015 | Elevator Apartments | 4 | 66983 | 1 | 14 | 14 | 14 | 1925 |  | YES
1005450059 | 1 ASTOR PLACE Manhattan, NY 10003 (40.730095480900445, -73.99275010210232) | Con Edison | MANCO/MANOCHERIAN BROTHERS | AMDAR COMPANY, LLC | 150 58TH STREET MANHATTAN, NY 10155 (40.761456027272516, -73.96836646308732) | CA122196N | 7/7/05 | FEDERAL FST-150 | 1 | 5.81 | 1996 | 2031 | DUAL FUEL | 11 to 15 years old | I.C. DEG-63P | #6 | 40670 | 28469 | 6100 | 4270 | Yes | 2015 | Walk-Up Apartments | 2 | 147773 | 1 | 12 | 176 | 180 | 1909
1007880066 | 234 39 STREET Manhattan, NY 10018 (40.75453445966814, -73.9893661916725) | Con Edison | DERFNER MANAGEMENT | HAROLD DERFNER & CO. | 245 80 STREET MANHATTAN, NY 10021 (40.76920532766377, -73.959183941086) | CA258383L | 7/5/05 | FEDERAL FM-1518 | 1 | 5.6 | 1983 | 2018 |  | 26 to 30 years old | INDUST COMB DEG-63(S) | #6 | 40656 | 28459 | 6098 | 4269 | Yes | 2018 | Walk-Up Apartments | 3 | 81763 | 1 | 10 | 0 | 0 | 1921
1013620038 | 30 BEEKMAN PLACE Manhattan, NY 10022 (40.75372457689963, -73.96450394501147) | Con Edison | 30 BEEKMAN PLACE CORP. | 30 BEEKMAN PL CORP | 675 3RD AVENUE MANHATTAN, NY 10017 (40.75129610835038, -73.97404990585339) | CA186782Z | 7/4/05 | ROCKMILLS MP 150 | 1 | 6 | 1982 | 2017 |  | 26 to 30 years old | ICI DEG63P | #6 | 40600 | 28420 | 6090 | 4263 | Yes | 2022 | Walk-Up Apartments | 5 | 67167 | 1 | 10 | 38 | 38 | 1931 |  | YES
1015820005 | 515 85 STREET Manhattan, NY 10028 (40.77511269735191, -73.94722163433238) | Con Edison | 515 85 OWNERS CORP % ORSID REALTY | 51585 OWNERS CORP | 1740 BROADWAY NEW YORK, NY 10019 (40.76509834187077, -73.98206124052132) | CB165108R | 7/7/05 | BEST 5B-60 (NEW) | 2 | 2 | 2008 | 2043 | DUAL FUEL | Fewer than 5 years old | ICI MMG - 28 (NEW) | #4 | 40516 | 28361 | 5875 | 4112 | Yes | 2022 | Elevator Apartments | 5 | 81215 | 1 | 13 | 82 | 83 | 1962 |  | YES
1011180036 | 55 CENTRAL PARK Manhattan, NY 10023 (40.77208320579108, -73.97903406921088) | Con Edison | 55 CENTRAL PARK WEST/J&C LAMB MAGMT | FIFTY FIVE CORP | 4 PARK AVE MANHATTAN, NY 10016 (40.74650915812013, -73.98194367109245) | CA181097H | 7/5/05 | FEDERAL FST-250 | 1 | 10.36 | 1997 | 2032 | DUAL FUEL | 11 to 15 years old | I.C. DEG-105P | #6 | 40515 | 28360 | 6077 | 4254 | Yes | 2018 | Elevator Apartments | 6 | 231733 | 1 | 19 | 109 | 111 | 1930 |  | YES
1014050033 | 179 70 STREET Manhattan, NY 10021 (40.7687575327954, -73.96225989500078) | Con Edison | 179 EAST 70TH STREET CORP. | 179 E 70TH ST CORP | 675 THIRD AVENUE MANHATTAN, NY 10017 (40.75129610835038, -73.97404990585339) | CB107107P | 7/6/05 | FITZGIBBONS DM - 151 (EXSTG) L. H. BOILER | 1 | 5.5 | 2007 | 2042 | DUAL FUEL | Fewer than 5 years old | ICI DEG - 54S (NEW) | #6 | 40500 | 28350 | 6075 | 4252 | Yes | 2015 | Walk-Up Apartments | 4 | 117958 | 1 | 20 | 47 | 48 | 1959 |  | YES
1012500094 | 607 END AVENUE Manhattan, NY 10024 (40.78362556816552, -73.96653900057436) | Con Edison | MIDBORO MGMT.%607 APARTMENTS CORP. | 607 APARTMENTS CORP | 148 37TH ST 8th fl N Y, NEW YORK 10018 (40.75251096987246, -73.98836465376176) | CB197600H | 7/5/05 | FEDERAL FST-125 | 1 | 5.25 | 2000 | 2035 | DUAL FUEL | 5 to 10 years old | IND. COMB. MMG-54P | #4 | 40500 | 28350 | 5872 | 4111 | Yes | 2020 | Elevator Apartments | 6 | 73987 | 1 | 16 | 31 | 31 | 1925 |  | YES
1005800001 | 330 HUDSON STREET Manhattan, NY 10013 (40.72695980031378, -74.00731907021752) | Con Edison | WHITEHALL CERT.BUSINESS ARCHIV | TRINITY CHURCH CORP | 40 WORTH STREET MANHATTAN, NY 10013 (40.717284048272404, -74.00672711428712) | CA060384J | 7/6/05 | FEDERAL FST-300 | 1 | 11.7 | 1984 | 2019 |  | 26 to 30 years old | RAY PACER 144 SIZE 300 | #6 | 40500 | 28350 | 6075 | 4252 | Yes | 2020 | Elevator Apartments | 3 | 226119 | 1 | 8 | 0 | 1 | 1910
1007980026 | 129 22 STREET Manhattan, NY 10011 (40.74260969935862, -73.99410701337868) | Con Edison | CAROLE FERRARA ASSOC. | TOP OF THE LOFTS INC | 80 11 STREET MANHATTAN, NY 10003 (40.732700651617776, -73.99196023750764) | CA178489J | 7/6/05 | BURNHAM (SPENCER) MODEL 3-125-50 | 1 | 5.32 | 1989 | 2024 | DUAL FUEL | 21 to 26 years old | ICI MMG-54P | #4 | 40474 | 28332 | 5869 | 4108 |  |  | Walk-Up Apartments | 3 | 49664 | 1 | 12 | 16 | 17 | 1909
1014940001 | 1010 5 AVENUE Manhattan, NY 10028 (40.77913941744765, -73.96212973485416) | Con Edison | 1010 TENANTS CORPORATION | 1010 TENANTS CORP | 675 3 AVENUE NEW YORK, NY 10017 (40.75129610835038, -73.97404990585339) | CA165493J | 7/6/05 | FEDERAL FST 250 | 1 | 10.36 | 1993 | 2028 |  | 16 to 20 years old | IND COMB. DEG-105 P | #6 | 40404 | 28283 | 6061 | 4242 | Yes | 2014 | Walk-Up Apartments | 4 | 196727 | 1 | 14 | 70 | 74 | 1925 |  | YES
1015230059 | 140 95 STREET Manhattan, NY 10128 (40.78535236961734, -73.95191211779165) | Con Edison | 140 EAST 95TH STREET OWNERS CORP. | 140 E 95 ST OWNERS CO | 1345 3RD AVE MANHATTAN, NY 10075 (40.772734838281785, -73.9583942951408) | CA041087J | 7/6/05 | BEST 5B-50 | 1 | 2 | 1987 | 2022 |  | 21 to 26 years old | ICI MMG-22 | #4 | 40296 | 28207 | 5843 | 4090 |  |  | Elevator Apartments | 4 | 21408 | 1 | 6 | 28 | 32 | 1920
1008910066 | 136 36 STREET Manhattan, NY 10016 (40.747676699869544, -73.97884832015644) | Con Edison | COOPER SQUARE REALTY%136 E.36TH ST. APT. | 136 E 36 ST APTS CORP | 136 36 STREET NEW YORK, NY 10016 (40.747676699869544, -73.97884832015644) | CA233299H | 7/7/05 | (NEW) BEST 5C-125 | 1 | 5.3 | 1999 | 2034 | DUAL FUEL | 11 to 15 years old | (NEW) HEVE ICI MEG 54 P | #6 | 40275 | 28192 | 6041 | 4229 | Yes | 2021 | Condominiums | 4 | 72659 | 1 | 12 | 74 | 77 | 1924 |  | YES
1021710110 | 20 BOGARDUS PLACE Manhattan, NY 10040 (40.85911612551331, -73.92919656214116) | Con Edison | YEHUDA LEVI | L & H REALTY | 1160 28th ST BROOKLYN, NY 11210 (40.62272494342341, -73.94811206603609) | CA285784X | 7/6/05 | ROCKMILLS MP80 | 1 | 3.43 | 1984 | 2019 |  | 26 to 30 years old | I C I DEG 42P | #6 | 40241 | 28169 | 6036 | 4225 |  |  | Elevator Apartments | 10 | 42115 | 1 | 6 | 49 | 49 | 1938
1021800015 | 730 183 STREET Manhattan, NY 10033 (40.8519587885114, -73.93719123277847) | Con Edison | SEVEN THIRTY REALTY CO. | 730 W 183RD STREET LL | 152 57TH ST MANHATTAN, NY 10019 (40.76492963045104, -73.97870228969026) | CA144480H | 7/6/05 | ROCKMILLS MP - 80 | 1 | 3.36 | 1980 | 2015 |  | 26 to 30 years old | ICI DEG 42 S | #6 | 40240 | 28168 | 6036 | 4225 |  |  | Educational Structures | 7 | 36155 | 1 | 5 | 43 | 43 | 1922
1010550022 | 421 45 STREET Manhattan, NY 10036 (40.760759734051916, -73.99212656401694) | Con Edison | 45 ASSOC% MARIN MGMT CORP. | 45TH STREET ASSOCIATE | 114 39 STREET MANHATTAN, NY 10016 (40.74984906410224, -73.9782655877672) | CA489487Y | 7/4/05 | FEDERAL FMB-486 | 1 | 1.54 | 1987 | 2022 |  | 21 to 26 years old | I.C.I. MMG-22 | #4 | 40150 | 28105 | 5822 | 4075 |  |  | Elevator Apartments | 3 | 8515 | 1 | 5 | 10 | 10 | 1910
1003480031 | 105 CLINTON STREET Manhattan, NY 10002 (40.71814739742052, -73.98555707371742) | Con Edison | TSAI FOO CHANG | 105 CLINTON CORP | 395 BROADWAY #10 MANHATTAN, NY 10013 (40.71845316691048, -74.00268016515525) | CA107588R | 7/4/05 | FEDERAL FST 50 | 1 | 1.54 | 1988 | 2023 |  | 21 to 26 years old | ICI MMG 22 | #4 | 40150 | 28105 | 5822 | 4075 |  |  | Walk-Up Apartments | 1 | 12630 | 1 | 6 | 20 | 22 | 1920
1021690039 | 603 191 STREET Manhattan, NY 10040 (40.85560408035241, -73.9292132526723) | Con Edison | 191ST REALTY ASSOC. | 191 REALTY ASSOCIATES | 888 SEVENTH AVENUE MANHATTAN, NY 10019 (40.765163953112335, -73.98028704662573) | CA047689Y | 7/5/05 | BEST 4B-80 | 1 | 3.27 | 1989 | 2024 |  | 21 to 26 years old | ICI DEG 42YP | #6 | 40004 | 28003 | 6001 | 4200 |  |  | Elevator Apartments | 10 | 36162 | 1 | 5 | 45 | 45 | 1923
1012160027 | 101 85 STREET Manhattan, NY 10024 (40.785833960355966, -73.97266752642174) | Con Edison | 85 COLUMBUS CORP. | 85TH COLUMBUS CORP | 155 RIVERSIDE DRIVE MANHATTAN, NY 10024 (40.791046441115554, -73.97955859578195) | CA190591H | 7/4/05 | ROCKMILLS MP 4-133 | 1 | 5.57 | 1991 | 2026 |  | 16 to 20 years old | ICI DEG-63 P | #6 | 40004 | 28003 | 6001 | 4200 | Yes | 2016 | Elevator Apartments | 6 | 73764 | 2 | 6 | 40 | 44 | 1900
1015130001 | 1001 PARK AVENUE Manhattan, NY 10028 (40.77902250558384, -73.95788493487584) | Con Edison | 1001 TENANTS CO/TARANTO & AJJO | 1001 TENANTS CORP |  | CA641986M | 7/6/05 | ROCKMILLS MP 100 | 1 | 4.2 | 1986 | 2021 |  | 21 to 26 years old | ICI MEG 42 P | #6 | 40000 | 28000 | 6000 | 4200 | Yes | 2013 | Elevator Apartments | 4 | 68569 | 1 | 14 | 31 | 31 | 1928 |  | YES
1011450025 | 115 73 STREET Manhattan, NY 10023 (40.778341762806136, -73.97880010421234) | Con Edison | 115 COMPANY LLC. | 115 COMPANY LLC | 6 43 STREET MANHATTAN, NY 10017 (40.75381517729913, -73.97967506743592) | CA252584K | 7/6/05 | ROCKMILLS MP100 | 1 | 4.2 | 1984 | 2019 |  | 26 to 30 years old | ICI DEG 42 P | #6 | 40000 | 28000 | 6000 | 4200 | Yes | 2015 | Elevator Apartments | 6 | 55012 | 1 | 9 | 38 | 39 | 1920
1013970066 | 116 63 STREET Manhattan, NY 10021 (40.76920532766377, -73.959183941086) | Con Edison | 116 E. 63RD ST. CORP. % TUDOR RLTY. | 116 EAST 63RD STREET | 250 PARK AVE MANHATTAN, NY 10003 (40.738333453173844, -73.9878407889095) | CA432870J | 7/4/05 | TITUSVILLE HRT | 1 | 4.8 | 1970 | 2010 |  | 36 - 40 year old | PETRO W-6 AHP | #6 | 40000 | 28000 | 6000 | 4200 | Yes | 2017 | Elevator Apartments | 4 | 87968 | 1 | 9 | 34 | 36 | 1920 |  | YES
1016020058 | 24 97 STREET Manhattan, NY 10029 (40.78822268707043, -73.95451069876817) | Con Edison | 1392 ASSOCIATES, & RAFAEL | 1392 ASSOCIATES, LLC | 636 BROADWAY MANHATTAN, NY 10012 (40.72634921432774, -73.99596222959639) | CA362484K | 7/6/05 | ROCKMILLS MP 80 | 1 | 3.43 | 1984 | 2019 |  | 26 to 30 years old | ICI DEG 42 P | #6 | 40000 | 28000 | 6000 | 4200 |  |  | Elevator Apartments | 4 | 21072 | 1 | 6 | 27 | 30 | 1905
1012710025 | 19 55 STREET Manhattan, NY 10019 (40.76196369002601, -73.975533499002) | Con Edison | 15 & 19 WEST 55TH STREET CO. | AREP 19 FIFTY-FIFTH L | 505 PARK AVENUE NEW YORK, NY 10022 (40.76306994694055, -73.96951609105548) | CA206689J | 7/5/05 | FEDERAL FST125 | 1 | 5.25 | 1989 | 2024 |  | 21 to 26 years old | ICI MMG54P | #4 | 40000 | 28000 | 5800 | 4060 |  |  | Hospitals & Health | 4 | 31690 | 1 | 9 | 29 | 31 | 1920
1008230055 | 20 22 STREET Manhattan, NY 10010 (40.74043562734315, -73.98908679497623) | Con Edison | 20 WEST 22 ST. ASSOC.LLC. | ELK REALTY LLC | 200 PARK AVE MANHATTAN, NY 10003 (40.73658353765103, -73.98909294281773) | CA309388H | 7/4/05 | ROCKMILLS MP 200 | 1 | 8.19 | 1988 | 2023 |  | 21 to 26 years old | ICI DEG 84 P | #6 | 40000 | 28000 | 6000 | 4200 | Yes | 2013 | Walk-Up Apartments | 3 | 150116 | 1 | 16 | 0 | 75 | 1910
1021690018 | 601 192 STREET Manhattan, NY 10040 (40.856220829552, -73.92873138007388) | Con Edison | 2246 HOLDING CORP. | 2246 HOLDING CORP | 191024 BROOKLYN NY 11219 (40.63277295540763, -73.99667681118586) | CA205682M | 7/5/05 | ROCKMILLS MP90 | 1 | 3.6 | 1982 | 2017 |  | 26 to 30 years old | ICI DEG-42P | #6 | 40000 | 28000 | 6000 | 4200 |  |  | Walk-Up Apartments | 10 | 46650 | 1 | 5 | 41 | 45 | 1922
1022500023 | 230 SEAMAN AVENUE Manhattan, NY 10034 (40.87136489155239, -73.9187464401607) | Con Edison | 230 SEAMAN ASSOCIATES | 230 SEAMAN AVE ASSOCI | 5925 BROADWAY BRONX, NY 10463 (40.888406443876256, -73.899128719106) | CA252583Z | 7/5/05 | ROCKMILLS MP-70 | 1 | 3.6 | 1983 | 2018 |  | 26 to 30 years old | I.C.I. MM 34 P | #4 | 40000 | 28000 | 5800 | 4060 |  |  | Elevator Apartments | 7 | 35620 | 1 | 5 | 47 | 47 | 1926
1004690040 | 245 13 STREET Manhattan, NY 10003 (40.732200694647645, -73.98666275624919) | Con Edison | 243 REALTY COMPANY | 243 REALTY REINCARNAT | 6 43 STREET MANHATTAN, NY 10017 (40.75381517729913, -73.97967506743592) | CA099573R | 7/7/05 | ROCKMILLS MP100 | 1 | 3.9 | 1973 | 2010 |  | 36 - 40 year old | HEV-E-OIL AM6E | #4 | 40000 | 28000 | 5800 | 4060 |  |  | Walk-Up Apartments | 2 | 17010 | 1 | 6 | 24 | 31 | 1920
1022280042 | 272 SHERMAN AVENUE Manhattan, NY 10034 (40.866535532255, -73.9180000028764) | Con Edison | 272 SHERMAN LLC | 272 SHERMAN | 470 7TH AVE MANHATTAN, NY 10123 (40.7508900001734, -73.99041199981389) | CA017289H | 7/5/05 | FEDERAL FST 90 | 1 | 3.78 | 1989 | 2024 |  | 21 to 26 years old | ICI DEG 42P | #6 | 40000 | 28000 | 6000 | 4200 |  |  | Elevator Apartments | 10 | 45072 | 1 | 6 | 60 | 63 | 1928
1009300001 | 305 24 STREET Manhattan, NY 10010 (40.73848031386485, -73.9801787779757) | Con Edison | 305 E.24TH ST.OWNERS CORP. | 305 EAST 24TH OWNERS | 305 24 STREET MANHATTAN, NY 10010 (40.73848031386485, -73.9801787779757) | CA165088X | 7/5/05 | FEDERAL FST 125 | 1 | 5.32 | 1988 | 2023 |  | 21 to 26 years old | ICI DEG 54 P | #6 | 40000 | 28000 | 6000 | 4200 | Yes | 2020 | Office Buildings | 2 | 392100 | 1 | 20 | 384 | 394 | 1964 |  | YES
1014350044 | 306 61 STREET Manhattan, NY 10021 (40.76920532766377, -73.959183941086) | Con Edison | 306 EAST 61 CORPORATION | URBAN DEVELOPMENT PAR | 641 FIFTH AVENUE MANHATTAN, NY 10022 (40.75949822432773, -73.97649190766208) | CA391089N | 7/6/05 | PACIFIC 52L2 | 1 | 5.25 | 1989 | 2024 |  | 21 to 26 years old | ICI DEG 54P | #6 | 40000 | 28000 | 6000 | 4200 | Yes | 2015 | Elevator Apartments | 5 | 58340 | 1 | 7 | 0 | 19 | 1901
1008400066 | 32 39 STREET Manhattan, NY 10018 (40.75200380223833, -73.98328722756169) | Con Edison | 32 W. 39 MIDTOWN PROPERTIES, LLC | 32 W 39TH MIDTOWN PRO | 131 35 ST MANHATTAN, NY 10010 (40.73914078212147, -73.98289845639863) | CA205584Z | 7/7/05 | FEDERAL FST 100 | 1 | 4.2 | 1984 | 2019 |  | 26 to 30 years old | ICI MM 42P | #4 | 40000 | 28000 | 5800 | 4060 | Yes | 2020 | Elevator Apartments | 3 | 60931 | 1 | 14 | 0 | 13 | 1925
1004740033 | 52 MERCER STREET Manhattan, NY 10013 (40.72183476056417, -74.00091923872439) | Con Edison | 447 COMPANY | 477 REALTY, LLC | 180 PARK ROW MANHATTAN, NY 10038 (40.713022481601165, -74.00120830365637) | CA202791H | 7/5/05 | ROCKMILLS MP-100 | 1 | 4.06 | 1991 | 2026 |  | 16 to 20 years old | ICI MMG-42 P | #4 | 40000 | 28000 | 5800 | 4060 | Yes | 2014 | Store Buildings | 1 | 63150 | 1 | 5 | 0 | 5 | 1900
1005690003 | 45 5 AVENUE Manhattan, NY 10003 (40.73430821428707, -73.9948380770598) | Con Edison | 45 FIFTH AVENUE APTS.CORP. | 45 FIFTH AVENUE APART | 444 PARK AVE NEW YORK, NY 10016 (40.74469474944843, -73.98322793062597) | CA129182Y | 7/4/05 | ROCKMILLS MP100 | 1 | 3.8 | 1982 | 2017 |  | 26 to 30 years old | ICI DEG 42P | #6 | 40000 | 28000 | 6000 | 4200 |  |  | Elevator Apartments | 2 | 45248 | 1 | 16 | 65 | 65 | 1925
1020880019 | 613 140 STREET Manhattan, NY 10031 (40.82345035952922, -73.95312441135887) | Con Edison | 619 WEST 140 LIMTED PARTNERSHIP | 140TH STREET, LLC | 65 MAIN STREET TUCKAHOE, NY 10707 (40.9506238675139, -73.8276008085546) | CA099274R | 7/5/05 | SPENCER 4F 450 | 1 | 4.7 | 1974 | 2010 |  | 36 - 40 year old | HEV E OIL AM6CM | #4 | 40000 | 28000 | 5800 | 4060 |  |  | Elevator Apartments | 7 | 42042 | 1 | 6 | 46 | 46 | 1926
1020947501 | 706 RIVERSIDE DRIVE Manhattan, NY 10031 (40.82871904092298, -73.95047452135441) | Con Edison | 706 RIVERSIDE DRIVE |  | 1920 MANHATTAN NY 10116 (40.8110019996426, -73.95309800037239) | CA057186L | 7/5/05 | ROCKMILLS MP-150 | 1 | 3.15 | 1986 | 2021 |  | 21 to 26 years old | ICI DEG 63P | #6 | 40000 | 28000 | 6000 | 4200 |  |  | Elevator Apartments | 7 | 66483 | 1 | 10 | 50 | 50 | 1913
1015070064 | 8 96 STREET Manhattan, NY 10128 (40.78775354743982, -73.95548887590758) | Con Edison | 8 EAST 96TH STREET, INC. | 8 EAST 96TH ST INC | 1740 BROADWAY MANHATTAN, NY 10019 (40.76509834187077, -73.98206124052132) | CA211490Z | 7/6/05 | ROCKMILLS MP-125 | 1 | 5.26 | 1990 | 2025 | DUAL FUEL | 16 to 20 years old | ICI DEG 54 P | #6 | 40000 | 28000 | 6000 | 4200 | Yes | 2017 | Elevator Apartments | 4 | 81133 | 1 | 15 | 39 | 41 | 1928 |  | YES
1022480032 | 80 SEAMAN AVENUE Manhattan, NY 10034 (40.86806437970483, -73.92518558589052) | Con Edison | 80 SEAMAN ASSOCIATES | 80 SEAMAN ASSOCIATES | 145 HUGUENOT STREET NEW ROCHELLE, NY 10801 (40.91319235913511, -73.77945045104241) | CA245993X | 7/6/05 | ROCKMILLS MP 125 | 1 | 4.96 | 1993 | 2028 |  | 16 to 20 years old | I.C.I. MEG 54 P | #6 | 40000 | 28000 | 6000 | 4200 | Yes | 2018 | Elevator Apartments | 7 | 52143 | 1 | 6 | 55 | 55 | 1930
1021347503 | 807 RIVERSIDE DRIVE Manhattan, NY 10032 (40.835014295128076, -73.94651750442551) | Con Edison | 807 REALTY CO., LLC |  | 1920 MANHATTAN NY 10116 (40.8110019996426, -73.95309800037239) | CA622186K | 7/5/05 | ROCKMILLS MP 100 | 1 | 4.2 | 1986 | 2021 |  | 21 to 26 years old | ICI DEG 42 P | #4 | 40000 | 28000 | 5800 | 4060 |  |  | Elevator Apartments | 7 | 51395 | 1 | 6 | 53 | 53 | 1900
1014090069 | 815 PARK AVENUE Manhattan, NY 10021 (40.77280819036139, -73.9624265111238) | Con Edison | 815 PARK AVE.OWNERS C/O INSIGNIA | 815 PARK AVE OWNERS, | 815 PARK AVE MANHATTAN, NY 10021 (40.77280819036139, -73.9624265111238) | CA100677R | 7/4/05 | ROCKMILLS MP 175 | 1 | 7.4 | 1977 | 2012 |  | 31 to 35 years old | INDUSTRIAL COMBUSTION DE 84 P | #4 | 40000 | 28000 | 5800 | 4060 | Yes | 2019 | Elevator Apartments | 4 | 101056 | 1 | 14 | 49 | 52 | 1917 |  | YES
1015117501 | 129 82 STREET Manhattan, NY 10028 (40.77714319776729, -73.95796599825906) | Con Edison | A.K.A. 1214/18 LEXINGTON AVE. | 129 E 82ND CONDO | 4 PARK AVENUE NEW YORK, NY 10016 (40.74650915812013, -73.98194367109245) | CA441489P | 7/6/05 | ROCKMILLS MP 125 | 1 | 5.25 | 1989 | 2024 |  | 21 to 26 years old | ICI DEG 54 P | #4 | 40000 | 28000 | 5800 | 4060 | Yes | 2021 | Condominiums | 4 | 15059 | 1 | 11 | 1 | 10 | 1916 | YES
1017540020 | 52 130 STREET Manhattan, NY 10037 (40.80879363876695, -73.9381447780387) | Con Edison | AKA 47 E.129 ST&REV.THEODORE PARKER | RC CHUR ALL SAINTS | 52 130 STREET MANHATTAN, NY 10037 (40.80879363876695, -73.9381447780387) | CA040189X | 7/5/05 | ROCKMILLS MP-4-133 | 1 | 5.25 | 1989 | 2024 |  | 21 to 26 years old | ICI MMG 54P | #4 | 40000 | 28000 | 5800 | 4060 |  |  | Walk-Up Apartments | 9 | 48100 | 1 | 4 | 0 | 1 | 1900
1021750039 | 100 THAYER STREET Manhattan, NY 10040 (40.8637901931532, -73.92731806430174) | Con Edison | ALP REALTY COMPANY | ALP REALTY | 98 CUTTERMILL ROAD GREAT NECK, NY 11021 (40.7836584067361, -73.73280677517435) | CA040684N | 7/6/05 | ROCKMILLS MP 100 SS | 1 | 4.2 | 1984 | 2019 |  | 26 to 30 years old | I.C.I. MEG 42 P | #6 | 40000 | 28000 | 6000 | 4200 | Yes | 2015 | Elevator Apartments | 10 | 57631 | 1 | 6 | 56 | 61 | 1930
1012237502 | 124 93 STREET Manhattan, NY 10025 (40.79121022352546, -73.96967006278878) | Con Edison | ARAGONA MGMT GROUP | WESTERLY CONDOMINIUN | 250 57TH STREET MANHATTAN, NY 10019 (40.766393521786576, -73.98218601253214) | CA017189K | 7/5/05 | FEDERAL FST 125 | 1 | 5.25 | 1989 | 2024 |  | 21 to 26 years old | ICI DEG-63P | #6 | 40000 | 28000 | 6000 | 4200 | Yes | 2013 | Walk-Up Apartments | 6 | 45221 | 1 | 9 | 53 | 53 | 1925 | YES
1022390025 | 30 COOPER STREET Manhattan, NY 10034 (40.86758773902932, -73.92425029098001) | Con Edison | BB&BB MGMT CORP. | 1987 93 WASHINGTON AV | 1624 WEBSTER AVENUE BRONX, NY 10457 (40.84184033491622, -73.90412994919767) | CA151090H | 7/6/05 | ROCKMILLS MP 100 | 1 | 4.2 | 1990 | 2025 |  | 16 to 20 years old | ICI DEG 42P | #6 | 40000 | 28000 | 6000 | 4200 |  |  | Elevator Apartments | 7 | 35345 | 1 | 5 | 52 | 52 | 1930
1020980043 | 614 152 STREET Manhattan, NY 10031 (40.83115848173576, -73.94803225466553) | Con Edison | BEACHLANE MGMT/MARK SCHARFMAN | WEST 152ND ASSOCIATES | 280 CENTRAL PARK AVENUE HARTSDALE, NY 10530 (41.009522361399405, -73.80850888986508) | CA167287H | 7/6/05 | ROCKMILLS MP 100 | 1 | 4.2 | 1987 | 2022 |  | 21 to 26 years old | ICI MMG 42 P | #4 | 40000 | 28000 | 5800 | 4060 |  |  | Factory & Industrial Buildings | 7 | 41526 | 1 | 6 | 55 | 55 | 1920
1020880043 | 620 141 STREET Manhattan, NY 10031 (40.824090111789424, -73.95285326904235) | Con Edison | BLACK JACK REALTY CORP. | 610-620 WEST 141 LLC | 655 PELHAM PARKWAY BRONX, NY 10467 (40.857815004622005, -73.86924607643229) | CA390787X | 7/6/05 | ROCKMILLS MP 100 | 1 | 4.2 | 1987 | 2022 |  | 21 to 26 years old | ICI DEG 42 P | #6 | 40000 | 28000 | 6000 | 4200 |  |  | Elevator Apartments | 7 | 42060 | 1 | 6 | 46 | 46 | 1924
1022150586 | 130 228 STREET Manhattan, NY 10463 (40.877187669054834, -73.90906738184015) | Con Edison | CHAMP 228 COMPANY | CHAMP 228, | 3810 14 AVENUE BROOKLYN, NY 11218 (40.63979797753441, -73.98359967638262) | CA242690P | 7/6/05 | ROCKMILLS MP100 | 1 | 4.2 | 1990 | 2025 |  | 16 to 20 years old | ICI DEG 42P | #6 | 40000 | 28000 | 6000 | 4200 | Yes | 2015 | Elevator Apartments | 10 | 59718 | 1 | 6 | 54 | 54 | 1930
1022150534 | 2 MARBLE HILL AVENUE Manhattan, NY 10463 (40.87468541241102, -73.91101601809142) | Con Edison | CHAMP MARBLE COMPANY | CHAMP MARBLE CO | 1810 14th AVENUE BROOKLYN, NY 11218 (40.64019117254153, -73.98322165279174) | CA369088K | 7/5/05 | ROCKMILLS MP90 SL | 1 | 3.72 | 1988 | 2023 |  | 21 to 26 years old | ICI MMG42P | #4 | 40000 | 28000 | 5800 | 4060 |  |  | Walk-Up Apartments | 10 | 42000 | 1 | 6 | 42 | 46 | 1907
1011420048 | 140 71 STREET Manhattan, NY 10023 (40.77716158702745, -73.98039908728627) | Con Edison | DANIELLE/COOPER SQ RLTY. | DANIELLE APARTMENT CO | 6 43rd STREET MANHATTAN, NY 10017 (40.75381517729913, -73.97967506743592) | CA194490R | 7/7/05 | ROCKMILLS MP125 | 1 | 5 | 1990 | 2025 |  | 16 to 20 years old | ICI MMG 54P | #4 | 40000 | 28000 | 5800 | 4060 | Yes | 2022 | Loft Buildings | 6 | 57086 | 1 | 9 | 80 | 80 | 1920 |  | YES
1015060003 | 1133 5 AVENUE Manhattan, NY 10128 (40.78681962757787, -73.95649997895072) | Con Edison | DOUGLAS ELLIMAN AAF 1133 FIFTH AVE CORP. | 1133 5 AVE CORP | 1133 5TH AVENUE MANHATTAN, NY 10128 (40.78681962757787, -73.95649997895072) | CA265590J | 7/7/05 | ROCKMILLS MP-70 | 2 | 2.94 | 1990 | 2025 |  | 16 to 20 years old | ICI MMG-30 | #4 | 40000 | 28000 | 5800 | 4060 | Yes | 2016 | Elevator Apartments | 4 | 60192 | 1 | 14 | 17 | 19 | 1928 |  | YES
1016020033 | 1240 PARK AVENUE Manhattan, NY 10128 (40.78683761401845, -73.95251598236092) | Con Edison | ELLIANA PROPERTIES | ELLIANA PARK LLC | 3 57TH STREET MANHATTAN, NY 10019 (40.76306074739917, -73.97410628873904) | CA283585Y | 7/4/05 | ROCKMILLS MP100 | 1 | 3.8 | 1985 | 2020 |  | 21 to 26 years old | ICI DEG 42P | #6 | 40000 | 28000 | 6000 | 4200 |  |  | Walk-Up Apartments | 4 | 47822 | 1 | 6 | 35 | 39 | 1920
1021750033 | 105 ARDEN STREET Manhattan, NY 10040 (40.863837233915504, -73.92830804974066) | Con Edison | EMAY REALTY CO. | JBS REALTY LLC | 2301 NEW YORK, NY 10163 (40.75296200039605, -73.97494000038068) | CA281590J | 7/6/05 | ROCKMILLS MP80 | 1 | 3.28 | 1990 | 2025 |  | 16 to 20 years old | ICI MEG 34P | #6 | 40000 | 28000 | 6000 | 4200 | Yes | 2015 | Elevator Apartments | 10 | 52378 | 1 | 6 | 50 | 52 | 1920
1004530011 | 310 12 STREET Manhattan, NY 10003 (40.73088211296703, -73.98565919626493) | Con Edison | EMOR MGMT/HIGHMOUNT ASSOC. | HIGHMOUNT ASSOCIATES, | 305-A 19 STREET MANHATTAN, NY 10011 (40.74471526669623, -74.00460000028977) | CA350085P | 7/4/05 | FEDERAL FST 100 | 1 | 4.2 | 1985 | 2020 |  | 21 to 26 years old | ICI MEG 42 P | #6 | 40000 | 28000 | 6000 | 4200 | Yes | 2013 | Store Buildings | 2 | 101800 | 2 | 5 | 89 | 89 | 1940
1007990064 | 142 24 STREET Manhattan, NY 10011 (40.744050248916245, -73.99357581587) | Con Edison | F.M. RING G. ASSOCIATES, INC. | FMR PROPERTIES CO | 20 47 STREET MANHATTAN, NY 10036 (40.7569253914677, -73.97925477654863) | CA233968X | 7/7/05 | SMITH TWIN TUBULAR C-84 | 1 | 4.2 | 1968 | 2010 |  | 41 - 45 years old | PETRO WD5AH | #4 | 40000 | 28000 | 5800 | 4060 | Yes | 2019 | Elevator Apartments | 3 | 66050 | 1 | 12 | 0 | 13 | 1920
1013050023 | 135 50 STREET Manhattan, NY 10022 (40.756420067827335, -73.97209354634806) | Con Edison | HANDLER & COMPANY LLC | HANDLER & CO. | 135 50 STREET MANHATTAN, NY 10022 (40.756420067827335, -73.97209354634806) | CA385489L | 7/6/05 | FEDERAL FST 125 | 1 | 5.25 | 1989 | 2024 |  | 21 to 26 years old | ICI DEG 54P | #6 | 40000 | 28000 | 6000 | 4200 | Yes | 2015 | Elevator Apartments | 4 | 70836 | 1 | 10 | 104 | 107 | 1924
1022370064 | 19 CUMMING STREET Manhattan, NY 10034 (40.86659263311159, -73.92635269904207) | Con Edison | HARBY REALTY CORP/BARMAN | 13-19 CUMMING ST. ASS | 202 179 ST BRONX, NY 10457 (40.851023922062005, -73.90441037047589) | CA256685H | 7/4/05 | FEDERAL FST 80 | 1 | 3.1 | 1985 | 2020 |  | 21 to 26 years old | ICI MMG 34 | #4 | 40000 | 28000 | 5800 | 4060 |  |  | Elevator Apartments | 7 | 37445 | 1 | 5 | 48 | 48 | 1930
1021090046 | 1001 ST NICHOLAS AVENUE Manhattan, NY 10032 (40.83397108157408, -73.94027620954216) | Con Edison | HEIGHTS REALTY ASSOC. | HEIGHTS REALTY ASSOC | 2123 WILLIAMSBRIDGE RD BRONX, NY 10161 (40.85578463648523, -73.8555897748353) | CA011084R | 7/6/05 | ROCKMILLS MP4-133 | 1 | 4.9 | 1984 | 2019 |  | 26 to 30 years old | ICI DEG 54 P | #6 | 40000 | 28000 | 6000 | 4200 | Yes | 2019 | Walk-Up Apartments | 7 | 66190 | 1 | 6 | 63 | 75 | 1923
1021760123 | 720 181 STREET Manhattan, NY 10033 (40.850552143305734, -73.93711574760597) | Con Edison | HERMAN REALTY CORP. A/A/F | 720 WEST 181 STRT SSC | 720 181 STREET MANHATTAN, NY 10033 (40.850552143305734, -73.93711574760597) | CA389685R | 7/4/05 | FEDERAL FST-100 | 1 | 3.8 | 1985 | 2020 |  | 21 to 26 years old | I.C.I. MEG-42 (P) | #6 | 40000 | 28000 | 6000 | 4200 | Yes | 2016 | Store Buildings | 7 | 51144 | 1 | 6 | 52 | 57 | 1910
1006190001 | 125 CHRISTOPHER STREET Manhattan, NY 10014 (40.73318224567583, -74.00581415691337) | Con Edison | HUDSON ONE ASSOCIATES | HUDSON ONE ASSOCIATES | 1881 BROADWAY MANHATTAN, NY 10023 (40.770928607320116, -73.98226555509018) | CA367889L | 7/6/05 | ROCKMILLS MP90 | 1 | 3.79 | 1989 | 2024 |  | 21 to 26 years old | ICI DEG 42P | #6 | 40000 | 28000 | 6000 | 4200 |  |  | Elevator Apartments | 3 | 37721 | 1 | 6 | 52 | 57 | 1948
1018707501 | 243 98 STREET Manhattan, NY 10025 (40.79617214202885, -73.97125161801111) | Con Edison | IKYROUS REALTY GROUP,INC | THE 243 WEST 98 CONDO | 262 38 STREET MANHATTAN, NY 10018 (40.75424087897249, -73.99057940560432) | CA194881Y | 7/5/05 | ROCKMILLS MP100 | 1 | 4.2 | 1981 | 2016 |  | 26 to 30 years old | ICI-DEG42P | #6 | 40000 | 28000 | 6000 | 4200 | Yes | 2020 | Elevator Apartments | 9 | 54250 | 1 | 7 | 31 | 37 | 1920 | YES
1013630026 | 450 52 STREET Manhattan, NY 10022 (40.754655144758104, -73.96415976332825) | Con Edison | INSIGNIA RESIDENTIAL GROUP INC. | BEEKMAN CAMPANILE INC | 675 3 AVENUE MANHATTAN, NY 10017 (40.75129610835038, -73.97404990585339) | CA153588Y | 7/4/05 | FEDERAL FST 70 | 2 | 2.94 | 1988 | 2023 |  | 21 to 26 years old | ICI MEG 34 P | #6 | 40000 | 28000 | 6000 | 4200 | Yes | 2013 | Elevator Apartments | 5 | 65142 | 1 | 14 | 16 | 16 | 1927 |  | YES
1021800069 | 44 BENNETT AVENUE Manhattan, NY 10033 (40.851885576397706, -73.93593248414061) | Con Edison | JANOFF & OLSHAN AGENCY | CHIZUK ASSOCIATES | 939 8th AVENUE MANHATTAN, NY 10019 (40.76588341073574, -73.98348863305) | CA057979L | 7/5/05 | ROCKMILLS MP-4-122 | 1 | 4.9 | 1979 | 2014 |  | 31 to 35 years old | I.C.I. DE-54 (P) | #6 | 40000 | 28000 | 6000 | 4200 | Yes | 2020 | Elevator Apartments | 7 | 76500 | 1 | 6 | 66 | 66 | 1928
1021620068 | 601 180 STREET Manhattan, NY 10033 (40.84866942711459, -73.93426125675666) | Con Edison | MIRIMAR MANAGEMENT | 601 WEST 180 ST. NYC |  | CA173283L | 7/5/05 | ROCKMILLS MP-100 | 1 | 4.2 | 1983 | 2018 |  | 26 to 30 years old | ICI DEG 42P | #6 | 40000 | 28000 | 6000 | 4200 |  |  | Elevator Apartments | 10 | 46290 | 1 | 6 | 33 | 43 | 1920
1013650016 | 425 53 STREET Manhattan, NY 10022 (40.75554875510642, -73.96422497631367) | Con Edison | NEWEL ART GALLERIES INC | NEWEL, LLC | 425 53rd STREET MANHATTAN, NY 10022 (40.75554875510642, -73.96422497631367) | CA089279R | 7/5/05 | ROCKMILLS MP 50 | 2 | 3 | 1979 | 2014 |  | 31 to 35 years old | HEV E OIL AM 4 1/2DH | #4 | 40000 | 28000 | 5800 | 4060 |  |  | Walk-Up Apartments | 5 | 33750 | 1 | 5 | 0 | 5 | 1926
1011970113 | 41 83 STREET Manhattan, NY 10024 (40.783864691795316, -73.97192038491741) | Con Edison | PARK 83RD STREET CORP. | AARON SPIEGEL | 41 83 STREET MANHATTAN, NY 10024 (40.783864691795316, -73.97192038491741) | CA264389N | 7/6/05 | ROCKMILLS MP 90 | 1 | 3.79 | 1989 | 2024 |  | 21 to 26 years old | ICI MEG 42P | #6 | 40000 | 28000 | 6000 | 4200 |  |  | Elevator Apartments | 6 | 46845 | 1 | 9 | 37 | 37 | 1913
1021220062 | 562 164 STREET Manhattan, NY 10032 (40.8379544805847, -73.9406336575698) | Con Edison | PAUL KLEIN/RECEIVER | JPMORGAN CHASE BANK, | 1601 BRONXDALE AVENUE BRONX, NY 10462 (40.84351657306597, -73.85691921749257) | CA070272Y | 7/6/05 | ROCKMILLS MP100 | 1 | 3.5 | 1972 | 2010 |  | 36 - 40 year old | HEV-E-OIL AM6 | #4 | 40000 | 28000 | 5800 | 4060 |  |  | Loft Buildings | 10 | 49576 | 1 | 6 | 42 | 43 | 1909
1022470001 | 37 PAYSON AVENUE Manhattan, NY 10034 (40.86698519326967, -73.92840515875537) | Con Edison | R AND G ASSOCIATES | PAYSON DUYCKMAN PARTN | 5114 FT HAMILTON PARKWAY BROOKLYN, NY 11219 (40.637343385949755, -73.99925479861427) | CA056579H | 7/6/05 | ROCKMILLS MP100 | 1 | 4.2 | 1979 | 2014 |  | 31 to 35 years old | ICI DEG 42P | #6 | 40000 | 28000 | 6000 | 4200 | Yes | 2017 | Walk-Up Apartments | 7 | 56700 | 1 | 5 | 56 | 61 | 1925
1021770105 | 812 181 STREET Manhattan, NY 10033 (40.85105680864598, -73.93891840193017) | Con Edison | REALTY MANAGEMENT CO. | 812 REALTY LLC | 2207 CONEY ISLAND AVENUE BROOKLYN, NY 11223 (40.60328584975498, -73.96145921904193) | CA348386X | 7/6/05 | ROCKMILLS MP-100 SL | 1 | 3.8 | 1986 | 2021 |  | 21 to 26 years old | I.C.I. DEG 42 P | #6 | 40000 | 28000 | 6000 | 4200 | Yes | 2017 | Elevator Apartments | 7 | 58650 | 1 | 6 | 54 | 61 | 1920
1000160080 | 333 RECTOR PLACE Manhattan, NY 10280 (40.70948692627837, -74.01734810745319) | Con Edison | ROCKROSE DEVELOPMENT CORP.COR | BATTERY PARK CITY AUT | 6 43RD ST MANHATTAN, NY 10017 (40.75381517729913, -73.97967506743592) | CA182185M | 7/6/05 | CLEAVER-BROOKS MOD. CB-600-200 | 2 | 8.4 | 1985 | 2020 |  | 21 to 26 years old | INTEGRAL | #6 | 40000 | 28000 | 6000 | 4200 | Yes | 2016 | Elevator Apartments | 1 | 219703 | 1 | 15 | 227 | 232 | 1985
1005260014 | 264 6 AVENUE Manhattan, NY 10014 (40.7291281193983, -74.00247332108853) | Con Edison | S.W. MANAGEMENT | MACDOUGAL & SIXTH REA | 145 HUGUENOT ST NEW ROCHELLE, NY 10801 (40.91319235913511, -73.77945045104241) | CA343488Y | 7/5/05 | ROCKMILLS MP 125 | 1 | 5.25 | 1988 | 2023 |  | 21 to 26 years old | ICI MEG 54 P | #6 | 40000 | 28000 | 6000 | 4200 |  |  | Elevator Apartments | 3 | 15900 | 1 | 6 | 30 | 32 | 1900
1019690025 | 41 CONVENT AVENUE Manhattan, NY 10027 (40.81463565794411, -73.95303758913792) | Con Edison | ST.AGNES APARTMENTS H.D.F.C. | ST AGNES HDFC | 41 CONVENT AVENUE MANHATTAN, NY 10027 (40.81463565794411, -73.95303758913792) | CA234289Z | 7/6/05 | FEDERAL FLW265 | 1 | 2.5 | 1989 | 2024 |  | 21 to 26 years old | ICI DE145P | #6 | 40000 | 28000 | 6000 | 4200 | Yes | 2019 | Walk-Up Apartments | 7 | 104187 | 1 | 7 | 79 | 80 | 1926 |  | YES
1018210014 | 125 111 STREET Manhattan, NY 10026 (40.79930009948959, -73.95303446092002) | Con Edison | WAVECREST MGMT%NEIGHBOR.RESTORE | UNITY COURT HOUSING D | 87 14 116TH STREET RICHMOND HILL, NY 11418 (40.69637041236467, -73.84031024991805) | CA234089Y | 7/6/05 | FEDERAL FST100 | 1 | 4.06 | 1989 | 2024 |  | 21 to 26 years old | ICI MMG42P | #4 | 40000 | 28000 | 5800 | 4060 |  |  | Office Buildings | 9 | 48438 | 1 | 6 | 36 | 36 | 1914
1022420029 | 639 207 STREET Manhattan, NY 10034 (40.86853660631711, -73.92171236587053) | Con Edison | WEINER REALTY | 207 REALTY LLC | 1920 NEW YORK, NY 10116 (40.8110019996426, -73.95309800037239) | CA068682Y | 7/4/05 | ROCKMILLS MP80 | 1 | 3.3 | 1982 | 2017 |  | 26 to 30 years old | ICI MEG34P | #6 | 40000 | 28000 | 6000 | 4200 |  |  | Elevator Apartments | 7 | 37365 | 1 | 5 | 56 | 58 | 1925
1007600012 | 347 36 STREET Manhattan, NY 10018 (40.75407064589725, -73.99385923712771) | Con Edison | WINOKER REALTY CORP. | 347 WEST 36TH STREET, | 462 SEVENTH AVE MANHATTAN, NY 10018 (40.751862980298995, -73.98999972454214) | CA315983N | 7/6/05 | FEDERAL FST 175 | 1 | 6.4 | 1983 | 2018 |  | 26 to 30 years old | ICI DEG 84P | #6 | 40000 | 28000 | 6000 | 4200 | Yes | 2020 | Walk-Up Apartments | 3 | 98454 | 1 | 16 | 0 | 34 | 1928
1010670028 | 405 57 STREET Manhattan, NY 10019 (40.768031196163705, -73.98589621711523) | Con Edison | WPG-405 W. 57TH ST. OWNERS | 405 WEST 57TH STREET | 116 ST JOHN STREET NEW YORK, NY 10038 (40.61829391843759, -74.13487245513262) | CA138285L | 7/4/05 | FEDERAL FST 90 | 1 | 3.3 | 1985 | 2020 |  | 21 to 26 years old | ST. JOHNSON FD 68 CAHM-75 | #6 | 40000 | 28000 | 6000 | 4200 |  |  | Office Buildings | 6 | 43809 | 1 | 6 | 48 | 48 | 1940
1008220049 | 12 21 STREET Manhattan, NY 10010 (40.73996371340915, -73.98991687774583) | Con Edison | 12 WEST 21ST STREET ASSOC | 12W21 LAND, L.P. | 30 26 STREET MANHATTAN, NY 10010 (40.74275006547988, -73.98664002838736) | CA347073K | 7/7/05 | ROCKMILLS MP 150 | 1 | 6.3 | 1973 | 2010 |  | 36 - 40 year old | HEV-E-OIL DM 63 (S) | #4 | 39960 | 27972 | 5794 | 4056 | Yes | 2022 | Elevator Apartments | 3 | 51176 | 1 | 12 | 0 | 41 | 1907
1008270064 | 30 26 STREET Manhattan, NY 10010 (40.74275006547988, -73.98664002838736) | Con Edison | 30 WEST 26 STREET ASSOC./LLCC/O MERINGOFF | 30W26 LAND, L.P. | 30 26 STREET MANHATTAN, NY 10010 (40.74275006547988, -73.98664002838736) | CA120174N | 7/4/05 | ROCKMILLS MP150 | 1 | 6.22 | 1974 | 2010 |  | 36 - 40 year old | HEV-E-OIL DE63 S | #4 | 39960 | 27972 | 5794 | 4056 | Yes | 2017 | Condominiums | 3 | 75933 | 1 | 12 | 0 | 25 | 1909
1008037502 | 305 7 AVENUE Manhattan, NY 10001 (40.74678037991758, -73.99366420981637) | Con Edison | 7TH AVENUE CONDOMINIUM |  | 1501 BROADWAY NEW YORK, NY 10036 (40.75664722311285, -73.98607810294877) | CB199503X | 7/4/05 | ROCKMILLS MP-200 (EXSTG) | 1 | 6.7 | 2003 | 2038 | DUAL FUEL | 5 to 10 years old | IC DEG-84P (NEW) | #6 | 39960 | 27972 | 5994 | 4196 | Yes | 2013 | Elevator Apartments | 3 | 119248 | 1 | 21 | 0 | 35 | 0 | YES
1013680042 | 410 57 STREET Manhattan, NY 10022 (40.75815924993631, -73.96265558351028) | Con Edison | 410 -10 57 STREET | 410 57 CORPORATION | 410 57 STREET MANHATTAN, NY 10022 (40.75815924993631, -73.96265558351028) | CB582803L | #N/A | ROCKMILLS MP-100 (EXSTG) | 1 | 3.34 | 2003 | 2038 | DUAL FUEL | 5 to 10 years old | S.T. JOHNSON FD68 CAHM SIZE 100 (EXSTG) | #4 | 39938 | 27957 | 5791 | 4054 | Yes | 2018 | Elevator Apartments | 5 | 130000 | 1 | 15 | 77 | 79 | 1929 |  | YES
1011250002 | 49 72 STREET Manhattan, NY 10023 (40.77683769768934, -73.97733124017627) | Con Edison | 49 WEST 72ND OWNERS CORP. % ALEXANDER WOLF. | 49 W 72 ST EQUITIES G | ONE DUPONT STREET PLAINVIEW, NY 11803 (40.79724276989748, -73.46616262891547) | CB400205X | 7/7/05 | BEST 5B-100 (NEW) | 1 | 3.3 | 2005 | 2040 | DUAL FUEL | 5 to 10 years old | INDUSTRIAL COMBUSTION MEG-42P (NEW) | #6 | 39938 | 27957 | 5991 | 4193 | Yes | 2015 | Loft Buildings | 6 | 54488 | 1 | 17 | 78 | 81 | 1930 |  | YES
1006170021 | 225 12 STREET Manhattan, NY 10011 (40.73759677059111, -74.00148938213121) | Con Edison | JC DWIGHT INC | COHEN, FAYA B | 271 MADISON AVENUE MANHATTAN, NY 10016 (40.75118848877702, -73.98044892459097) | CA076080R | 7/5/05 | ROCKMILLS MP-90 | 1 | 3 | 1980 | 2015 |  | 26 to 30 years old | IND. COMB. DEG-42 (P) | #6 | 39900 | 27930 | 5985 | 4190 |  |  | Elevator Apartments | 3 | 43280 | 1 | 6 | 50 | 53 | 1930
1021520061 | 301 AUDUBON AVENUE Manhattan, NY 10033 (40.848053112808074, -73.93280097376274) | Con Edison | LEMLE & WOLFF INC. | WEST 180 ST ASSOC | 12 37th ST NEW YORK, NY 10016 (40.74994742437656, -73.9822475686496) | CA314388Y | 7/5/05 | BURNHAM-SPENCER 3-125-50 | 1 | 5.25 | 1988 | 2023 | DUAL FUEL | 21 to 26 years old | ICI MMG 54 P | #4 | 39791 | 27854 | 5770 | 4039 | Yes | 2022 | Elevator Apartments | 10 | 50073 | 1 | 6 | 53 | 53 | 1920
1008660001 | 389 5 AVENUE Manhattan, NY 10016 (40.74982151929248, -73.98356957203265) | Con Edison | 389 ASSO./WILLIAMS REAL ESTATE | 389 ASSOC | 380 MADISON AVENUE MANHATTAN, NY 10017 (40.755596213835844, -73.97727528530339) | CA176384Y | 7/7/05 | ROCKMILLS MP-175 | 1 | 7.3 | 1984 | 2019 |  | 26 to 30 years old | IND. COMB. DEG-84-P | #6 | 39750 | 27825 | 5962 | 4174 | Yes | 2016 | Walk-Up Apartments | 3 | 110221 | 1 | 12 | 0 | 35 | 1930
1007760059 | 236 27 STREET Manhattan, NY 10001 (40.74704126544274, -73.99489777659028) | Con Edison | TRANEL INC. | 236 WEST 27 LLC | 380 MADISON AVE MANHATTAN, NY 10017 (40.755596213835844, -73.97727528530339) | CA308784P | 7/7/05 | ROCKMILLS MP-175 | 1 | 7.3 | 1984 | 2019 |  | 26 to 30 years old | INDUS COMBUS DEG-84-P | #6 | 39750 | 27825 | 5962 | 4174 | Yes | 2016 | Elevator Apartments | 3 | 94331 | 1 | 15 | 0 | 52 | 1929
1007790013 | 245 29 STREET Manhattan, NY 10001 (40.748417527320285, -73.99418234911417) | Con Edison | WILLIAMS REAL ESTATE | 245 WEST 29 LLC | 380 MADISON AVENUE MANHATTAN, NY 10017 (40.755596213835844, -73.97727528530339) | CA294885J | 7/5/05 | ROCKMILLS MP-175 | 1 | 7.35 | 1985 | 2020 |  | 21 to 26 years old | I.C.I. DEG-84-P | #6 | 39750 | 27825 | 5962 | 4174 | Yes | 2019 | Walk-Up Apartments | 3 | 107040 | 1 | 17 | 0 | 2 | 1928
1021700365 | 57 WADSWORTH TERRACE Manhattan, NY 10040 (40.8564181594254, -73.93115708416502) | Con Edison | LEOR MGMT CORP. | 57-63 WADSWORTH TERRA | 3 73rd ST NEW YORK, NY 10023 (40.77714292254262, -73.97604224664741) | CA100079R | 7/4/05 | BURNHAM SPENCER 4F-450NY | 1 | 3.8 | 1979 | 2014 |  | 31 to 35 years old | I C I DE42P | #6 | 39710 | 27797 | 5956 | 4170 |  |  | Elevator Apartments | 10 | 36150 | 1 | 5 | 44 | 44 | 1925
1020880047 | 622 141 STREET Manhattan, NY 10031 (40.82410563886667, -73.95289105159699) | Con Edison | LEONARD SOLOMON | 622 W 141 ST LLC | 936 END AVENUE MANHATTAN, NY 10025 (40.79685012763133, -73.96372581059762) | CA296391Z | 7/5/05 | FEDERAL FST-125 | 1 | 5.25 | 1991 | 2026 |  | 16 to 20 years old | IND. COMB. DEG-54 (P) | #6 | 39694 | 27786 | 5954 | 4168 | Yes | 2018 | Walk-Up Apartments | 7 | 62576 | 1 | 8 | 50 | 50 | 1926
1012290054 | 250 82 STREET Manhattan, NY 10024 (40.78582042362978, -73.97868328956858) | Con Edison | 250/254 WEST 82ND OWNERS CORP. | 250 254 W 82 OWNERS C | 666 BROADWAY MANHATTAN, NY 10012 (40.727111630718575, -73.99526134940452) | CA298492R | 7/6/05 | ROCKMILLS MP-125 (EXG) | 1 | 5.25 | 1992 | 2027 |  | 16 to 20 years old | I.C.I. MMG-54P (NEW) | #4 | 39694 | 27786 | 5756 | 4029 | Yes | 2019 | Elevator Apartments | 6 | 84367 | 2 | 7 | 37 | 41 | 1910 |  | YES
1021760119 | 728 181 STREET Manhattan, NY 10033 (40.85059863825464, -73.93728059333395) | Con Edison | 728 PROPERTY ASSOC INC. | 728 PROPERTIES ASSOCI | 995 AMSTERDAM AVENUE MANHATTAN, NY 10025 (40.80227897326154, -73.96436005348681) | CA623986N | 7/6/05 | BEST 5 B 100 | 1 | 4.2 | 1986 | 2021 |  | 21 to 26 years old | ICI MMG 42 P | #4 | 39600 | 27720 | 5742 | 4019 | Yes | 2016 | Elevator Apartments | 7 | 55764 | 1 | 6 | 58 | 64 | 1920
1012060010 | 55 92 STREET Manhattan, NY 10025 (40.78979791532076, -73.96810176338802) | Con Edison | HIRTH PHILIP & JACK | 55 WEST 92ND STREET, | 466 CENTRAL AVE CEDARHURST, NY 11516-2042 (40.621089296754825, -73.72464945461633) | CA068380Z | 7/5/05 | ROCKMILLS #MP-100 | 1 | 3.8 | 1980 | 2015 |  | 26 to 30 years old | ICI DEG 42P | #6 | 39566 | 27696 | 5935 | 4154 | Yes | 2016 | Walk-Up Apartments | 6 | 55535 | 1 | 6 | 55 | 55 | 1951
1012460039 | 310 85 STREET Manhattan, NY 10024 (40.78828071603346, -73.97864093561509) | Con Edison | JILL ANONEA ASSOC | BERNARD, ROBERT J | 345 SEVENTH AVE NEW YORK, NY 10001 (40.74814878031799, -73.99271567707063) | CA065379H | 7/5/05 | FEDERAL FST100 | 1 | 4.2 | 1979 | 2014 |  | 31 to 35 years old | ICI DE42-P | #6 | 39566 | 27696 | 5935 | 4154 |  |  | Elevator Apartments | 6 | 48184 | 1 | 9 | 36 | 36 | 1923
1021330034 | 598 177 STREET Manhattan, NY 10033 (40.84670305514961, -73.93563124706371) | Con Edison | MILBROOK PROPERTIES | MARGIS REALTY LLC | 42 BAYVIEW AVENUE MANHASSET, NY 11030 (40.799023427515465, -73.70257640397784) | CA402286N | 7/5/05 | ROCKMILLS MP-100 | 1 | 3.79 | 1986 | 2021 |  | 21 to 26 years old | HEV-E-OIL DEG 42 P | #6 | 39566 | 27696 | 5935 | 4154 |  |  | Walk-Up Apartments | 10 | 45690 | 1 | 6 | 56 | 62 | 1920
1012140008 | 165 83 STREET Manhattan, NY 10024 (40.78533970851281, -73.97544042847795) | Con Edison | WESTPROP RLTY%EISENSTEIN | WESTPROP CORP | 244 54 ST MANHATTAN, NY 10019 (40.76433809589014, -73.9833074894785) | CA117878Y | 7/5/05 | ROCKMILLS-MP80 | 1 | 3.8 | 1978 | 2013 |  | 31 to 35 years old | HEV-E-OIL-DEG-42P | #6 | 39556 | 27689 | 5933 | 4153 |  |  | Elevator Apartments | 6 | 36512 | 1 | 9 | 36 | 36 | 1912
1020500131 | 695 ST NICHOLAS' AVENUE Manhattan, NY 10030 (40.82383572230384, -73.94488973155245) | Con Edison | 695 NICHOLAS REALTY CORP. | 695 NICHOLAS REALTY C | 225 34 STREET MANHATTAN, NY 10001 (40.75132814462002, -73.99133543478304) | CA285283H | 7/6/05 | ROCKMILL MP100 | 1 | 4.3 | 1983 | 2018 |  | 26 to 30 years old | ICI DEG 42P | #6 | 39420 | 27594 | 5913 | 4139 | Yes | 2020 | Elevator Apartments | 7 | 50613 | 1 | 6 | 40 | 47 | 1930
1015050044 | 64 94 STREET Manhattan, NY 10128 (40.785632608251845, -73.9544981818142) | Con Edison | GUARDSMAN TENANTS CORP. | JOHN J. GROGAN ASSOCI | 320 39TH STREET YONKERS, NY 10016 (40.74750679156492, -73.97271722657062) | CA313986J | 7/5/05 | FEDERAL FST 100 | 1 | 4 | 1986 | 2021 |  | 21 to 26 years old | ICI MEG 42 P | #6 | 39420 | 27594 | 5913 | 4139 |  |  | Elevator Apartments | 4 | 44750 | 1 | 7 | 46 | 46 | 1962
1008410085 | 66 40 STREET Manhattan, NY 10018 (40.753261962881574, -73.98442616248121) | Con Edison | MILLTEX/WIDGEON MGMT CO | MILLTEX DISTRIBUTORSC | 233 BROADWAY MANHATTAN, NY 10007 (40.71241494274793, -74.00781024309606) | CA334768Y | 7/6/05 | TITUSVILLE UNKOWN | 2 | 4.9 | 1968 | 2010 |  | 41 - 45 years old | PETRO WD5AH | #6 | 39420 | 27594 | 5913 | 4139 | Yes | 2021 | Elevator Apartments | 3 | 68081 | 1 | 16 | 0 | 17 | 1922
1014850008 | 509 73 STREET Manhattan, NY 10021 (40.767301293830734, -73.95260821799532) | Con Edison | VANDERLEIGH PROP. | PRAXIS REALTY CO LLC | 66 MARBLEDALE ROAD TUCKAHOE, NY 10706 (40.9896552405969, -73.87531538659579) | CB135208L | #N/A | FEDERAL FST - 125 (NEW) | 1 | 4.1 | 2008 | 2043 | DUAL FUEL | Fewer than 5 years old | ICI MMG - 54P (NEW) | #6 | 39400 | 27580 | 5910 | 4137 |  |  | Elevator Apartments | 5 | 15593 | 1 | 6 | 30 | 30 | 1920
1008680008 | 6 39 STREET Manhattan, NY 10016 (40.751374888644044, -73.98180347499444) | Con Edison | CRAFTSMAN ASSOC%WINTER MGMT. | 6 EAST 39TH ST. HOLDI | 470 MAMAROMCK AVE N Y 10605 (41.022819719627634, -73.76015170379684) | CB223501L | 7/6/05 | BEST 5D-175 | 1 | 7.35 | 2001 | 2036 | DUAL FUEL | 5 to 10 years old | INDUSTRIAL COMB. DEG-84 P | #6 | 39375 | 27562 | 5906 | 4134 | Yes | 2018 | Elevator Apartments | 3 | 82878 | 1 | 12 | 0 | 24 | 1920
1001937501 | 395 BROADWAY Manhattan, NY 10013 (40.71845316691048, -74.00268016515525) | Con Edison | DAVID HANSEL | WALK BROADWAY REALTY | 395 BROADWAY MANHATTAN, NY 10013 (40.71845316691048, -74.00268016515525) | CA121081Z | 7/7/05 | ROCKMILLS MO 175 | 1 | 7.3 | 1981 | 2016 |  | 26 to 30 years old | ICI #DEG 84P | #6 | 39375 | 27562 | 5906 | 4134 | Yes | 2013 | Cultural & Public Assembly | 1 | 10448 | 1 | 15 | 64 | 65 | 1915 | YES
1015150001 | 1045 PARK AVENUE Manhattan, NY 10028 (40.780380481848056, -73.95688668742332) | Con Edison | 1045PARK AVE OWNERS CORP. | 1045 PARK AVE OWNERS | 1045 PARK AVENUE MANHATTAN, NY 10028 (40.780380481848056, -73.95688668742332) | CA380686H | 7/5/05 | ROCKMILLS MP 125 | 1 | 5.25 | 1986 | 2021 |  | 21 to 26 years old | I.C.I DEG 54 P | #6 | 39164 | 27415 | 5875 | 4112 | Yes | 2015 | Elevator Apartments | 4 | 68542 | 1 | 15 | 38 | 40 | 1923 |  | YES
1021660044 | 600 186 STREET Manhattan, NY 10033 (40.852371890802345, -73.93154466699157) | Con Edison | 1509 ST.NICHOLAS ASSOCIATES | 600 WEST 186TH STREET | 165 91ST ST NEW YORK, NY 10024 (40.79047531106041, -73.97168625009543) | CA053779Z | 7/5/05 | ROCKMILLS MP 90 | 1 | 3.6 | 1979 | 2014 |  | 31 to 35 years old | HEVEOIL DE 42P | #6 | 39000 | 27300 | 5850 | 4095 |  |  | Elevator Apartments | 10 | 46862 | 1 | 6 | 39 | 46 | 1914
1006190074 | 222 4 STREET Manhattan, NY 10014 (40.733800932198875, -74.00288354752955) | Con Edison | HILLCREST REALTY LLC. | HI REST REALTY CO., | 105 COURT STREET BROOKLYN, NY 11201 (40.69083358302672, -73.9917782688907) | CA092577M | 7/7/05 | SPENCER 4F-345-50 | 1 | 2.9 | 1977 | 2012 |  | 31 to 35 years old | INDUSTRIAL COMBUSTION AM4 34 | #4 | 39000 | 27300 | 5655 | 3958 |  |  | Elevator Apartments | 3 | 22240 | 1 | 2 | 0 | 1 | 1932
1008050019 | 135 29 STREET Manhattan, NY 10001 (40.747114853817756, -73.99107263808556) | Con Edison | MFM PROPERTIES LLC. | MFM PROPERTIES | 135 29TH STREET MANHATTAN, NY 10001 (40.747114853817756, -73.99107263808556) | CA123174R | 7/7/05 | KIRK & BIMPSON | 1 | 3.5 | 1974 | 2010 |  | 36 - 40 year old | PETRO W4AH | #4 | 39000 | 27300 | 5655 | 3958 | Yes | 2015 | Elevator Apartments | 3 | 70862 | 1 | 12 | 0 | 12 | 1911
1022240025 | 610 ACADEMY STREET Manhattan, NY 10034 (40.86474404133292, -73.92403316640963) | Con Edison | THE HEIGHTS REAL ESTATE CO. | 610 MANAGEMENT CORP | 369 62ND STREET MANHATTAN, NY 10021 (40.76920532766377, -73.959183941086) | CA139984P | 7/7/05 | FEDERAL FST-100 | 1 | 4 | 1984 | 2019 |  | 26 to 30 years old | INDUSTRIAL COMBUSTION #DEG-42-P | #6 | 39000 | 27300 | 5850 | 4095 |  |  | Walk-Up Apartments | 10 | 35175 | 1 | 5 | 48 | 48 | 1927
1021590083 | 500 190 STREET Manhattan, NY 10040 (40.85370554368036, -73.92685685171259) | Con Edison | J.M.J. REALTY CO. | 500 WEST 190TH STREET | 772 WASHINGTON BRIDGE STA NEW YORK, NY 10033 (40.85621992920642, -73.94585900019268) | CA250083N | 7/5/05 | ROCKMILLS MP 100 | 1 | 4.2 | 1983 | 2018 | DUAL FUEL | 26 to 30 years old | ICI DEG 42P | #6 | 38845 | 27192 | 5827 | 4079 |  |  | Elevator Apartments | 10 | 45125 | 1 | 6 | 54 | 55 | 1925
1021530029 | 561 179 STREET Manhattan, NY 10033 (40.84770865009353, -73.93392971267416) | Con Edison | MIRIMAR MGMT CORP. | 561 WEST 179 ST. NYC | 507 186 STREET NEW YORK, NY 10033 (40.85143591538309, -73.92924152824264) | CA118498R | 7/5/05 | FEDERAL FST-90 | 1 | 3.72 | 1998 | 2033 | DUAL FUEL | 11 to 15 years old | INDUSTRIAL COMB. MMG-42 P | #4 | 38840 | 27188 | 5632 | 3942 |  |  | Elevator Apartments | 10 | 37533 | 2 | 5 | 56 | 69 | 1905
1022360027 | 140 VERMILYEA AVENUE Manhattan, NY 10034 (40.86688626784644, -73.9202842808308) | Con Edison | BO BO REALTY CORP. | BO BO REALTY CORP | 88 21A 53 AVENUE ELMHURST, NY 11373 (40.73871040256307, -73.87835115518163) | CA116577X | 7/5/05 | FEDERAL FST-90 | 1 | 3.7 | 1977 | 2012 |  | 31 to 35 years old | HEV-E-OIL AM6CM | #4 | 38836 | 27185 | 5631 | 3942 |  |  | Elevator Apartments | 10 | 38771 | 1 | 5 | 40 | 48 | 1925
1021700256 | 382 WADSWORTH AVENUE Manhattan, NY 10040 (40.856607017051545, -73.92970018247757) | Con Edison | E C R REALTY CORP. | 382-384 WADSWORTH AVE | 100 AUDUBON AVENUE NEW YORK, NY 10032 (40.84188511543192, -73.93734441972663) | CA362684P | 7/7/05 | ROCKMILLS MP-90 | 1 | 3.7 | 1984 | 2019 |  | 26 to 30 years old | ICI MM-42 | #4 | 38836 | 27185 | 5631 | 3942 | Yes | 2020 | Condominiums | 10 | 50094 | 1 | 6 | 41 | 41 | 1912
1022250016 | 85 VERMILYEA AVENUE Manhattan, NY 10034 (40.86594197971567, -73.92282936217373) | Con Edison | STANLEY WASSERMAN | 85-87 VERMILYEA REALT | 145 HUGUENOT STREET NEW ROCHELLE, NY 10801 (40.91319235913511, -73.77945045104241) | CA135580K | 7/5/05 | FEDERAL FST-100 | 1 | 4.2 | 1980 | 2015 |  | 26 to 30 years old | I C I MMG-42(P) | #4 | 38836 | 27185 | 5631 | 3942 |  |  | Elevator Apartments | 10 | 36440 | 1 | 5 | 58 | 58 | 1924
1001370035 | 90 BROADWAY Manhattan, NY 10007 (40.71527281505386, -74.00945057414037) | Con Edison | THE GERKEN BUILDING . | GERKEN BUILDING CORPO | 162 MONTAGUE STREET BKLYN, NY 11201 (40.694319697468316, -73.99267350503929) | CA081775J | 7/6/05 | SPENCER 4F450-45 | 1 | 3.7 | 1975 | 2010 |  | 31 to 35 years old | ICI AM6CM | #4 | 38836 | 27185 | 5631 | 3942 |  |  | Office Buildings | 1 | 48079 | 1 | 14 | 16 | 21 | 1920
1021670063 | 258 WADSWORTH AVENUE Manhattan, NY 10033 (40.852937783172024, -73.93270391805544) | Con Edison | 258 WADSWORTH ASSOCIATES | 258 WADSWORTH ASSOCS | 188 GLEN OAKS, NY 11004 (40.74323783435864, -73.71201500019208) | CA242281Y | 7/7/05 | FEDERAL FST 80 | 1 | 3.43 | 1981 | 2016 |  | 26 to 30 years old | INDUSTRIAL COMBUSTION - DEG 42Y(P) | #6 | 38836 | 27185 | 5825 | 4078 |  |  | Condominiums | 10 | 43575 | 1 | 5 | 49 | 49 | 1923
1021750022 | 4700 BROADWAY Manhattan, NY 10040 (40.86412534921652, -73.92952931129201) | Con Edison | BB & BB MGMT CORP. | BEE & BEE ASSOCIATES | 1624 WEBSTER AVENUE BRONX, NY 10457 (40.84184033491622, -73.90412994919767) | CA164994N | 7/5/05 | ROCKMILLS MP-125 | 1 | 4.96 | 1994 | 2029 |  | 16 to 20 years old | INDUSTRIAL COMB. DEG-54 (P) | #6 | 38763 | 27134 | 5814 | 4070 | Yes | 2015 | Office Buildings | 10 | 65532 | 1 | 6 | 66 | 66 | 1937
1020530114 | 772 ST NICHOLAS' AVENUE Manhattan, NY 10031 (40.82629986466412, -73.94310907393447) | Con Edison | LOWE,IRVING | EVITA REALTY CORP |  | CA235494M | 7/5/05 | FEDERAL FST-125 | 1 | 4.96 | 1994 | 2029 |  | 16 to 20 years old | INDUSTRIAL COMB. DEG-54 (P) | #6 | 38763 | 27134 | 5814 | 4070 | Yes | 2013 | Elevator Apartments | 7 | 67980 | 1 | 6 | 56 | 56 | 1910
1019930079 | 3147 BROADWAY Manhattan, NY 10027 (40.81423995625124, -73.95952170096916) | Con Edison | BRASIL REALTY CO. | BRASIL RELTY COMPANY, | 3143 BROADWAY MANHATTAN, NY 10027 (40.81414103082801, -73.95959364673149) | CA335386N | 7/6/05 | FEDERAL FST-70 | 1 | 2.6 | 1986 | 2021 |  | 21 to 26 years old | IND.COMB. MMC-28-P | #4 | 38500 | 26950 | 5582 | 3908 |  |  | Elevator Apartments | 9 | 16428 | 1 | 6 | 22 | 24 | 1905
1003940041 | 185 AVENUE Manhattan, NY 10009 (40.72664935898081, -73.97911148500697) | Con Edison | TRI-STAR EQUITIES | DARWIN MANAGEMENT LLC | 1 UNION SQUARE MANHATTAN, NY 10003 (40.735387400722175, -73.99159152453399) | CA172682Y | 7/4/05 | FEDERAL #FST 80 | 1 | 3.3 | 1982 | 2017 | DUAL FUEL | 26 to 30 years old | INDUSTRIAL COMBUSTION #MEG 34-P | #6 | 38434 | 26904 | 5765 | 4036 |  |  | Elevator Apartments | 2 | 24534 | 2 | 6 | 41 | 45 | 1910
1008207503 | 8 19 STREET Manhattan, NY 10011 (40.73915738715069, -73.99163347615774) | Con Edison | M.M. PROPERTIES U.S.A. INC |  | 101 5 AVENUE MANHATTAN, NY 10003 (40.738112346470984, -73.99206816520956) | CA207281K | 7/7/05 | FEDERAL FST 80 | 1 | 3.5 | 1981 | 2016 |  | 26 to 30 years old | I C I MMG 34 (P) | #4 | 38325 | 26828 | 5557 | 3890 | Yes | 2020 | Elevator Apartments | 3 | 43481 | 1 | 11 | 7 | 11 | 0 | YES
1018390029 | 435 CENTRAL PARK Manhattan, NY 10025 (40.79646945749667, -73.96123310539052) | Con Edison | PARK FRONT APARTMENTS INC. | PARK FRONT APARTMENTS | 315 CENTRAL PARK MANHATTAN, NY 10025 (40.78884679402462, -73.96679561230205) | CA245793L | 7/6/05 | FEDERAL ESP 200 | 1 | 7.35 | 1993 | 2028 |  | 16 to 20 years old | I.C.I. DEG 84 S | #6 | 38325 | 26828 | 5749 | 4024 | Yes | 2019 | Walk-Up Apartments | 8 | 115776 | 1 | 6 | 124 | 124 | 1930
1014960026 | 55 84 STREET Manhattan, NY 10028 (40.77932947100833, -73.95920720742453) | Con Edison | REGIS HIGH SCHOOL | ST REGIS HIGH SCHOOL | 55 84 STREET MANHATTAN, NY 10028 (40.77932947100833, -73.95920720742453) | CA163466P | 7/6/05 | FEDERAL FST-150 | 2 | 5.02 | 1966 | 2010 |  | 41 - 45 years old | RAY AEOR141-175 | #6 | 38325 | 26828 | 5749 | 4024 | Yes | 2016 | Churches, Synagogues, etc. | 4 | 121360 | 1 | 5 | 0 | 1 | 1914
1002320001 | 434 BROADWAY Manhattan, NY 10013 (40.72005396012264, -74.00132218889104) | Con Edison | THE MERCHANTS BANK OF NEW YORK | 434 BROADWAY, LLC | 619 54TH STREET MANHATTAN, NY 10019 (40.76859990048844, -73.99325240018302) | CA112780N | 7/5/05 | FEDERAL FST 80 | 1 | 3.43 | 1980 | 2015 |  | 26 to 30 years old | INDUSTRIAL COMBUSTION DEG-42YP | #6 | 38317 | 26822 | 5747 | 4023 | Yes | 2022 | Walk-Up Apartments | 1 | 58460 | 1 | 9 | 0 | 6 | 1910
1005697501 | 12 12 STREET Manhattan, NY 10003 (40.73437863125931, -73.99396812284311) | Con Edison | 12 E 12 STREET CONDO | S L GREEN INC | 12 12TH STREET MANHATTAN, NY 10012 (40.72553802086304, -73.99789641059084) | CA309988L | 7/5/05 | FEDERAL FST 125 | 1 | 5.3 | 1988 | 2023 |  | 21 to 26 years old | ICI MMG 54 P | #4 | 38115 | 26681 | 5527 | 3869 | Yes | 2019 | Elevator Apartments | 2 | 54132 | 1 | 12 | 26 | 27 | 1907 | YES
1008380030 | 19 36 STREET Manhattan, NY 10018 (40.75007937739964, -73.98439711737079) | Con Edison | 19 W 36TH STREET HOLDING CO. | J.J.C 19WEST 36TH STR | 581 SIXTH AVENUE MANHATTAN, NY 10011 (40.738993682059686, -73.99563847366585) | CA246988X | 7/4/05 | FEDERAL FST 125 | 1 | 5.3 | 1988 | 2023 |  | 21 to 26 years old | ICI DEG 54 P | #4 | 38115 | 26681 | 5527 | 3869 | Yes | 2018 | Elevator Apartments | 3 | 52631 | 1 | 12 | 0 | 14 | 1925
1014120001 | 863 PARK AVENUE Manhattan, NY 10021 (40.77360343863116, -73.96179703944546) | Con Edison | BROWN,HARRIS,STEVENS MGMT. | 863 PARK AVENUE INC | 675 THIRD AVE MANHATTAN, NY 10017 (40.75129610835038, -73.97404990585339) | CA149799M | 7/7/05 | FEDERAL FST-125 | 1 | 5.3 | 1999 | 2034 | DUAL FUEL | 11 to 15 years old | INDUSTRIAL COMB. DEG-54 P | #4 | 38115 | 26681 | 5527 | 3869 | Yes | 2022 | Elevator Apartments | 4 | 55758 | 1 | 12 | 23 | 25 | 1920 |  | YES
1012397501 | 640 END AVENUE Manhattan, NY 10024 (40.78362556816552, -73.96653900057436) | Con Edison | 640 WEST END CONDOMINIUM | 640 WEST END AVE COND | 640 END AVENUE MANHATTAN, NY 10025 (40.79685012763133, -73.96372581059762) | CA228691X | 7/4/05 | FEDERAL FST 125 | 1 | 5.3 | 1991 | 2026 |  | 16 to 20 years old | I. C. DEG-54 | #6 | 38115 | 26680 | 5717 | 4002 | Yes | 2019 | Walk-Up Apartments | 6 | 43875 | 1 | 12 | 37 | 60 | 1913 | YES
1008470016 | 873 BROADWAY Manhattan, NY 10003 (40.73808536681008, -73.99003569742331) | Con Edison | 873 B'WAY/WILLIAMS RL EST | 873 BROADWAY LLC C/O | 380 MADISON AVENUE MANHATTAN, NY 10017 (40.755596213835844, -73.97727528530339) | CA124677N | 7/4/05 | ROCKMILLS MP-4 133 | 1 | 5.3 | 1977 | 2012 |  | 31 to 35 years old | HEVEOIL DE-54 (S) | #6 | 38115 | 26680 | 5717 | 4002 | Yes | 2017 | Elevator Apartments | 2 | 92418 | 4 | 6 | 0 | 38 | 1900
1012610030 | 7 45 STREET Manhattan, NY 10036 (40.75555667465152, -73.97973476412521) | Con Edison | WEST 45 ASSOC. % ECR MECHANICAL | H & K 833 ASSOCIATES, | 7 46TH STREET NEW YORK, NY 10036 (40.756332610784625, -73.97973846018783) | CB175803P | 7/5/05 | FEDERAL FST 125 (NEW) | 1 | 5.32 | 2003 | 2038 | DUAL FUEL | 5 to 10 years old | INDUSTRIAL COMBUSTION-DEG-54 (NEW) | #6 | 38115 | 26680 | 5717 | 4002 | Yes | 2021 | Cultural & Public Assembly | 3 | 68486 | 1 | 16 | 0 | 22 | 1913
1015050069 | 1125 5 AVENUE Manhattan, NY 10128 (40.78647788520675, -73.95675178911893) | Con Edison | 1125 FIFTH AVENUEC/O INSIGNIA | 94 & FIFTH AVE CORP | 770 LEXINGTON AVE MANHATTAN, NY 10065 (40.76307014183385, -73.96759762551441) | CA391984J | 7/7/05 | ROCKMILLS MP-125 | 1 | 5.2 | 1984 | 2019 |  | 26 to 30 years old | INDUSTRIAL COMBU DEG-54-P | #6 | 38000 | 26600 | 5700 | 3990 | Yes | 2015 | Elevator Apartments | 4 | 70820 | 1 | 14 | 18 | 19 | 1925 |  | YES
1021420227 | 715 175 STREET Manhattan, NY 10033 (40.8462993841895, -73.93870419079695) | Con Edison | 175 W 175 ASSOCIATES | 175 W 175 ASSOCIATES |  | CA144981X | 7/7/05 | ROCKMILLS MP 100 | 1 | 4.2 | 1981 | 2016 |  | 26 to 30 years old | ICI DEG 42P | #6 | 38000 | 26600 | 5700 | 3990 |  |  | Elevator Apartments | 10 | 42177 | 1 | 6 | 46 | 47 | 1930
1021590023 | 501 187 STREET Manhattan, NY 10033 (40.851910055185435, -73.92817892115123) | Con Edison | 1987-91 WASHINGTON RLTY. | 1987 93 WASHINGTON AV | 1624 WEBSTER AVENUE BRONX, NY 10457 (40.84184033491622, -73.90412994919767) | CA672486H | 7/6/05 | ROCKMILLS MP 100 | 1 | 4.2 | 1986 | 2021 |  | 21 to 26 years old | ICI DEG 42 P | #6 | 38000 | 26600 | 5700 | 3990 |  |  | Elevator Apartments | 10 | 19385 | 1 | 5 | 25 | 25 | 1914
1011620012 | 243 70 STREET Manhattan, NY 10023 (40.77793337314213, -73.98409902522252) | Con Edison | 243 APT CO, C/O APRAN ASSOCIAYES INC. | 243 APARTMENTS CORP | 87 14 116 STREET RICHMOND HILL, NY 11418 (40.69637041236467, -73.84031024991805) | CA124978R | 7/4/05 | FEDERAL FST-100 | 1 | 4.2 | 1978 | 2013 |  | 31 to 35 years old | HEV-E-OIL DE-42 | #6 | 38000 | 26600 | 5700 | 3990 | Yes | 2022 | Elevator Apartments | 6 | 68989 | 1 | 9 | 53 | 53 | 1926 |  | YES
1022430001 | 577 ISHAM STREET Manhattan, NY 10034 (40.86837014919479, -73.91991555879878) | Con Edison | ALEF RELATY CORP. | ALEF REALTY MANAGEMEN | 4500 BROADWAY MANHATTAN, NY 10040 (40.85800096619698, -73.93197546721171) | CA256985J | 7/5/05 | ROCKMILL MP-80 | 1 | 3.43 | 1985 | 2020 |  | 21 to 26 years old | ICI DEG 42P | #6 | 38000 | 26600 | 5700 | 3990 |  |  | Elevator Apartments | 7 | 40936 | 1 | 6 | 42 | 51 | 1930
1011430060 | 166 72 STREET Manhattan, NY 10023 (40.778345002488635, -73.98107196789836) | Con Edison | G.L.S. ENTERPRISES INC. | 166 WEST 72ND STREET | 640 5 AVENUE MANHATTAN, NY 10019 (40.75918853863369, -73.97674417161663) | CA287581P | 7/7/05 | ROCKMILLS MP90 | 1 | 3.3 | 1981 | 2016 |  | 26 to 30 years old | ICI DEG42P | #6 | 38000 | 26600 | 5700 | 3990 | Yes | 2013 | Walk-Up Apartments | 6 | 59210 | 1 | 12 | 48 | 51 | 1911
1022480012 | 119 PAYSON AVENUE Manhattan, NY 10034 (40.868603972922415, -73.92586907063276) | Con Edison | WASSERMAN REAL ESTATE | PAYSON AVENUE HOLDING | 145 HUGUENOT STREET NEW ROCHELLE, NY 10801 (40.91319235913511, -73.77945045104241) | CA383285K | 7/5/05 | ROCKMILLS MP90 | 1 | 3.6 | 1985 | 2020 |  | 21 to 26 years old | ICI DEG42.P | #6 | 38000 | 26600 | 5700 | 3990 |  |  | Walk-Up Apartments | 7 | 43911 | 1 | 6 | 43 | 43 | 1930
1018920016 | 949 END AVENUE Manhattan, NY 10025 (40.79685012763133, -73.96372581059762) | Con Edison | 949 ASSOC LP | 949 ASSOCIATES LP | 745 5 AVENUE MANHATTAN, NY 10151 (40.76281299962028, -73.97354599994787) | CA147672X | 7/6/05 | ROCKMILLS MP 125 | 1 | 4.9 | 1972 | 2010 |  | 36 - 40 year old | IRON FIREMAN AO6-6.3 | #6 | 37976 | 26583 | 5696 | 3987 | Yes | 2022 | Loft Buildings | 9 | 83805 | 1 | 12 | 60 | 60 | 1916
1020540056 | 401 EDGECOMBE AVENUE Manhattan, NY 10031 (40.82897984431145, -73.9399434603913) | Con Edison | 401 EDGECOMBE PARTNERS LLC | EDELMAN, JERRY | 21 86 STREET NEW YORK, NY 10024 (40.78578540724419, -73.97050242294694) | CA007479J | 7/5/05 | ROCKMILLS MP100 | 1 | 4.2 | 1979 | 2014 |  | 31 to 35 years old | RAY PAEOR 144 SIZE 100 | #6 | 37960 | 26572 | 5694 | 3986 | Yes | 2014 | Condominiums | 7 | 53815 | 2 | 5 | 66 | 66 | 1920
1021800326 | 143 BENNETT AVENUE Manhattan, NY 10040 (40.85510514926261, -73.93443061635168) | Con Edison | BENNETT OWN /PHILLIPS INTER | BENNETT AVE OWNERS CO | 143 BENNETT AVE MANHATTAN, NY 10040 (40.85510514926261, -73.93443061635168) | CA169772K | 7/5/05 | PACIFIC 4782 | 1 | 3.6 | 1972 | 2010 |  | 36 - 40 year old | YORK AMP SIZE B100 | #6 | 37960 | 26572 | 5694 | 3986 | Yes | 2020 | Condominiums | 7 | 101108 | 3 | 6 | 105 | 105 | 1951 |  | YES
1022340032 | 76 VERMILYEA AVENUE Manhattan, NY 10034 (40.86578010175043, -73.92327002996808) | Con Edison | JAFRA ASSOCIATES | JAFRA, |  | CA330894R | 7/5/05 | FEDERAL FST-60 | 1 | 2.59 | 1994 | 2029 |  | 16 to 20 years old | IND. COMB. MMG-28 (P) | #4 | 37960 | 26572 | 5504 | 3853 |  |  | Elevator Apartments | 10 | 22965 | 1 | 5 | 31 | 31 | 1916
1021390170 | 708 171 STREET Manhattan, NY 10032 (40.844079380137735, -73.94129681715627) | Con Edison | JOY REALTY CO., LLC. | JOY REALTY CO., | 157 EASTCHESTER NY 10709 (40.95524361420149, -73.80873831831872) | CA132882M | 7/4/05 | ROCKMILLS MP 90 | 1 | 3.6 | 1982 | 2017 |  | 26 to 30 years old | ICI DEG42P | #6 | 37960 | 26572 | 5694 | 3986 | Yes | 2019 | Elevator Apartments | 10 | 51140 | 1 | 6 | 53 | 54 | 1920
1022170051 | 101 DYCKMAN STREET Manhattan, NY 10040 (40.861868050922965, -73.92492478250199) | Con Edison | KIM,WAN SOO | ICON REALTY CORP | 610026 YONKERS NY 10710 (40.96800743479531, -73.84691481076987) | CA205495R | 7/5/05 | ROCKMILLS MP-100 SL | 1 | 4.06 | 1995 | 2030 | DUAL FUEL | 11 to 15 years old | ICI MMG-42 (P) | #4 | 37960 | 26572 | 5504 | 3853 | Yes | 2017 | Elevator Apartments | 10 | 52959 | 2 | 5 | 60 | 70 | 1930
1022320008 | 5056 BROADWAY Manhattan, NY 10034 (40.86972812545906, -73.91606646051338) | Con Edison | M & N MANAGEMENT CORP. | M & N MGMT CORP | 5047 BROADWAY MANHATTAN, NY 10034 (40.86993967516595, -73.9158173039735) | CA008780N | 7/6/05 | FEDERAL FST-60 | 1 | 2.6 | 1980 | 2015 |  | 26 to 30 years old | HEV-E-OIL AM 4 1/2 DH | #4 | 37960 | 26572 | 5504 | 3853 |  |  | Elevator Apartments | 10 | 22570 | 1 | 5 | 24 | 24 | 1920
1012320057 | 252 85 STREET Manhattan, NY 10024 (40.7877111179199, -73.97726648364836) | Con Edison | MICHAEL J. WOLFE | 252 W 85 RESIDENTS CO | 148 37TH ST MANHATTAN, NY 10018 (40.75251096987246, -73.98836465376176) | CA191181J | 7/4/05 | FEDERAL (EASTMOND) MODEL FST-100 | 1 | 4.2 | 1981 | 2016 |  | 26 to 30 years old | INDUSTRIAL COMBUSTION MODEL MEG-42-P | #6 | 37960 | 26572 | 5694 | 3986 | Yes | 2022 | Elevator Apartments | 6 | 59119 | 1 | 10 | 38 | 38 | 1914 |  | YES
1014210042 | 212 67 STREET Manhattan, NY 10021 (40.76920532766377, -73.959183941086) | Con Edison | MMB ASSOCIATES | M.M.B. ASSOCIATES, 67 | 225 WILLOW AVENUE BRONX, NY 10454 (40.80363788991655, -73.91180793801654) | CA179872R | 7/6/05 | PACIFIC 4782 | 1 | 3.6 | 1972 | 2010 |  | 36 - 40 year old | JOHNSON A53H-100 | #4 | 37960 | 26572 | 5504 | 3853 |  |  | Walk-Up Apartments | 4 | 19374 | 1 | 6 | 35 | 37 | 1900
1021540021 | 320 AUDUBON AVENUE Manhattan, NY 10033 (40.848768725811794, -73.93236262176575) | Con Edison | A.K.A.329 AUDUBON AVENUE | JAAFAR, ZAHAR | 7 11 WHITE PLAINS, NY 10601 (41.032852406113705, -73.76540666728386) | CA240069H | 7/5/05 | ROCKMILLS R-85 | 1 | 3.1 | 1969 | 2010 |  | 41 - 45 years old | ICI AM6E | #6 | 37900 | 26530 | 5685 | 3979 |  |  | Elevator Apartments | 10 | 34385 | 1 | 6 | 36 | 39 | 1920
1008300030 | 15 28 STREET Manhattan, NY 10001 (40.74502912466398, -73.98805872553031) | Con Edison | 15 WEST 28 LLC | 15 WEST 28, LLC | 175 GREAT NECK ROAD GREAT NECK, NY 11021 (40.78291656997072, -73.73124679027194) | CA349568L | 7/5/05 | FEDERAL #FST 125 | 1 | 6.3 | 1968 | 2010 |  | 41 - 45 years old | HEV-E-OIL #AM 7E | #6 | 37800 | 26460 | 5670 | 3969 |  |  | Churches, Synagogues, etc. | 3 | 40777 | 1 | 10 | 0 | 10 | 1900
1018590024 | 115 104 STREET Manhattan, NY 10025 (40.79811426664564, -73.96425254625177) | Con Edison | SHAW REALTY MGMT.CORP. | SHAW REALTY COMPANY, | 3143 BROADWAY MANHATTAN, NY 10027 (40.81414103082801, -73.95959364673149) | CA468385K | 7/5/05 | FEDERAL FST-70 | 1 | 2.94 | 1985 | 2020 |  | 21 to 26 years old | IND. COMB. MMG 28 (P) | #4 | 37800 | 26460 | 5481 | 3837 |  |  | Hospitals & Health | 8 | 37932 | 1 | 6 | 36 | 36 | 1950
1021420058 | 651 171 STREET Manhattan, NY 10032 (40.84367059300451, -73.94016509370056) | Con Edison | WEST 171 ASSOC. | WEST 171 ASSOCAITES,L | 280 CENTRAL PARK AVENUE HARTSDALE, NY 10530 (41.009522361399405, -73.80850888986508) | CA143080Y | 7/7/05 | FEDERAL FST 90 | 1 | 3.8 | 1980 | 2015 |  | 26 to 30 years old | HEV-E-OIL MM 42 S | #4 | 37778 | 26445 | 5478 | 3834 | Yes | 2022 | Elevator Apartments | 10 | 50802 | 1 | 6 | 48 | 48 | 1922
1021750202 | 95 THAYER STREET Manhattan, NY 10040 (40.86449407124849, -73.92773066723339) | Con Edison | 95 THAYER ST REALTY INC | THAYER STREET PORTFOL | 55 45TH MANHATTAN, NY 10036 (40.756173616887146, -73.98122536281527) | CA174796L | 7/6/05 | BURNHAM 3 100 50 | 1 | 4.06 | 1996 | 2031 | DUAL FUEL | 11 to 15 years old | HEVE MMG 42P | #4 | 37778 | 26444 | 5478 | 3834 |  |  | Office Buildings | 10 | 35625 | 1 | 5 | 47 | 47 | 1920
1021760138 | 701 180 STREET Manhattan, NY 10033 (40.84957027386458, -73.93644057853089) | Con Edison | STELLAR MANAGEMENT | 701 W 180TH STREET,LL | 156 WILLIAM STREET NEW YORK, NY 10038 (40.70999054661479, -74.0060256431043) | CB517003J | #N/A | FEDERAL FST-125 (NEW) | 1 | 4.18 | 2003 | 2038 | DUAL FUEL | 5 to 10 years old | IC DEG-54P (NEW) | #6 | 37688 | 26382 | 5653 | 3957 | Yes | 2016 | Elevator Apartments | 7 | 60963 | 1 | 6 | 53 | 63 | 1920
1015140069 | 1035 PARK AVENUE Manhattan, NY 10028 (40.77990384117254, -73.95723742301476) | Con Edison | 1035 PK.AVE/WALLACK MGMT. | 1035 PARK AVE CORP | 1035 PARK AVE MANHATTAN, NY 10065 (40.76430121303059, -73.96303993544461) | CA180799H | 7/7/05 | EASTMOND ESP-125 | 2 | 4.82 | 1999 | 2034 | DUAL FUEL | 11 to 15 years old | INDUSTRIAL COMBUSTION DEG-54P | #6 | 37668 | 26368 | 5650 | 3955 | Yes | 2014 | Elevator Apartments | 4 | 75798 | 1 | 15 | 29 | 32 | 1926 |  | YES
1021390295 | 150 HAVEN AVENUE Manhattan, NY 10032 (40.84597703066521, -73.9425245146154) | Con Edison | 150 HAVEN AVENUE LLC % RANGER MGMT. | 150 HAVEN AVENUE, |  | CB050808R | 7/7/05 | FEDERAL FST - 125 (NEW) | 1 | 4.1 | 2008 | 2043 | DUAL FUEL | Fewer than 5 years old | ICI DEG-54P (NEW) | #6 | 37668 | 26368 | 5650 | 3955 |  |  | Condominiums | 7 | 17705 | 1 | 5 | 25 | 25 | 1920
1020680013 | 445 153 STREET Manhattan, NY 10031 (40.829581269285605, -73.94223046458934) | Con Edison | 153RD ST.APTS,LLC%FRIEDMAN MGMT. | 153RD STREET APARTMEN | 225 34 STREET N Y 10001 (40.75132814462002, -73.99133543478304) | CA205499Y | 7/4/05 | FEDERAL FST-125 | 1 | 4.18 | 1999 | 2034 | DUAL FUEL | 11 to 15 years old | I.C. DEG-54P | #6 | 37668 | 26368 | 5650 | 3955 | Yes | 2018 | Walk-Up Apartments | 7 | 67330 | 1 | 6 | 54 | 54 | 1911
1021360150 | 657 161 STREET Manhattan, NY 10032 (40.837481025929996, -73.94520835409801) | Con Edison | 161 HOLDING LTD | 161 HOLDING LTD | 191024 BKLYN NY 11219 (40.63277295540763, -73.99667681118586) | CA336195P | 7/6/05 | ROCKMILLS MP-125 | 1 | 4.82 | 1995 | 2030 | DUAL FUEL | 11 to 15 years old | QCI DEG-54P | #6 | 37668 | 26368 | 5650 | 3955 | Yes | 2016 | Elevator Apartments | 7 | 62736 | 1 | 6 | 48 | 48 | 1915
1021800497 | 195 BENNETT AVENUE Manhattan, NY 10040 (40.85659802383128, -73.9337831044906) | Con Edison | 195 REALTY LLC | 195 REALTY LLC | 574 CEDARHURST N Y 11516 (40.63035943500745, -73.72995581741695) | CB269900Y | 7/5/05 | FEDERAL-FST 125 | 1 | 5.25 | 2000 | 2035 | DUAL FUEL | 5 to 10 years old | ICI- DEG-54 P | #6 | 37668 | 26368 | 5650 | 3955 | Yes | 2020 | Elevator Apartments | 7 | 54595 | 1 | 6 | 57 | 58 | 1939
1021390500 | 227 HAVEN AVENUE Manhattan, NY 10033 (40.84807245099347, -73.94205686716015) | Con Edison | 227 HAVEN AVENUE OWNERS LLC % VANTAGE MGT | HAVEN AVENUE OWNER LL |  | CB050708Z | 7/6/05 | FEDERAL FST - 125 (NEW) | 1 | 4.1 | 2008 | 2043 | DUAL FUEL | Fewer than 5 years old | ICI DEG - 54P (NEW) | #6 | 37668 | 26368 | 5650 | 3955 | Yes | 2019 | Elevator Apartments | 10 | 70980 | 1 | 6 | 49 | 49 | 1924
1022430366 | 251 SEAMAN AVENUE Manhattan, NY 10034 (40.87192247121055, -73.9179730232155) | Con Edison | 251 SEAMAN C/O ROBERT E. HILL,INC. | 251 SEAMAN OWNERS COR | 279 231ST STREET BRONX, NY 10463 (40.880419334248025, -73.9076260517666) | CA202297M | 7/5/05 | FEDERAL FST-125 | 1 | 4.8 | 1997 | 2032 | DUAL FUEL | 11 to 15 years old | INDUSTRIAL COMB. DEG-54 P | #4 | 37668 | 26368 | 5462 | 3823 | Yes | 2013 | Walk-Up Apartments | 7 | 63804 | 1 | 6 | 67 | 67 | 1939 |  | YES
1022500080 | 254 SEAMAN AVENUE Manhattan, NY 10034 (40.871841532227904, -73.91808094185905) | Con Edison | 254 SEAMAN ASSOC | 254 SEAMAN AVENUE ALD | 189 LAWRENCE NY 11559 (40.62006892240668, -73.73745029804724) | CA171398M | 7/5/05 | FEDERAL FST-125 | 1 | 4.82 | 1998 | 2033 | DUAL FUEL | 11 to 15 years old | INDUSTRIAL COMBUSTION DEG-54P | #6 | 37668 | 26368 | 5650 | 3955 | Yes | 2020 | Hotels | 7 | 54261 | 1 | 6 | 61 | 61 | 1925
1019690055 | 418 130 STREET Manhattan, NY 10027 (40.81453493776106, -73.95176939974327) | Con Edison | 418 WEST 130TH,LLC | 418 WEST 130 STREET |  | CA023198N | 7/5/05 | FEDERAL FST-125 | 1 | 4.82 | 1998 | 2033 | DUAL FUEL | 11 to 15 years old | INDUSTRIAL COMB. DEG-54 P | #6 | 37668 | 26368 | 5650 | 3955 | Yes | 2019 | Loft Buildings | 7 | 63264 | 1 | 6 | 50 | 50 | 1920
1021490097 | 490 187 STREET Manhattan, NY 10033 (40.85179652679626, -73.92805752115045) | Con Edison | 490 REALTY LLC | 490 REALTY LLC | 574 CEDARHURST NY 11516 (40.63035943500745, -73.72995581741695) | CB531603N | 7/6/05 | FEDERAL FST-125 (EXSTG) | 1 | 4.1 | 2003 | 2038 | DUAL FUEL | 5 to 10 years old | IC DEG-54P (NEW) | #6 | 37668 | 26368 | 5650 | 3955 | Yes | 2019 | Hotels | 10 | 61150 | 1 | 6 | 58 | 62 | 1938
1021800023 | 506 FT WASHINGTON AVENUE Manhattan, NY 10033 (40.85239818995444, -73.93774012141955) | Con Edison | 506 ASSOCIATES LLC % LEMLE & WOLF INC | 506 ASSOCIATES | 5925 BROADWAY BRONX, NY 10463 (40.888406443876256, -73.899128719106) | CB108208P | 7/5/05 | FEDERAL FST - 125 (NEW) | 1 | 4.1 | 2008 | 2043 | DUAL FUEL | Fewer than 5 years old | ICI DEG - 54P (NEW) | #6 | 37668 | 26368 | 5650 | 3955 | Yes | 2020 | Elevator Apartments | 7 | 54888 | 1 | 6 | 55 | 56 | 1920
1020960026 | 601 149 STREET Manhattan, NY 10031 (40.829056409158575, -73.94870616826836) | Con Edison | 601 WEST 149TH STREET INC. | ALAN R BUSH INC | 107 126TH ST NEW YORK, NY 10035-1606 (40.8052557291785, -73.93741636548896) | CA237195L | 7/6/05 | ROCKMILLS MP-125 | 1 | 4.82 | 1995 | 2030 | DUAL FUEL | 11 to 15 years old | INDUSTRIAL COMB. DEG-54 (P) | #6 | 37668 | 26368 | 5650 | 3955 | Yes | 2016 | Elevator Apartments | 7 | 65050 | 1 | 6 | 46 | 54 | 1920
1011200057 | 60 68 STREET Manhattan, NY 10023 (40.7743429678168, -73.97953246874985) | Con Edison | 60-68 APT. CORP. % M.A. PROPERTIES INC | 60/68 APT CORP | 127 59th NEW YORK, NY 10022 (40.76241654818314, -73.96854870758665) | CB246702R | 7/7/05 | ROCKMILLS MP-125 (EXTSG) | 1 | 4.18 | 2002 | 2037 | DUAL FUEL | 5 to 10 years old | INDUSTRIAL COMBUSTION DEG-54S (NEW) | #6 | 37668 | 26368 | 5650 | 3955 | Yes | 2020 | Elevator Apartments | 6 | 61908 | 1 | 11 | 73 | 73 | 1920 |  | YES
1021360200 | 659 162 STREET Manhattan, NY 10032 (40.83812552661792, -73.94477051671807) | Con Edison | 659 W.162 ST.LP%M.LEVENSON CO.INC | RIVERSIDE VENTURA II | 149 45 NORTHERN BLVD FLUSHING, NY 11354 (40.76862022064671, -73.82719028070687) | CB055500X | 7/7/05 | FEDERAL FST-125 | 1 | 4.82 | 2000 | 2035 | DUAL FUEL | 5 to 10 years old | IND.COMB. MEG 54 P | #6 | 37668 | 26368 | 5650 | 3955 | Yes | 2016 | Walk-Up Apartments | 7 | 59274 | 1 | 6 | 53 | 53 | 1922
1012430061 | 736 END AVENUE Manhattan, NY 10025 (40.79685012763133, -73.96372581059762) | Con Edison | 736 WEST END AVE. ASSOC. % STAHL R.E. | 736 WEST END AVE ASSO | 277 PARK AVENUE NEW YORK, NY 10172 (40.7555502006191, -73.97499003987315) | CB570303H | 7/6/05 | FEDERAL FST-125 | 1 | 4.18 | 2003 | 2038 | DUAL FUEL | 5 to 10 years old | ICI DEG-54P (NEW) | #6 | 37668 | 26368 | 5650 | 3955 |  |  | Elevator Apartments | 6 | 49603 | 1 | 13 | 57 | 57 | 1927
1021750192 | 75 THAYER STREET Manhattan, NY 10040 (40.86348720277542, -73.92704480247211) | Con Edison | 75 THAYER LLC | 75 THAYER . | 98 CUTTERMILL RD GREAT NECK, NY 11021 (40.7836584067361, -73.73280677517435) | CB462903N | 7/5/05 | FEDERAL FST-125 (NEW) | 1 | 4.18 | 2003 | 2038 | DUAL FUEL | 5 to 10 years old | IC DEG-54P (NEW) | #6 | 37668 | 26368 | 5650 | 3955 |  |  | Loft Buildings | 10 | 43440 | 1 | 6 | 48 | 48 | 1939
1021347501 | 801 RIVERSIDE DRIVE Manhattan, NY 10032 (40.83496033580627, -73.9468682400169) | Con Edison | 801 REALTY CO. LLC |  | 1920 MANHATTAN N Y 10116 (40.8110019996426, -73.95309800037239) | CB170901M | 7/6/05 | ROCKMILLS MP 125 | 1 | 5.25 | 2001 | 2036 | DUAL FUEL | 5 to 10 years old | INDUSTRIAL COMB. DEG-54 P | #6 | 37668 | 26368 | 5650 | 3955 | Yes | 2014 | Factory & Industrial Buildings | 7 | 41311 | 1 | 6 | 48 | 48 | 1920 | YES
1021790100 | 481 FORT WASHINGTON AVENUE Manhattan, NY 10033 (40.851624773009235, -73.93800092480802) | Con Edison | A & M REALTY LLC | A & M REALTY LLC | 574 CEDARHURST NY 11516 (40.63035943500745, -73.72995581741695) | CA103298K | 7/5/05 | FEDERAL FST-125 | 1 | 4.82 | 1998 | 2033 | DUAL FUEL | 11 to 15 years old | ICI DEG-54 P | #6 | 37668 | 26368 | 5650 | 3955 | Yes | 2019 | Walk-Up Apartments | 7 | 56706 | 1 | 6 | 62 | 64 | 1936
1021700083 | 4500 BROADWAY Manhattan, NY 10040 (40.85800096619698, -73.93197546721171) | Con Edison | ALEF REALTY | ALEF REALTY | 4500 BROADWAY NEW YORK, NY 10040-2618 (40.85800096619698, -73.93197546721171) | CA287695N | 7/6/05 | ROCKMILLS MP-125 | 1 | 4.82 | 1995 | 2030 | DUAL FUEL | 11 to 15 years old | I.C. DEG-54 | #6 | 37668 | 26368 | 5650 | 3955 | Yes | 2020 | Walk-Up Apartments | 10 | 64962 | 1 | 6 | 73 | 78 | 1925
1019880074 | 535 135 STREET Manhattan, NY 10031 (40.81934226146174, -73.95319543738115) | Con Edison | ALLEGRO B'WAY%MARIMAR MGMT. | 817 WEST END CO. | 771 WASHINGTON BRIDGE STA N Y 10033 (40.85621992920642, -73.94585900019268) | CB130201R | 7/6/05 | FEDERAL-FST-125 | 1 | 5.25 | 2001 | 2036 | DUAL FUEL | 5 to 10 years old | ICI-DEG-54 P | #6 | 37668 | 26368 | 5650 | 3955 | Yes | 2018 | Walk-Up Apartments | 7 | 56379 | 1 | 6 | 19 | 26 | 1909
1002180024 | 67 VESTRY STREET Manhattan, NY 10013 (40.7228413063692, -74.01063036992895) | Con Edison | ARI ELLIS | 67 VESTRY LLC | 400 PARK AVE - 6th fl N Y 10022 (40.758630224005685, -73.96809182217982) | CB060800J | 7/4/05 | KEWANEE LM-884 | 1 | 5.5 | 2000 | 2035 | DUAL FUEL | 5 to 10 years old | INDUSTRIAL COMB. DEG-54 P | #6 | 37668 | 26368 | 5650 | 3955 | Yes | 2018 | Elevator Apartments | 1 | 61250 | 1 | 9 | 24 | 26 | 1910
1020770001 | 3544 BROADWAY Manhattan, NY 10031 (40.826552444553656, -73.95019511900375) | Con Edison | G.T.T.G. BROADWAY % FIRST MGMT. | GTTG BROADWAY CORP | 3403 BROADWAY ASTORIA, NY 11106 (40.76085242029482, -73.92293335546496) | CB208205Y | 7/6/05 | ROCKMILLS MP-125 (NEW) | 1 | 4.1 | 2005 | 2040 | DUAL FUEL | 5 to 10 years old | ICI DEG-54P (NEW) | #6 | 37668 | 26368 | 5650 | 3955 | Yes | 2017 | Elevator Apartments | 7 | 61540 | 1 | 6 | 40 | 47 | 1908
1018280034 | 200 113 STREET Manhattan, NY 10026 (40.80130108657236, -73.95404621865681) | Con Edison | HALPERN & PINTEL INC. | LISA DAWN APT INC | 150 WHITE PLAINS RD TARRYTOWNS, NY 10591 (41.06412377335756, -73.855001221024) | CA192096J | 7/6/05 | FEDERAL FST-125 | 1 | 4.82 | 1996 | 2031 | DUAL FUEL | 11 to 15 years old | I.C. DEG-54P | #6 | 37668 | 26368 | 5650 | 3955 |  |  | Elevator Apartments | 9 | 43946 | 1 | 7 | 84 | 84 | 1920
1021390187 | 105 HAVEN AVENUE Manhattan, NY 10032 (40.844807912027136, -73.94238062309068) | Con Edison | HAVEN UPTOWN ASSOC.%STELLAE MGMT | HAVEN UPTOWN ASSOCIAT | 156 WILLIAM STREET N Y, NEW YORK 10038 (40.70999054661479, -74.0060256431043) | CB112602L | 7/5/05 | FEDERAL FST-125 | 1 | 5.25 | 2002 | 2037 | DUAL FUEL | 5 to 10 years old | INDUSTRIAL COMB. DEG-54 P | #6 | 37668 | 26368 | 5650 | 3955 | Yes | 2019 | Office Buildings | 10 | 55785 | 1 | 5 | 68 | 68 | 1925
1018690029 | 209 97 STREET Manhattan, NY 10025 (40.79488002759854, -73.97014602357389) | Con Edison | KENT EQUITIES CORP. | KENT EQUITIES CORP | 155 RIVERSIDE DRIVE NEW YORK, NY 10024 (40.791046441115554, -73.97955859578195) | CB490903Z | 7/6/05 | ROCKMILLS MP4-133 (EXSTG) | 1 | 4.45 | 2003 | 2038 | DUAL FUEL | 5 to 10 years old | IC DEG 54P (NEW) | #6 | 37668 | 26368 | 5650 | 3955 | Yes | 2019 | Elevator Apartments | 8 | 64650 | 1 | 7 | 44 | 47 | 1901
1021360090 | 645 160 STREET Manhattan, NY 10032 (40.8365614607236, -73.9449654326902) | Con Edison | MIRIMAR CORP. | CORNELIA FEIGL, | 1601 BRONX AVE BRONX, NY 10462 (40.84351657306597, -73.85691921749257) | CA049396J | 7/6/05 | ROCKMILLS MP-125 | 1 | 4.82 | 1996 | 2031 | DUAL FUEL | 11 to 15 years old | I.C. DEG-54 (P) | #6 | 37668 | 26368 | 5650 | 3955 | Yes | 2016 | Walk-Up Apartments | 7 | 63384 | 1 | 6 | 48 | 48 | 1914
1020910017 | 670 RIVERSIDE DRIVE Manhattan, NY 10031 (40.8266146273744, -73.95231813151446) | Con Edison | RESIDENTIAL MANAGEMENT | 670 RIVER REALTY CORP | 1651 CONEY ISLAND AVE BROOKLYN, NY 11230 (40.617134059024586, -73.96362996399334) | CA004296N | 7/6/05 | ROCKMILLS MP-125 | 1 | 4.83 | 1996 | 2031 | DUAL FUEL | 11 to 15 years old | INDUSTRIAL COMBUSTION DEG-54P | #6 | 37668 | 26368 | 5650 | 3955 | Yes | 2021 | Office Buildings | 7 | 58914 | 1 | 6 | 59 | 59 | 1926
1021800315 | 4395 BROADWAY Manhattan, NY 10040 (40.85471844079001, -73.93351330788181) | Con Edison | RESIDENTIAL MANAGEMENT | 4395 BROADWAY OWNERS | 1651 CONEY ISLAND AVE BROOKLYN, NY 11230 (40.617134059024586, -73.96362996399334) | CA080898P | 7/5/05 | FEDERAL FST-125 | 1 | 4.82 | 1998 | 2033 | DUAL FUEL | 11 to 15 years old | ICI DEG-54 | #6 | 37668 | 26368 | 5650 | 3955 | Yes | 2020 | Elevator Apartments | 7 | 58242 | 1 | 6 | 60 | 60 | 1940 |  | YES
1011170014 | 35 64 STREET Manhattan, NY 10023 (40.77153658106404, -73.98050373809652) | Con Edison | RJM ABRAMSON FAMILY LP % ORSID RLTY. | RJM ABRAMSON FAMILYLI | 1740 BROADWAY NEW YORK, NY 10019 (40.76509834187077, -73.98206124052132) | CB214703H | 7/5/05 | FEDERAL FST-125 (NEW) | 1 | 4.18 | 2003 | 2038 | DUAL FUEL | 5 to 10 years old | INDUSTRIAL COMBUSTION DEG-54P (NEW) | #6 | 37668 | 26368 | 5650 | 3955 |  |  | Walk-Up Apartments | 6 | 37778 | 1 | 9 | 68 | 69 | 1904
1011950014 | 25 81 STREET Manhattan, NY 10024 (40.78237781190474, -73.97245782570744) | Con Edison | TAYLOR ESTATES LLC%RUDIN MGMT.LLC | TAYLOR ESTATES INC | 345 PARK AVENUE N Y 10154 (40.75767700019344, -73.9731709997418) | CB233101N | 7/6/05 | FEDERAL FST-125 | 2 | 5.25 | 2001 | 2036 | DUAL FUEL | 5 to 10 years old | INDUSTRIAL COMB. DEG-54 P | #6 | 37668 | 26368 | 5650 | 3955 | Yes | 2015 | Elevator Apartments | 6 | 109896 | 1 | 16 | 64 | 64 | 1927
1022000009 | 432 204 STREET Manhattan, NY 10034 (40.86201580221183, -73.9191232843646) | Con Edison | VERMILYEA WEST ASSOCIATES LLC | VERMILYEA WEST ASSOCI | 5925 BROADWAY BRONX, NY 10463 (40.888406443876256, -73.899128719106) | CB607305M | 7/5/05 | (NEW) EASTMONT ESP-125 | 1 | 4.1 | 2005 | 2040 | DUAL FUEL | 5 to 10 years old | (NEW) ICI MEG-54P | #6 | 37668 | 26368 | 5650 | 3955 | Yes | 2020 | Office Buildings | 10 | 52605 | 3 | 5 | 83 | 83 | 1915
1020760056 | 540 145 STREET Manhattan, NY 10031 (40.825672144111024, -73.94872113604805) | Con Edison | WAVECREST MANAGEMENT TEAM | 540 WEST 145 LLC. | 129 09 26TH AVENUE FLUSHING, NY 11354 (40.76862022064671, -73.82719028070687) | CB086603P | #N/A | EASTMOND ESP-125 (NEW) | 1 | 4.18 | 2003 | 2038 | DUAL FUEL | 5 to 10 years old | INDUSTRIAL COMBUSTION DEG-54P (NEW) | #4 | 37668 | 26368 | 5462 | 3823 |  |  | Condominiums | 7 | 40990 | 1 | 6 | 44 | 48 | 1905
1019930015 | 3111 BROADWAY Manhattan, NY 10027 (40.81289835253248, -73.96051714391542) | Con Edison | 122 BWAY, LLC % HELLER REALTY | 122 D BROADWAY LLC | 745 5 AVENUE NEW YORK, NY 10151 (40.763410275155195, -73.97365005004946) | CB006108L | 7/6/05 | ROCKMILLS MP - 125 (NEW) | 1 | 4.1 | 2008 | 2043 | DUAL FUEL | Fewer than 5 years old | ICI DEG - 54P (NEW) | #6 | 37665 | 26366 | 5650 | 3955 | Yes | 2013 | Walk-Up Apartments | 9 | 51870 | 1 | 7 | 70 | 70 | 1941
1002830031 | 145 BROADWAY Manhattan, NY 10002 (40.71394617002089, -73.99116161035406) | Con Edison | MESIVTHA TIFERETH JERUSAL | MESIVTHA TIFERETH | 145 BROADWAY MANHATTAN, NY 10002 (40.71394617002089, -73.99116161035406) | CA347083Y | 7/6/05 | FEDERAL FST-60 | 1 | 2.7 | 1983 | 2018 |  | 26 to 30 years old | IND COMB MMG-34 P | #4 | 37606 | 26324 | 5453 | 3817 |  |  | Elevator Apartments | 1 | 14812 | 1 | 5 | 0 | 1 | 1921
1020060042 | 112 138 STREET Manhattan, NY 10030 (40.8161983714756, -73.93993120151512) | Con Edison | 138TH STREET PROPERTIES LLC. | 138TH STREET PROPERTI | 162 38 CROSSBAY BLVD HOWARD BEACH, NY 11414 (40.65817022817356, -73.84496263981396) | CA246488J | 7/4/05 | FEDERAL FST 80 | 1 | 3.4 | 1988 | 2023 |  | 21 to 26 years old | ICI MMG 34 P | #4 | 37559 | 26291 | 5446 | 3812 |  |  | Educational Structures | 9 | 38904 | 1 | 6 | 54 | 54 | 1920
1022150535 | 16 MARBLE HILL AVENUE Manhattan, NY 10463 (40.874924794525455, -73.91070270914753) | Con Edison | 16 MARBLE HILL LLC | 16 MARBLE HILL LLC | 286 MAIN STREET SPRING VALLEY, NY 10977 (41.12579208686162, -74.0411977105649) | CA222193X | 7/7/05 | FEDERAL FST 80 | 1 | 3.36 | 1993 | 2028 |  | 16 to 20 years old | I.C.I. MMG-34 P | #4 | 37559 | 26291 | 5446 | 3812 |  |  | Elevator Apartments | 10 | 34830 | 1 | 6 | 42 | 42 | 1940
1006400047 | 344 12 STREET Manhattan, NY 10014 (40.73752170668589, -74.00712091315522) | Con Edison | 344 WEST 12TH STREET OWNERS CO | 344 WEST 12TH STREET | 250 PARK AVE MANHATTAN, NY 10003 (40.738333453173844, -73.9878407889095) | CA347583K | 7/6/05 | FEDERAL FLW-10330 | 1 | 3.4 | 1983 | 2018 |  | 26 to 30 years old | INDUSTRIAL COMBUSTION MM-34(S)(I.C.I.) | #4 | 37559 | 26291 | 5446 | 3812 |  |  | Elevator Apartments | 3 | 22530 | 1 | 6 | 47 | 47 | 1925
1015780014 | 525 81 STREET Manhattan, NY 10028 (40.77220940311945, -73.94822346993415) | Con Edison | 525 REALTY COMPANY | ELK 525 EAST 81ST LLC | 10 MERRICK ROAD VALLEY STREAM, NY 11580 (40.66446686549159, -73.69699161417589) | CA082083N | 7/6/05 | FITZGIBBONS DM-121 | 1 | 5.54 | 1983 | 2018 |  | 26 to 30 years old | ICI MEG-34 (S) | #6 | 37559 | 26291 | 5634 | 3944 |  |  | Walk-Up Apartments | 5 | 24960 | 1 | 5 | 44 | 44 | 1957
1020810006 | 559 149 STREET Manhattan, NY 10031 (40.82847368185199, -73.9473400877317) | Con Edison | 557 WEST 149 CORPORATION | 557-561 WEST 149 LLC | 5925 BROADWAY BRONX, NY 10463 (40.888406443876256, -73.899128719106) | CA302788P | 7/4/05 | FEDERAL FST 80 | 1 | 3.4 | 1988 | 2023 |  | 21 to 26 years old | ICI MMG 34 P | #4 | 37559 | 26291 | 5446 | 3812 |  |  | Loft Buildings | 7 | 30855 | 3 | 5 | 60 | 60 | 1910
1022260035 | 204 SHERMAN AVE Manhattan, NY 10034 (40.86541137971841, -73.92104870455569) | Con Edison | BRONSTEIN PROPERTIES LLC | INWOOD 204 LLC | 108 18 QUEENS BLVD FOREST HILLS, NY 10040 (40.85809553188335, -73.92925548994884) | CB019007M | 7/6/05 | FEDERAL -FST-80 | 1 | 2.6 | 2007 | 2042 | DUAL FUEL | Fewer than 5 years old | INDUSTRIAL COMBUSTION-MMG-34 | #4 | 37559 | 26291 | 5446 | 3812 |  |  | Hotels | 10 | 46050 | 1 | 6 | 57 | 59 | 1929
1008250017 | 43 23 STREET Manhattan, NY 10010 (40.740718592785065, -73.98753392779408) | Con Edison | CASTRO,CONVERTIBLES | LADIES MILE, LLC C/O | 95 FOREST AVE LOCUST VALLEY, NY 11560 (40.875618684750975, -73.59919933670983) | CA146885P | 7/5/05 | ROCKMILLS MP-4-162 | 1 | 6.44 | 1985 | 2020 |  | 21 to 26 years old | ICI DE-63 (P) | #4 | 37559 | 26291 | 5446 | 3812 | Yes | 2015 | Walk-Up Apartments | 3 | 94200 | 1 | 8 | 0 | 5 | 1903
1018437501 | 63 107 STREET Manhattan, NY 10025 (40.799508119273476, -73.96132392840487) | Con Edison | ENF. 11/1/91 |  | 1919 MANHATTAN NY 10116 (40.8110019996426, -73.95309800037239) | CA032489H | #N/A | FEDERAL FST 80 | 1 | 3.4 | 1989 | 2024 |  | 21 to 26 years old | ICI MMG 34P | #4 | 37559 | 26291 | 5446 | 3812 |  |  | Walk-Up Apartments | 8 | 33619 | 3 | 5 | 56 | 56 | 1929
1009180025 | 245 37 STREET Manhattan, NY 10016 (40.74710470653208, -73.97540821814853) | Con Edison | IRENE BOGONI ETAL | 24537 OWNERS CORP | 152 57TH ST MANHATTAN, NY 10019 (40.76492963045104, -73.97870228969026) | CA157383Z | 7/4/05 | FEDERAL FST-80 | 1 | 3.4 | 1983 | 2018 |  | 26 to 30 years old | INDUSTRIAL COMBUSTION DEG-42 Y(P) | #6 | 37559 | 26291 | 5634 | 3944 |  |  | Elevator Apartments | 4 | 45300 | 1 | 6 | 47 | 47 | 1942
1000920030 | 132 NASSAU STREET Manhattan, NY 10038 (40.71109620658426, -74.00660186411892) | Con Edison | J.W. REALTY CO. | J W REALTY CO LLC | 15 MAIDEN LANE MANHATTAN, NY 10038 (40.70945095339721, -74.00928118885037) | CA533385Z | 7/6/05 | PACIFIC 47L2 | 2 | 5.02 | 1985 | 2020 |  | 21 to 26 years old | INDUSTRIAL COMBUSTION MMG-34(P) | #4 | 37559 | 26291 | 5446 | 3812 | Yes | 2022 | Elevator Apartments | 1 | 96412 | 2 | 14 | 0 | 61 | 1925
1021690034 | 601 191 STREET Manhattan, NY 10040 (40.855594246541415, -73.92918944449832) | Con Edison | MICHAEL BISHAY | 191ST STREET ASSOCIAT | 1841 B WAY 10TH FL STE#1000 N Y, NEW YORK 10023 (40.774536138232236, -73.97994335610099) | CB197702L | 7/7/05 | FEDERAL 80 | 1 | 2.68 | 2002 | 2037 | DUAL FUEL | 5 to 10 years old | INDUSTRIAL COMB. MMG-34 P | #4 | 37559 | 26291 | 5446 | 3812 |  |  | Elevator Apartments | 10 | 47463 | 1 | 6 | 38 | 43 | 1920
1021590029 | 523 187 STREET Manhattan, NY 10033 (40.85226651645799, -73.9290106641205) | Con Edison | S.P.S.E.,INC/NORMANDY MGMT | SPSE INC |  | CB172800J | 7/4/05 | BEST 5B-80 | 1 | 3.43 | 2000 | 2035 | DUAL FUEL | 5 to 10 years old | IND.COMB. MMG-34 P | #4 | 37559 | 26291 | 5446 | 3812 |  |  | Elevator Apartments | 10 | 34938 | 1 | 6 | 42 | 42 | 1911
1012610027 | 17 45 STREET Manhattan, NY 10036 (40.75568520428645, -73.98004530552502) | Con Edison | 19 WEST 45 LLC | 19 WEST 45 | 175 GREAT NECK ROAD GREAT NECK, NY 11021 (40.78291656997072, -73.73124679027194) | CA206186H | 7/5/05 | FEDERAL FST -80 | 1 | 3.8 | 1986 | 2021 |  | 21 to 26 years old | IND. COMB MMG-34 P | #4 | 37558 | 26291 | 5446 | 3812 |  |  | Vacant Land | 3 | 38021 | 1 | 10 | 0 | 19 | 1911
1018887501 | 318 100 STREET Manhattan, NY 10025 (40.797940353419385, -73.97173001262756) | Con Edison | 318 WEST 100 ST.OWNERS CORP. | 318 WEST 100 CONDO | 250 PARK AVE MANHATTAN, NY 10003 (40.738333453173844, -73.9878407889095) | CA357586P | 7/6/05 | FEDERAL FST-80 | 1 | 3.5 | 1986 | 2021 |  | 21 to 26 years old | IND. COMB. MM-34 P | #4 | 37558 | 26291 | 5446 | 3812 |  |  | Elevator Apartments | 9 | 32692 | 1 | 8 | 32 | 32 | 1910
1012270061 | 412 END AVENUE Manhattan, NY 10024 (40.78362556816552, -73.96653900057436) | Con Edison | 412 WEST END REALTY COMPANY | 412 WEST END REALTY | 498 END MANHATTAN, NY 10024 (40.78362556816552, -73.96653900057436) | CA266793Y | 7/7/05 | BEST 5B-80 | 1 | 3.4 | 1993 | 2028 |  | 16 to 20 years old | IND. COMB. MMG-34 (P) | #4 | 37558 | 26291 | 5446 | 3812 |  |  | Elevator Apartments | 6 | 49840 | 1 | 8 | 37 | 37 | 1900
1015120044 | 152 84 STREET Manhattan, NY 10028 (40.778031510957234, -73.9562840209374) | Con Edison | DEVON MGMT%BUILDING MANAGEMENT | PARTNERSHIP 91, L.P. | 417 FIFTH AVENUE N Y 10016 (40.7508150795849, -73.98282286232246) | CB161300P | 7/7/05 | BEST 5B-80 | 1 | 3.43 | 2000 | 2035 | DUAL FUEL | 5 to 10 years old | INDUSTRIAL COMB. MMG-34 P | #4 | 37558 | 26291 | 5446 | 3812 |  |  | Walk-Up Apartments | 5 | 36935 | 1 | 6 | 64 | 64 | 1929
1019930037 | 3137 BROADWAY Manhattan, NY 10027 (40.81368237659308, -73.95991740266209) | Con Edison | ELITE MGMT LLC | LASALLE LLC % AMIR CO |  | CA299387J | 7/4/05 | BEST 4B-80 | 1 | 3.4 | 1987 | 2022 |  | 21 to 26 years old | ICI MMG 34 P | #4 | 37558 | 26291 | 5446 | 3812 |  |  | Office Buildings | 9 | 12980 | 1 | 5 | 12 | 16 | 1901
1021710120 | 4 BOGARDUS PLACE Manhattan, NY 10040 (40.858882301785684, -73.92982608756171) | Con Edison | METRO MANAGEMENT | 4 10 BOGARDUS CORP | 42 25 21 STREET L I C, NY 11101 (40.74570244980828, -73.93866902925225) | CA238495H | 7/6/05 | FEDERAL FST-80 | 1 | 3.4 | 1995 | 2030 | DUAL FUEL | 11 to 15 years old | INDUSTRIAL COMB. MMG-34 (P) | #4 | 37558 | 26291 | 5446 | 3812 |  |  | Elevator Apartments | 10 | 34108 | 1 | 6 | 35 | 35 | 1920
1021690034 | 601 191 STREET Manhattan, NY 10040 (40.855594246541415, -73.92918944449832) | Con Edison | MICHEL BISHAY | 191ST STREET ASSOCIAT | 2121 BROADWAY (SUITE 400 N Y 10023 (40.780623298796, -73.98153710424646) | CB360200M | 7/6/05 | EXISTING-ROCKMILLS -MP80 | 1 | 3.36 | 2000 | 2035 | DUAL FUEL | 5 to 10 years old | (NEW)INDUST.COMB -MMG-34 P | #4 | 37558 | 26291 | 5446 | 3812 |  |  | Condominiums | 10 | 47463 | 1 | 6 | 38 | 43 | 1920
1012130051 | 142 83 STREET Manhattan, NY 10024 (40.785039375799045, -73.97487512404895) | Con Edison | WEST 83RD STREET REALTY | WEST 83RD ST. REALTYC | 1344 L I C, NY 11101 (40.74570244980828, -73.93866902925225) | CA511685N | 7/6/05 | FEDERAL FST-80 | 1 | 3.4 | 1985 | 2020 |  | 21 to 26 years old | IND. COMB. MMG-34-P | #4 | 37558 | 26291 | 5446 | 3812 |  |  | Elevator Apartments | 6 | 38200 | 2 | 6 | 44 | 48 | 1900
1008740069 | 112 19 STREET Manhattan, NY 10003 (40.73732740011572, -73.98727536656244) | Con Edison | 112 E. 19TH ST.RUGGLES HSE.,INC.CHARLES H.GREENTHAL | RUGGLES HOUSE INC | 4 PARK AVENUE MANHATTAN, NY 10016 (40.74650915812013, -73.98194367109245) | CA139669P | 7/4/05 | FEDERAL FM 1822 | 1 | 5.36 | 1969 | 2010 |  | 41 - 45 years old | RAY AR-141-6 | #6 | 37500 | 26250 | 5625 | 3937 | Yes | 2014 | Condominiums | 2 | 55049 | 1 | 12 | 22 | 26 | 1913 |  | YES
1001940042 | 401 BROADWAY Manhattan, NY 10013 (40.71865455840395, -74.0025626545731) | Con Edison | 401 BROADWAY BUILDING | RUSSO, CLIFTON | 401 BROADWAY SUITE #2118 N Y 10013 (40.71865455840395, -74.0025626545731) | CB239401M | 7/6/05 | ROCKMILLS MP-175 | 2 | 7.35 | 2001 | 2036 | DUAL FUEL | 5 to 10 years old | INDUSTRIAL COMB. MMG-84 P | #4 | 37500 | 26250 | 5438 | 3806 | Yes | 2014 | Elevator Apartments | 1 | 230139 | 1 | 26 | 0 | 171 | 1930
1005220008 | 628 BROADWAY Manhattan, NY 10012 (40.726115390600114, -73.99616907366317) | Con Edison | 628 B'WAY LLC % LARRY SALAMON R.E. | LARRY SALAMON REALTY | 628 BROADWAY NEW YORK, NY 10012 (40.726115390600114, -73.99616907366317) | CB171507P | 7/6/05 | ROCKMILLS MP - 4 - 133 (NEW) | 1 | 4.4 | 2007 | 2042 | DUAL FUEL | Fewer than 5 years old | ICI MMG - 54P (NEW) | #4 | 37500 | 26250 | 5438 | 3806 | Yes | 2022 | Elevator Apartments | 1 | 66500 | 1 | 6 | 0 | 14 | 1910
1015100072 | 955 PARK AVENUE Manhattan, NY 10028 (40.77723318196233, -73.95914948860259) | Con Edison | 955 TENANTS STOCKHOLDERS | 955 TENANT STOCKHOLDE | 770 LEXINGTON AVENUE MANHATTAN, NY 10065 (40.76307014183385, -73.96759762551441) | CA277888K | 7/5/05 | FEDERAL FST - 125 | 2 | 5.25 | 1988 | 2023 |  | 21 to 26 years old | ICI MMG-54P | #4 | 37500 | 26250 | 5438 | 3806 | Yes | 2020 | Elevator Apartments | 4 | 68731 | 1 | 13 | 38 | 38 | 1915 |  | YES
1008020008 | 151 26 STREET Manhattan, NY 10001 (40.7454368918614, -73.99284670153096) | Con Edison | ABNER PROPERTIES % WILLIAMS R.E. | ABNER PROPERTIES CO | 380 MADISON AVENUE MANHATTAN, NY 10017 (40.755596213835844, -73.97727528530339) | CA287381K | 7/4/05 | FEDERAL FST - 200 | 1 | 7 | 1981 | 2016 |  | 26 to 30 years old | INDUSTRIAL COMBUSTION DEG-84-P | #6 | 37500 | 26250 | 5625 | 3937 | Yes | 2022 | Walk-Up Apartments | 3 | 179131 | 1 | 12 | 0 | 15 | 1911
1008390016 | 39 37 STREET Manhattan, NY 10018 (40.75103038745403, -73.98474374578461) | Con Edison | DAVAL #37 ASSOCIATES/D BERLY | GREENWILLOW EQUITIESI | 419 PARK AVENUE MANHATTAN, NY 10016 (40.743735340676835, -73.98364802421948) | CA141996P | 7/6/05 | FEDERAL FST-125 | 1 | 5.25 | 1996 | 2031 | DUAL FUEL | 11 to 15 years old | INDUSTRIAL COMB. MMG-54 (P) | #4 | 37500 | 26250 | 5438 | 3806 | Yes | 2019 | Hotels | 3 | 88043 | 1 | 18 | 0 | 28 | 1930
1008030016 | 135 27 STREET Manhattan, NY 10001 (40.745871081003884, -73.99196526984488) | Con Edison | DEZER PROPERTIES | NW1, LLC | 137 5TH AVE 10FL N Y, NEW YORK 10010 (40.73991099052961, -73.9908001211482) | CB103700Z | 7/4/05 | FEDERAL FST-125 | 1 | 5.25 | 2000 | 2035 | DUAL FUEL | 5 to 10 years old | ICI MMG-54 P | #4 | 37500 | 26250 | 5438 | 3806 | Yes | 2013 | Elevator Apartments | 3 | 54000 | 1 | 12 | 0 | 1 | 1912
1004160063 | 160 ALLEN STREET Manhattan, NY 10002 (40.72089079403429, -73.9893123279878) | Con Edison | HERBERT MEDINA | ORCHARD REALTY, | 3005 AVENUE BROOKLYN, NY 11210 (40.62772226387142, -73.946537919989) | CA378790P | 7/7/05 | FEDERAL EASTMOND FST100 | 1 | 4.1 | 1990 | 2025 |  | 16 to 20 years old | ICI MMG 42P | #4 | 37500 | 26250 | 5438 | 3806 |  |  | Walk-Up Apartments | 1 | 9357 | 1 | 6 | 18 | 22 | 1900
1007840064 | 240 35 STREET Manhattan, NY 10001 (40.75213634491817, -73.99130191554792) | Con Edison | NASSAU BAY ASSOC. | 24035 PROPERTY LLC | 485 SEVENTH AVE- SUITE 777 N Y 10018 (40.75248351249917, -73.9895590567478) | CB237101J | 7/6/05 | FEDERAL FST-175 | 1 | 7.35 | 2001 | 2036 | DUAL FUEL | 5 to 10 years old | INDUSTRIAL COMB. DEG-84 P | #4 | 37500 | 26250 | 5438 | 3806 | Yes | 2014 | Walk-Up Apartments | 3 | 145372 | 1 | 17 | 0 | 35 | 1924
1007610037 | 304 38 STREET Manhattan, NY 10018 (40.75480426561924, -73.99193725999666) | Con Edison | SLOYER-FORMAN INC. | SLOYER FORMAN INC | 185 BROADWAY BROOKLYN, NY 11211 (40.709899097530226, -73.96218600731349) | CA230282H | 7/5/05 | ROCKMILLS MP-250 | 1 | 9.3 | 1982 | 2017 |  | 26 to 30 years old | HEV-E-OIL DEG - 105(P) | #6 | 37500 | 26250 | 5625 | 3937 | Yes | 2021 | Elevator Apartments | 3 | 162260 | 1 | 23 | 0 | 40 | 1927
1011950005 | 45 81 STREET Manhattan, NY 10024 (40.782606476735836, -73.97299789317057) | Con Edison | HOTEL EXCELSIOR | EXCELSIOR | 45 81ST STREET NEW YORK, NY 10024 (40.78295254285189, -73.97388387377708) | CB401805Y | 7/7/05 | FEDERAL FST-250 (EXISTING) | 1 | 8.3 | 2005 | 2040 | DUAL FUEL | 5 to 10 years old | ICI DEG-105P | #6 | 37442 | 26209 | 5616 | 3931 | Yes | 2015 | Loft Buildings | 6 | 133229 | 1 | 15 | 0 | 3 | 1923
1020310020 | 215 145 STREET Manhattan, NY 10039 (40.82189337675239, -73.9395909903925) | Con Edison | WEST 145TH STREET ASSOC,LLC | 215-219 WEST 145TH ST | 507 186TH ST NEW YOK, NY 10033 (40.851435294493115, -73.92916842004861) | CA349988H | 7/5/05 | FEDERAL FST 80 | 1 | 3.4 | 1988 | 2023 |  | 21 to 26 years old | ICI MMG 34 P | #4 | 37339 | 26137 | 5414 | 3790 |  |  | Elevator Apartments | 7 | 31812 | 2 | 6 | 56 | 60 | 1920
1021320021 | 247 AUDUBON AVENUE Manhattan, NY 10033 (40.84633675947697, -73.93408887398056) | Con Edison | KORONI REALTY, LLC | SAREX SETAI LLC | 733 YONKERS AVE YONKERS, NY 10704 (40.92365098316586, -73.86577167165724) | CA450585J | 7/4/05 | ROCKMILLS MP-90 | 1 | 3.6 | 1985 | 2020 |  | 21 to 26 years old | IND COMB INC MEG-42(P) | #6 | 37230 | 26061 | 5584 | 3909 |  |  | Elevator Apartments | 10 | 49380 | 1 | 6 | 43 | 45 | 1910
1007630024 | 315 39 STREET Manhattan, NY 10018 (40.755553452028735, -73.99163903015834) | Con Edison | 315 ASSOCIATES LLC % HANDRO MGT. | 315 ASSOCIATES | 561 SEVENTH AVENUE NEW YORK, NY 10018 (40.754911681978285, -73.98777839912975) | CB121003K | 7/6/05 | FEDERAL FST-125 (NEW) | 2 | 4.18 | 2003 | 2038 | DUAL FUEL | 5 to 10 years old | INDUSTRIAL COMBUSTION DEG-54P (NEW) | #6 | 37152 | 26006 | 5573 | 3901 | Yes | 2013 | Walk-Up Apartments | 3 | 132684 | 1 | 16 | 0 | 0 | 1927
1020530009 | 267 EDGECOMBE AVENUE Manhattan, NY 10031 (40.8241954511156, -73.94345081630559) | Con Edison | TRYAX REALTY MGMT INC | 267 EDGECO LLC | 1476 WALTON AVE BRONX, NY 10452 (40.841136727003224, -73.91477088050677) | CA006982M | 7/4/05 | ROCKMILLS CAT #MP-100 | 1 | 4.2 | 1982 | 2017 |  | 26 to 30 years old | HEV-E-OIL IND COMB INC CAT #DEG-42(P) | #6 | 37130 | 25991 | 5570 | 3899 |  |  | Walk-Up Apartments | 7 | 45072 | 1 | 6 | 84 | 84 | 1920
1015890023 | 33 END AVENUE Manhattan, NY 10028 (40.776344978837756, -73.95296667956859) | Con Edison | BELLMARC PROPERTY | RIVERVIEW TENANTS COR | 9 38TH STREET MANHATTAN, NY 10016 (40.75058238108704, -73.98167876193074) | CA369387K | 7/6/05 | FEDERAL FST 150 | 1 | 6.3 | 1987 | 2022 |  | 21 to 26 years old | ICI DEG 63P | #6 | 37000 | 25900 | 5550 | 3885 | Yes | 2019 | Walk-Up Apartments | 5 | 89400 | 1 | 12 | 75 | 75 | 1942 |  | YES
1008290011 | 45 27 STREET Manhattan, NY 10001 (40.74483639529513, -73.98949132408109) | Con Edison | F.M. RING ASSOCIATES, INC | R C M MAINTENANCE COI | 20 47 STREET MANHATTAN, NY 10036 (40.7569253914677, -73.97925477654863) | CA139569H | 7/6/05 | FEDERAL FM 1215 | 1 | 5.18 | 1969 | 2010 |  | 41 - 45 years old | RAY AR141-5 | #6 | 37000 | 25900 | 5550 | 3885 | Yes | 2019 | Elevator Apartments | 3 | 54238 | 1 | 12 | 0 | 8 | 1912
1011130008 | 33 60 STREET Manhattan, NY 10023 (40.769227465395645, -73.98289221971739) | Con Edison | SAVOY ESTATES.LLC. | SAVOY ESTATES LLC | 630 5 AVENUE MANHATTAN, NY 10111 (40.75892500018864, -73.97812899995336) | CA101881Z | 7/7/05 | FEDERAL FST 200 | 1 | 8.2 | 1981 | 2016 |  | 26 to 30 years old | ICI DEG 84P | #6 | 37000 | 25900 | 5550 | 3885 | Yes | 2013 | Elevator Apartments | 6 | 104310 | 1 | 11 | 0 | 13 | 1923
1011640005 | 253 72 STREET Manhattan, NY 10023 (40.779358983679025, -73.9833155462216) | Con Edison | WEST PIERRE ASSOCIATES | WEST PIERRE ASSOCIATE | 425 59 STREET MANHATTAN, NY 10019 (40.76976042107079, -73.98594880935788) | CA293586P | 7/5/05 | FEDERAL FST-200 | 2 | 9 | 1986 | 2021 |  | 21 to 26 years old | HEV-E-OIL DEG 84 P (I.C.I. ) | #6 | 36800 | 25760 | 5520 | 3864 | Yes | 2014 | Elevator Apartments | 6 | 218851 | 1 | 22 | 259 | 265 | 1926
1020060049 | 128 138 STREET Manhattan, NY 10030 (40.816373654843495, -73.94034663689887) | Con Edison | 128 WEST 138TH STREET HDFC | 128 W 138TH ST HOUSIN | 128 138 STREET MANHATTAN, NY 10030 (40.816373654843495, -73.94034663689887) | CA265670J | 7/7/05 | FITZGIBBONS H144 | 1 | 4.2 | 1970 | 2010 |  | 36 - 40 year old | PETRO WD4AH | #4 | 36500 | 25550 | 5292 | 3705 |  |  | Elevator Apartments | 9 | 36252 | 1 | 6 | 60 | 60 | 1930
1021690029 | 600 192 STREET Manhattan, NY 10040 (40.856173202724776, -73.92876727851811) | Con Edison | 192 STREET ASSOC. | 192ND STREET REALTY, | 1841 BROADWAY MANHATTAN, NY 10023 (40.76937278020944, -73.9822205889887) | CA042584P | 7/6/05 | FEDERAL BOILER MODEL FST-100 | 1 | 4.2 | 1984 | 2019 |  | 26 to 30 years old | INDUST COMB MODEL DEG-42-P | #6 | 36500 | 25550 | 5475 | 3832 |  |  | Elevator Apartments | 10 | 47463 | 1 | 6 | 38 | 43 | 1930
1012480041 | 320 87 STREET Manhattan, NY 10024 (40.78981853161265, -73.9780639420928) | Con Edison | 320 WEST 87 STREET INC. | 320 W 87TH STREET INC |  | CA003773M | 7/6/05 | FEDERAL FST 90 | 1 | 3.5 | 1973 | 2010 |  | 36 - 40 year old | IRON FIREMAN PAO4-4.5-30 | #4 | 36500 | 25550 | 5292 | 3705 | Yes | 2018 | Elevator Apartments | 6 | 57516 | 1 | 9 | 36 | 36 | 1912 |  | YES
1010450050 | 330 55 STREET Manhattan, NY 10019 (40.7657808805206, -73.98474815543645) | Con Edison | 55 MANAGEMENT CORP. | 55TH MANAGEMENT CORP |  | CA103678M | 7/5/05 | ROCKMILLS MP-80 | 1 | 3.5 | 1978 | 2013 |  | 31 to 35 years old | I.C.I. ME-34P | #6 | 36500 | 25550 | 5475 | 3832 |  |  | Loft Buildings | 3 | 38541 | 1 | 6 | 62 | 62 | 1954
1020810001 | 567 149 STREET Manhattan, NY 10031 (40.82856201362793, -73.94755125588357) | Con Edison | ACE REALTY | 3620 BROADWAY INVESTO | 1969 JAF STATION MANHATTAN, NY 10033 (40.85621992920642, -73.94585900019268) | CA161690K | 7/6/05 | ROCKMILLS MP100 | 1 | 4.2 | 1990 | 2025 |  | 16 to 20 years old | ICI MMG42P | #4 | 36500 | 25550 | 5292 | 3705 |  |  | Elevator Apartments | 7 | 45930 | 1 | 6 | 38 | 44 | 1920
1013707501 | 40 SUTTON PLACE Manhattan, NY 10022 (40.75853594975638, -73.95982747045912) | Con Edison | AKAM ASSOC/40 SUTTON PL C. | 40 SUTTON PLACE CONDO | 770 LEXINGTON AVE MANHATTAN, NY 10065 (40.76307014183385, -73.96759762551441) | CA031977M | 7/5/05 | FEDERAL FLW 1518 | 1 | 5.6 | 1977 | 2012 |  | 31 to 35 years old | ACE DPGH-50 | #6 | 36500 | 25550 | 5475 | 3832 | Yes | 2020 | Elevator Apartments | 5 | 47399 | 1 | 10 | 74 | 75 | 1981 | YES
1021740089 | 9 SICKLES STREET Manhattan, NY 10040 (40.860666890448925, -73.92725907165362) | Con Edison | CHIN CANO REALTY | CHIN CANO REALTY CORP | 366 FT GEORGE STATION NY, NY 10040 (40.85809553188335, -73.92925548994884) | CA200669P | 7/7/05 | KEWANEE 14 | 1 | 3.5 | 1969 | 2010 |  | 41 - 45 years old | PETRO WHAHP | #6 | 36500 | 25550 | 5475 | 3832 |  |  | Loft Buildings | 10 | 34925 | 1 | 5 | 42 | 48 | 1925
1003530047 | 98 NORFOLK STREET Manhattan, NY 10002 (40.71802809130224, -73.98752985109294) | Con Edison | EASTSIDE REST CORP | EASTSIDE MANAGEMENT E | 138 DELANCEY STREET MANHATTAN, NY 10002 (40.718264309284336, -73.98696900930338) | CA240957X | 7/5/05 | SPENCER LW85 | 1 | 3.5 | 1957 | 2010 |  | Over 50 years | HEV-E-OIL AM5CH | #4 | 36500 | 25550 | 5292 | 3705 |  |  | Loft Buildings | 1 | 7000 | 1 | 2 | 0 | 1 | 1900
1010530044 | 414 44 STREET Manhattan, NY 10036 (40.75990609116214, -73.99215845342064) | Con Edison | ENCORE TOWER GROUP/R.A.COHEN | R& WEST 44TH LLC | 60 42 STREET MANHATTAN, NY 10165 (40.751926000284755, -73.97926500017957) | CA213869M | 7/6/05 | FEDERAL FST 90 | 1 | 3.9 | 1969 | 2010 |  | 41 - 45 years old | RAY AEOR 144 SIZE 100 | #4 | 36500 | 25550 | 5292 | 3705 |  |  | Elevator Apartments | 3 | 33250 | 1 | 6 | 52 | 52 | 1930
1004090029 | 250 BROOME STREET Manhattan, NY 10002 (40.717985519455226, -73.98979288047542) | Con Edison | KIPNES,NEIL | DDCM BROOME REALTY LL | 252 BROOME STREET MANHATTAN, NY 10002 (40.71802149233645, -73.98989180589865) | CA200098K | 7/7/05 | ROCKMILLS MP-100 | 1 | 4.06 | 1998 | 2033 | DUAL FUEL | 11 to 15 years old | ICI MMG-42 P | #4 | 36500 | 25550 | 5292 | 3705 |  |  | Condominiums | 1 | 12281 | 1 | 6 | 22 | 24 | 1920
1022340040 | 54 VERMILYEA AVENUE Manhattan, NY 10034 (40.86551030514164, -73.9239984808118) | Con Edison | LEMLE& WOLFF INC. | 54 VERMILYEA LLC | 5925 BROADWAY BRONX, NY 10463 (40.888406443876256, -73.899128719106) | CA636186H | 7/6/05 | FEDERAL FST 40 | 1 | 1.7 | 1986 | 2021 |  | 21 to 26 years old | ICI MMG 22 | #4 | 36500 | 25550 | 5292 | 3705 |  |  | Office Buildings | 10 | 19137 | 1 | 5 | 21 | 21 | 1917
1021140058 | 525 155 STREET Manhattan, NY 10032 (40.831882274055005, -73.94367662175526) | Con Edison | NORTH PRESBYTERIAN CHURCH | NO PRESBYTERIAN CHURC | 525 155 STREET MANHATTAN, NY 10032 (40.831882274055005, -73.94367662175526) | CA132488Y | 7/7/05 | ROCKMILLS MP 100 | 1 | 4.1 | 1988 | 2023 |  | 21 to 26 years old | ICI MM42P | #4 | 36500 | 25550 | 5292 | 3705 |  |  | Elevator Apartments | 7 | 20206 | 2 | 1 | 0 | 3 | 1925
1001897501 | 6 VARICK STREET Manhattan, NY 10013 (40.719074462333985, -74.00690293572322) | Con Edison | PACKPROD INTIL. CONDOMINIUM /ANDREWS |  | 666 BROADWAY MANHATTAN, NY 10012 (40.727111630718575, -73.99526134940452) | CA535285K | 7/5/05 | FEDERAL FMB1215 | 1 | 4.2 | 1985 | 2020 |  | 21 to 26 years old | I.C.I. MM 42P | #4 | 36500 | 25550 | 5292 | 3705 | Yes | 2019 | Loft Buildings | 1 | 25898 | 1 | 10 | 24 | 29 | 1915 | YES
1012100055 | 150 80 STREET Manhattan, NY 10024 (40.78349870788719, -73.97710341222697) | Con Edison | PARK 83RD STREET CORP. | PARK 83RD ST CORP | 41 83RD STREET MANHATTAN, NY 10024 (40.783864691795316, -73.97192038491741) | CA294071K | 7/5/05 | ROCKMILLS MP100 | 1 | 4.2 | 1971 | 2010 |  | 36 - 40 year old | RAY AEOR-144 SIZE 100 | #6 | 36500 | 25550 | 5475 | 3832 | Yes | 2020 | Elevator Apartments | 6 | 53111 | 1 | 9 | 38 | 38 | 1912
1021440008 | 624 176 STREET Manhattan, NY 10033 (40.8463534074169, -73.93671033888073) | Con Edison | REIKA REALTY LLC | REIKA REALTY LLC | 108 18 QUEENS BLVD FOREST HILLS, NY 11375 (40.720707263029794, -73.84628429608335) | CA178796J | 7/7/05 | ROCKMILLS MP-100 (NEW) | 1 | 4.06 | 1996 | 2031 | DUAL FUEL | 11 to 15 years old | I.C. MMG-42P (NEW) | #4 | 36500 | 25550 | 5292 | 3705 |  |  | Elevator Apartments | 10 | 46500 | 1 | 6 | 56 | 59 | 1940
1012090033 | 360 CENTRAL PARK Manhattan, NY 10025 (40.79164853607494, -73.96474713336855) | Con Edison | THE ARGO CORPORATION | CENPARK REALTY CO. | 50 17 TH STREET MANHATTAN, NY 10011 (40.738563940959885, -73.99384605181096) | CA064084X | 7/6/05 | OIL CITY 2260 | 1 | 6 | 1984 | 2019 |  | 26 to 30 years old | I.C.I. DEG-63S | #6 | 36500 | 25550 | 5475 | 3832 | Yes | 2019 | Walk-Up Apartments | 6 | 186523 | 2 | 16 | 138 | 142 | 1929
1006957502 | 521 23 STREET Manhattan, NY 10011 (40.74810563131023, -74.00509052103529) | Con Edison | WILLIAM R. STEIN |  | 100 RING RD GARDEN CITY, NY 10022 (40.73362194747743, -73.61388630486634) | CA393684R | 7/4/05 | FEDERAL FST - 100 | 1 | 4.2 | 1984 | 2019 |  | 26 to 30 years old | ICI DEG-42-P | #4 | 36500 | 25550 | 5292 | 3705 |  |  | Elevator Apartments | 3 | 36866 | 1 | 10 | 7 | 14 | 1914
1021720064 | 54 NAGLE AVENUE Manhattan, NY 10040 (40.86003561997804, -73.92907209539446) | Con Edison | YM & YWHA WASHINGTON HGT. | YMHA OF WASHGTN HGTS | 54 NAGLE AVENUE MANHATTAN, NY 10040 (40.86003561997804, -73.92907209539446) | CA090497N | 7/4/05 | FEDERAL FST-80 | 1 | 3.43 | 1997 | 2032 | DUAL FUEL | 11 to 15 years old | IND COMB.MMG-42 S | #4 | 36500 | 25550 | 5292 | 3705 |  |  | Hotels | 10 | 35320 | 1 | 3 | 0 | 2 | 1956
1013960071 | 555 PARK AVENUE Manhattan, NY 10021 (40.76920532766377, -73.959183941086) | Con Edison | TUDOR REALTY SERVICES | 555 PARK AVE INC | 250 PARK AVENUE SO MANHATTAN, NY 10003 (40.738333453173844, -73.9878407889095) | CA188769N | 7/5/05 | FEDERAL FMA 2125 | 1 | 6.2 | 1969 | 2010 |  | 41 - 45 years old | PETRO WD6AH | #6 | 36480 | 25536 | 5472 | 3830 | Yes | 2016 | Cultural & Public Assembly | 4 | 95603 | 1 | 12 | 23 | 24 | 1913 |  | YES
1005040036 | 100 SULLIVAN STREET Manhattan, NY 10012 (40.72558479060285, -74.00307586684818) | Con Edison | 100 REALTY EQUITIES LLC. | 100 REALTY EQUITIES | 629 NEW YORK, NY 10150 (40.758229999614855, -73.96868000038165) | CA353971N | 7/5/05 | GIBRALTER GCB-109 | 1 | 3.5 | 1971 | 2010 |  | 36 - 40 year old | I.C.I. AM 5 CM | #4 | 36400 | 25480 | 5278 | 3695 | Yes | 2014 | Elevator Apartments | 3 | 53200 | 1 | 6 | 70 | 70 | 1920
1012250055 | 160 95 STREET Manhattan, NY 10025 (40.792931910535835, -73.96986074483482) | Con Edison | 160 W 95 ST OWNERS CORP. | 160 W 95TH OWNERS INC | 250 PARK AVENUE MANHATTAN, NY 10003 (40.738333453173844, -73.9878407889095) | CA212680Y | 7/4/05 | FEDERAL - FST 125 | 1 | 5.25 | 1980 | 2015 |  | 26 to 30 years old | INDUSTRIAL COMBUSTION - DEG - 54(P) | #4 | 36223 | 25356 | 5252 | 3677 | Yes | 2015 | Elevator Apartments | 6 | 61800 | 1 | 10 | 37 | 37 | 1914 |  | YES
1020620014 | 400 CONVENT AVENUE Manhattan, NY 10031 (40.826146979919145, -73.9451325485004) | Con Edison | 400 CONVENT AVENUE HDFC | 400 CONVENT AVENUE HO | 400 CONVENT AVENUE MANHATTAN, NY 10031 (40.826146979919145, -73.9451325485004) | CA308882Z | 7/5/05 | FEDERAL #FST-100 | 1 | 4.2 | 1982 | 2017 |  | 26 to 30 years old | INDUSTRIAL COMBUSTION #MEG-42-P | #6 | 36135 | 25294 | 5420 | 3794 |  |  | Office Buildings | 7 | 41460 | 1 | 6 | 37 | 37 | 1926
1021740115 | 87 ELLWOOD STREET Manhattan, NY 10040 (40.861337450925646, -73.92912461637883) | Con Edison | 87 ELLWOOD LIMITED PARTNERSHIP | 87 REALTY NY LLC | 1920 NEW YORK, NY 10116 (40.8110019996426, -73.95309800037239) | CA192898L | 7/5/05 | FEDERAL FST-90 | 1 | 3.57 | 1998 | 2033 | DUAL FUEL | 11 to 15 years old | HEVE (ICI) MEG-42 P | #6 | 36135 | 25294 | 5420 | 3794 |  |  | Churches, Synagogues, etc. | 10 | 41045 | 1 | 5 | 51 | 51 | 1929
1021180007 | 564 160 STREET Manhattan, NY 10032 (40.83558298073603, -73.94274245250674) | Con Edison | CREG REALTY CORP. | CREG REALTY CORP | 369 62ND STREET MANHATTAN, NY 10065 (40.76176277392071, -73.96119971107252) | CA256883Z | 7/5/05 | ROCKMILLS MP-100 | 1 | 4 | 1983 | 2018 |  | 26 to 30 years old | IND COMB DE-54-S | #6 | 36135 | 25294 | 5420 | 3794 | Yes | 2018 | Walk-Up Apartments | 10 | 61218 | 1 | 6 | 38 | 43 | 1910
1021390578 | 824 176 STREET Manhattan, NY 10033 (40.84743730596913, -73.94107372714512) | Con Edison | P&R EQUITIES (AKA)836 W.176 ST | P & R EQUITIES, INC | 41 83RD STREET MANHATTAN, NY 10024 (40.783864691795316, -73.97192038491741) | CA122299X | 7/6/05 | ROCKMILLS MP 90SL | 1 | 3.57 | 1999 | 2034 | DUAL FUEL | 11 to 15 years old | HEVE/ICI DEG 42P | #6 | 36135 | 25294 | 5420 | 3794 | Yes | 2019 | Factory & Industrial Buildings | 10 | 54562 | 1 | 6 | 42 | 42 | 1924
1015120062 | 114 84 STREET Manhattan, NY 10028 (40.778563541718675, -73.95753990008802) | Con Edison | PARK 84TH OWNERS. | PARK 84 OWNERS CORP | 1740 BROADWAY NEW YORK, NY 10019 (40.76509834187077, -73.98206124052132) | CA162387M | 7/6/05 | FEDERAL FST 100 | 1 | 4.2 | 1987 | 2022 |  | 21 to 26 years old | ICI DEG 42 P | #6 | 36135 | 25294 | 5420 | 3794 | Yes | 2022 | Elevator Apartments | 4 | 57491 | 1 | 9 | 34 | 37 | 1915 |  | YES
1015200025 | 155 91 STREET Manhattan, NY 10128 (40.782669167741545, -73.9531881617872) | Con Edison | 155 OWNERS CORP. | 155 OWNERS CORPORATIO | 103 26 68TH ROAD MANHATTAN, NY 11375 (40.720707263029794, -73.84628429608335) | CA279570J | 7/6/05 | ROCKMILLS MP-100 | 1 | 4.2 | 1970 | 2010 |  | 36 - 40 year old | I.C.I. AM6E HEVEOIL | #6 | 36109 | 25276 | 5416 | 3791 |  |  | Elevator Apartments | 5 | 37854 | 1 | 9 | 48 | 48 | 1927
1021750170 | 98 THAYER STREET Manhattan, NY 10040 (40.86435917294409, -73.92764073503048) | Con Edison | 98 THAYER ASSOCIATES | 98 THAYER | 98 CUTTERMILL ROAD GREAT NECK, NY 11021 (40.7836584067361, -73.73280677517435) | CA423570N | 7/4/05 | ROCKMILLS MP-100 | 1 | 4.2 | 1970 | 2010 |  | 36 - 40 year old | IRON FIREMAN A06-4.2 | #6 | 36053 | 25237 | 5408 | 3786 | Yes | 2015 | Walk-Up Apartments | 10 | 54732 | 1 | 6 | 59 | 59 | 1929
1022500072 | 270 SEAMAN AVENUE Manhattan, NY 10034 (40.87224622714109, -73.91752336220088) | Con Edison | 270 SEAMAN OWNERS CORP. | 270 SEAMAN AVENUE OWN | 4819 13TH AVENUE BROOKLYN, NY 11219 (40.63544340204824, -73.99164393346273) | CA132581Z | 7/7/05 | ROCKMILLS MP 100 | 1 | 4.2 | 1981 | 2016 |  | 26 to 30 years old | ICI DEG 42Y | #6 | 36000 | 25200 | 5400 | 3780 | Yes | 2020 | Factory & Industrial Buildings | 7 | 50066 | 1 | 6 | 49 | 50 | 1926 |  | YES
1021750128 | 30 DONGAN PLACE Manhattan, NY 10040 (40.86348683057571, -73.92856703672066) | Con Edison | 30 REALTY CO. | MAGGIO REALTY LLC | 259 GREENVALE NY 11548 (40.815620824141774, -73.62139025015989) | CA201089N | 7/6/05 | ROCKMILLS MP125 | 1 | 5.3 | 1989 | 2024 |  | 21 to 26 years old | ICI DEG 54P | #6 | 36000 | 25200 | 5400 | 3780 | Yes | 2015 | Walk-Up Apartments | 10 | 71118 | 1 | 6 | 73 | 73 | 1931
1017210056 | 35 MT MORRIS PARK Manhattan, NY 10027 (40.80612780048122, -73.94456078183607) | Con Edison | 35 MT.MORRIS PARK WEST/HPD | 35MT MORRIS PARK WEST | 35 MT MORRIS PARK MANHATTAN, NY 10027 (40.80612780048122, -73.94456078183607) | CA002884K | 7/7/05 | FEDERAL #FST-90 | 1 | 2.75 | 1984 | 2019 |  | 26 to 30 years old | INDUSTRIAL COMBUSTION #DEG-42-P | #4 | 36000 | 25200 | 5220 | 3654 | Yes | 2021 | Elevator Apartments | 9 | 50500 | 1 | 6 | 32 | 32 | 1900 |  | YES
1013780033 | 580 PARK AVENUE Manhattan, NY 10021 (40.76920532766377, -73.959183941086) | Con Edison | 580 PARK AVENUE INC | 580 PARK AVE | 580 PARK AVE MANHATTAN, NY 10021 (40.76920532766377, -73.959183941086) | CA085977X | 7/4/05 | CLEAVERBROOKS CB600-150 | 1 | 6.3 | 1977 | 2012 |  | 31 to 35 years old | INTEGRAL | #6 | 36000 | 25200 | 5400 | 3780 | Yes | 2018 | Walk-Up Apartments | 4 | 183919 | 1 | 14 | 53 | 53 | 1923 |  | YES
1007610041 | 306 38 STREET Manhattan, NY 10018 (40.75484381651961, -73.99203206139143) | Con Edison | PAUL GREENFIELD | WEST 38TH STREET ASSO | 306 38 STREET MANHATTAN, NY 10018 (40.75484381651961, -73.99203206139143) | CA082173R | 7/7/05 | KEWANEE 486 | 1 | 5.9 | 1973 | 2010 |  | 36 - 40 year old | YORK B-125 | #4 | 36000 | 25200 | 5220 | 3654 | Yes | 2021 | Office Buildings | 3 | 73698 | 1 | 16 | 0 | 21 | 1927
1008380015 | 45 36 STREET Manhattan, NY 10018 (40.7504962925472, -73.98537847148728) | Con Edison | SMITH AFFILIATES | 45 WEST 36TH STREET L | 440 PARK AVENUE MANHATTAN, NY 10016 (40.744582253903964, -73.98330877874902) | CA028876X | 7/6/05 | ROCKMILLS MP 150 | 1 | 6.27 | 1976 | 2011 |  | 31 to 35 years old | HEV-E-OIL DE 63 S | #6 | 36000 | 25200 | 5400 | 3780 | Yes | 2018 | Elevator Apartments | 3 | 108875 | 1 | 12 | 0 | 17 | 1917
1018720001 | 251 100 STREET Manhattan, NY 10025 (40.79747662651367, -73.97047877547982) | Con Edison | TEMPLE ANSCHE CHESED | CONGREGATION ANSCHEET | 251 100 STREET MANHATTAN, NY 10025 (40.79747662651367, -73.97047877547982) | CA077182M | 7/5/05 | FEDERAL FST 125 | 1 | 4.96 | 1982 | 2017 |  | 26 to 30 years old | ICI DEG 54 P | #4 | 36000 | 25200 | 5220 | 3654 |  |  | Walk-Up Apartments | 9 | 28454 | 1 | 6 | 40 | 41 | 1927
1021390335 | 725 172 STREET Manhattan, NY 10032 (40.844881547975994, -73.9411710538) | Con Edison | HEIGHTS MGMT. CO. | L.C.S. ENTERPRISE, I | 369 62ND STREET NY, NY 10021 (40.76920532766377, -73.959183941086) | CA141591R | 7/4/05 | FEDERAL FST-100 | 1 | 4.2 | 1991 | 2026 |  | 16 to 20 years old | INDUSTRIAL COMB. DEG-42P | #6 | 35807 | 25065 | 5371 | 3760 |  |  | Elevator Apartments | 10 | 44156 | 1 | 6 | 48 | 48 | 1920
1015430014 | 325 80 STREET Manhattan, NY 10021 (40.76920532766377, -73.959183941086) | Con Edison | 325 E 80TH APTS CORP, C/O PLYMOUTH MGMT | 325 EAST 80TH APT COR | 404 PARK AVENUE MANHATTAN, NY 10016 (40.74338720170832, -73.98417235632) | CA127888R | 7/7/05 | ROCKMILLS MP80 | 1 | 3.3 | 1988 | 2023 |  | 21 to 26 years old | ICI MEG 34P | #6 | 35770 | 25039 | 5366 | 3756 |  |  | Elevator Apartments | 5 | 43602 | 1 | 6 | 48 | 48 | 1940
1008600027 | 35 30 STREET Manhattan, NY 10016 (40.74515565304049, -73.9845146033275) | Con Edison | 35 EAST TENANTS CORP. | 35 EAST TENANTS CORP | 130 MADISON AVENUE MANHATTAN, NY 10016 (40.745639671856225, -73.98449587372284) | CA328784N | 7/6/05 | FEDERAL FST-80 | 1 | 3.3 | 1984 | 2019 |  | 26 to 30 years old | INDUST COMBU MEG-34(P) | #6 | 35770 | 25039 | 5366 | 3756 |  |  | Elevator Apartments | 2 | 41670 | 1 | 9 | 43 | 43 | 1906
1015800033 | 530 84 STREET Manhattan, NY 10028 (40.77427747086256, -73.94735434948257) | Con Edison | 530-538 EAST 84TH OWNERS CORP. | 530-538 EAST 84TH STR | 42 25 21ST ST L I C, NY 11101 (40.74570244980828, -73.93866902925225) | CA155097Z | 7/6/05 | FEDERAL FST-80 | 3 | 3.43 | 1997 | 2032 | DUAL FUEL | 11 to 15 years old | ICI MMG-34 P | #4 | 35770 | 25039 | 5187 | 3631 |  |  | Elevator Apartments | 5 | 42250 | 1 | 5 | 80 | 80 | 1920
1021430009 | 610 174 STREET Manhattan, NY 10033 (40.84504902487287, -73.93773162172793) | Con Edison | 610 WEST ASSOCIATES | 610 WEST ASSOCIATES | 1841 BROADWAY MANHATTAN, NY 10023 (40.76937278020944, -73.9822205889887) | CA431789H | 7/6/05 | FEDERAL FST 80 | 1 | 3.3 | 1989 | 2024 |  | 21 to 26 years old | ICI DEG 42Y (P) | #6 | 35770 | 25039 | 5366 | 3756 |  |  | Elevator Apartments | 10 | 40924 | 1 | 6 | 49 | 49 | 1925
1021367501 | 812 RIVERSIDE DRIVE Manhattan, NY 10032 (40.8351964482336, -73.94536694563611) | Con Edison | 812 RIVERSIDE REALTY CO. LLC |  | 1920 MANHATTAN NY 10116 (40.8110019996426, -73.95309800037239) | CA021095L | 7/5/05 | FEDERAL FST-80 | 1 | 3.3 | 1995 | 2030 | DUAL FUEL | 11 to 15 years old | INDUSTRIAL COMB. DEG-42 Y(P) | #6 | 35770 | 25039 | 5366 | 3756 | Yes | 2016 | Walk-Up Apartments | 7 | 50684 | 1 | 6 | 41 | 41 | 1920 | YES
1022340020 | 656 204 STREET Manhattan, NY 10034 (40.866915814245715, -73.92309040857332) | Con Edison | BLDG MANAGEMENT CO. INC. | PHILLIPS&HUYLER ASSOC | 417 FIFTH AVE MANHATTAN, NY 10016 (40.7508150795849, -73.98282286232246) | CA179692J | 7/5/05 | FEDERAL FST 80 | 1 | 3.3 | 1992 | 2027 |  | 16 to 20 years old | I.C.I. MEG-34P | #6 | 35770 | 25039 | 5366 | 3756 |  |  | Elevator Apartments | 10 | 45750 | 1 | 5 | 35 | 41 | 1920
1021150062 | 555 156 STREET Manhattan, NY 10032 (40.83289912762901, -73.94398297710988) | Con Edison | BLM INC 155 PARTNERSHIP | 555 PARTNERS, L.P. | 111 NO CENTRAL PARK AVE HARTSDALE, NY 10530 (41.02055398870775, -73.79672640788674) | CA190689X | 7/5/05 | FEDERAL FST80 | 1 | 3.36 | 1989 | 2024 |  | 21 to 26 years old | CI MEG34P | #6 | 35770 | 25039 | 5366 | 3756 |  |  | Elevator Apartments | 7 | 32262 | 1 | 6 | 61 | 61 | 1928
1022290046 | 531 211 STREET Manhattan, NY 10034 (40.86764509927101, -73.91845902566881) | Con Edison | CAMP INWOOD CO | CHAMP INWOOD CO | 3810 14TH AVENUE BROOKLYN, NY 11218 (40.63979797753441, -73.98359967638262) | CA507385J | 7/5/05 | FEDERAL FST-80 | 1 | 3.3 | 1985 | 2020 |  | 21 to 26 years old | INDUST COMBUS MEG-34(P) | #6 | 35770 | 25039 | 5366 | 3756 |  |  | Elevator Apartments | 10 | 25315 | 1 | 5 | 42 | 42 | 1926
1022150555 | 58 MARBLE HILL AVENUE Manhattan, NY 10463 (40.875642940868765, -73.90976278231587) | Con Edison | CHAMP HILL COMPANY | CHAMP HILL LLC | 133 72 STREET MANHATTAN, NY 10023 (40.77796820821025, -73.98003292915193) | CA159580R | 7/6/05 | FEDERAL FST 80 | 1 | 3.4 | 1980 | 2015 |  | 26 to 30 years old | I.C.I MM 34-P | #4 | 35770 | 25039 | 5187 | 3631 |  |  | Walk-Up Apartments | 10 | 41910 | 1 | 6 | 50 | 50 | 1927
1022250044 | 611 ACADEMY STREET Manhattan, NY 10034 (40.864916752602255, -73.92410639945535) | Con Edison | CORRIE HOLDING CORP. | 611 ACADEMY LLC | 1313 15TH STREET BROOKLYN, NY 11230 (40.617519242379934, -73.95990097426225) | CA155480L | 7/6/05 | ROCKMILLS #MP-90 | 1 | 3.43 | 1980 | 2015 |  | 26 to 30 years old | ICI MMG-34(P) | #4 | 35770 | 25039 | 5187 | 3631 |  |  | Elevator Apartments | 10 | 35000 | 1 | 5 | 47 | 47 | 1925
1021440029 | 611 177 STREET Manhattan, NY 10033 (40.8468722446171, -73.93588749417927) | Con Edison | E C R REALTY CORP | 611 WEST 177TH STREET | 100 AUDUBON AVENUE NEW YORK, NY 10032 (40.84188511543192, -73.93734441972663) | CA020585J | 7/7/05 | ROCKMILLS MP-90 | 1 | 3.4 | 1985 | 2020 |  | 21 to 26 years old | ICI MM-42(P) | #4 | 35770 | 25039 | 5187 | 3631 |  |  | Elevator Apartments | 10 | 41298 | 1 | 6 | 48 | 51 | 1920
1022390001 | 65 SEAMAN AVENUE Manhattan, NY 10034 (40.86792048818012, -73.9255902808037) | Con Edison | HERON PROPERTIES | DIKRAN PROPERTIES LL |  | CA580486J | 7/5/05 | FEDERAL FST 80 | 1 | 3.43 | 1986 | 2021 |  | 21 to 26 years old | ICI MMG 34 P | #4 | 35770 | 25039 | 5187 | 3631 |  |  | Elevator Apartments | 7 | 37460 | 1 | 5 | 46 | 46 | 1924
1012590047 | 12 44 STREET Manhattan, NY 10036 (40.754917533405596, -73.98036686509032) | Con Edison | HOTEL MANSFIELD | MANSFIELD ASSOCIATES, | 590 MADISON AVE MANHATTAN, NY 10022 (40.76227120549944, -73.9723924330914) | CA066185Y | 7/7/05 | ROCKMILLS MP-100SS | 1 | 4.2 | 1985 | 2020 |  | 21 to 26 years old | IND COMB INC MM-42(P) | #4 | 35770 | 25039 | 5187 | 3631 |  |  | Elevator Apartments | 3 | 46492 | 1 | 12 | 0 | 3 | 1901
1021790098 | 810 183 STREET Manhattan, NY 10033 (40.852144497824014, -73.93794064114935) | Con Edison | JANOFF & OLSHON INC. | WOODFIN REALTY CORP | 654 MADISON AVE MANHATTAN, NY 10065 (40.76431417641167, -73.97094047808838) | CA074280M | 7/6/05 | ROCKMILLS MP-80 | 1 | 3.4 | 1980 | 2015 |  | 26 to 30 years old | ICI DEG-42P | #6 | 35770 | 25039 | 5366 | 3756 |  |  | Walk-Up Apartments | 7 | 31805 | 1 | 5 | 37 | 37 | 1924
1018390018 | 78 MANHATTAN AVENUE Manhattan, NY 10025 (40.7970359258307, -73.96265134163116) | Con Edison | MANHATTAN AVENUE APTS. | MANHATTAN AVENUE APTS | 78 MANHATTAN AVENUE MANHATTAN, NY 10025 (40.7970359258307, -73.96265134163116) | CA002482H | 7/7/05 | ROCKMILLS MP-90 | 1 | 3.5 | 1982 | 2017 |  | 26 to 30 years old | ICI DE 42 (P) | #6 | 35770 | 25039 | 5366 | 3756 |  |  | Elevator Apartments | 8 | 34535 | 1 | 5 | 58 | 58 | 1920
1011950023 | 11 81 STREET Manhattan, NY 10024 (40.78221724923976, -73.97208028646818) | Con Edison | MIDBORO MANAGEMENT INC | HAYDEN OWNERS CORP | 148 37TH ST MANHATTAN, NY 10018 (40.75251096987246, -73.98836465376176) | CA130898H | 7/6/05 | BEST 5B-80 | 1 | 3.3 | 1998 | 2033 | DUAL FUEL | 11 to 15 years old | INDUSTRIAL COMB. MEG-34 P | #6 | 35770 | 25039 | 5366 | 3756 |  |  | Walk-Up Apartments | 6 | 46086 | 1 | 12 | 36 | 36 | 1908
1019760001 | 537 121 STREET Manhattan, NY 10027 (40.810462359702555, -73.95974155031661) | Con Edison | MILBROOK PROPERTIES | JEWISH THLGCL SMNRYAM | 42 BAYVIEW AVENUE MANHASSET, NY 11030 (40.799023427515465, -73.70257640397784) | CA148893Y | 7/6/05 | FEDERAL FST 80 | 1 | 3.3 | 1993 | 2028 |  | 16 to 20 years old | I.C.I. MEG 34 P | #6 | 35770 | 25039 | 5366 | 3756 |  |  | Elevator Apartments | 9 | 48060 | 1 | 6 | 34 | 40 | 1913
1008160074 | 58 15 STREET Manhattan, NY 10011 (40.73746957354811, -73.99503625937446) | Con Edison | PICASO,GERARD | 58-60 W 15TH ST APT C | 1133 BROADWAY MANHATTAN, NY 10010 (40.743831409426136, -73.98905094736057) | CA094078R | 7/5/05 | ROCKMILLS MP 80 | 1 | 3.4 | 1978 | 2013 |  | 31 to 35 years old | ICI MM 34 | #4 | 35770 | 25039 | 5187 | 3631 |  |  | Elevator Apartments | 3 | 31496 | 1 | 10 | 9 | 10 | 1920
1012490022 | 317 87 STREET Manhattan, NY 10024 (40.78982869146642, -73.97793838338363) | Con Edison | SANDBERG MANAGEMENT | BRENTWOOD CORP | 150 30th ST NEW YORK, NY 10001 (40.74821173286, -73.99182534826161) | CA057980Z | 7/5/05 | FEDERAL FST 100 | 1 | 4.2 | 1980 | 2015 |  | 26 to 30 years old | ICI DEG42P | #6 | 35770 | 25039 | 5366 | 3756 |  |  | Walk-Up Apartments | 6 | 44256 | 1 | 9 | 47 | 47 | 1927
1021530080 | 541 180 STREET Manhattan, NY 10033 (40.8480869819643, -73.93287205826901) | Con Edison | SDG MANAGEMENT CORP | 541-7 WEST 180 ASSOCL | 888 SEVENTH AVENUE MANHATTAN, NY 10019 (40.765163953112335, -73.98028704662573) | CA250084P | 7/7/05 | ROCKMILLS MP-90 | 1 | 3.4 | 1984 | 2019 |  | 26 to 30 years old | IND COMB INC MM-42(P) | #4 | 35770 | 25039 | 5187 | 3631 |  |  | Walk-Up Apartments | 10 | 38265 | 1 | 6 | 60 | 70 | 1923
1007650047 | 210 16 STREET Manhattan, NY 10011 (40.740002385188795, -73.99909489469796) | Con Edison | UNITED CHEALSYcheal | UNITED CHELSEA, LLC | 29 32ND ST MANHATTAN, NY 10016 (40.74646468208251, -73.98371855108839) | CA002882R | 7/7/05 | ROCKMILLS CAT#MP-100 | 1 | 4.2 | 1982 | 2017 |  | 26 to 30 years old | ICI #DEG-42(P) | #6 | 35770 | 25039 | 5366 | 3756 |  |  | Condominiums | 3 | 33547 | 1 | 7 | 52 | 52 | 1925
1021790095 | 105 PINEHURST AVENUE Manhattan, NY 10033 (40.85191255605861, -73.93893621971847) | Con Edison | YALE PINEHURST ASSOCIATES | YALE PINEHURST ASSOCI | 172 90 HIGHLAND AVENUE QUEENS, NY 11432 (40.71311535449007, -73.79282099978928) | CA039299Z | 7/6/05 | NEW FEDERAL FST-80 | 1 | 3.3 | 1999 | 2034 | DUAL FUEL | 11 to 15 years old | NEW INDUSTRIAL COMB. DEG-42Y(P) | #6 | 35770 | 25039 | 5366 | 3756 | Yes | 2019 | Walk-Up Apartments | 7 | 62366 | 1 | 6 | 58 | 58 | 1925
1021550098 | 509 183 STREET Manhattan, NY 10033 (40.84950661177083, -73.93041024295646) | Con Edison | YANSUI REALTY | SUSAN MOY | 290464 BROOKLYN NY 11229 (40.60123350732056, -73.94436854117521) | CB215703R | 7/5/05 | ROCKMILLS MP-80 (NEW) | 1 | 3.43 | 2003 | 2038 | DUAL FUEL | 5 to 10 years old | INDUSTRIAL COMBUSTION MMG-34P (NEW) | #4 | 35770 | 25039 | 5187 | 3631 |  |  | Elevator Apartments | 10 | 21744 | 1 | 5 | 30 | 30 | 1920
1018810035 | 500 110 STREET Manhattan, NY 10025 (40.80299130030017, -73.9639566105251) | Con Edison | ARNOLD S. WAX/ A. RLTY. | ARNLIE REALTY CO., | 3143 BROADWAY MANHATTAN, NY 10027 (40.81414103082801, -73.95959364673149) | CA284285R | 7/4/05 | FEDERAL FST-60 | 1 | 2.3 | 1985 | 2020 |  | 21 to 26 years old | IND. COMB #MMG-28 (P) | #4 | 35750 | 25025 | 5184 | 3629 |  |  | Elevator Apartments | 8 | 31644 | 1 | 6 | 28 | 30 | 1925
1021790199 | 165 PINEHURST AVENUE Manhattan, NY 10033 (40.85377415265924, -73.93830669429798) | Con Edison | PERELLA MANAGEMENT CO. | 165 PINEHURST AVENUE | 1393 NEW YORK, NY 10018 (40.756840774582145, -73.99669149981281) | CA278272R | 7/5/05 | ROCKMILLS # MP80 | 1 | 3 | 1972 | 2010 |  | 36 - 40 year old | RAY # AEOR 144-80 | #6 | 35650 | 24955 | 5348 | 3743 |  |  | Elevator Apartments | 7 | 43524 | 1 | 6 | 48 | 48 | 1928
1014250017 | 225 70 STREET Manhattan, NY 10021 (40.768202460849125, -73.96093401996481) | Con Edison | SUPREME COMPANY | SUPREME COMPANY I | 150 58TH ST MANHATTAN, NY 10155 (40.761456027272516, -73.96836646308732) | CA017172Y | 7/6/05 | FEDERAL FLW 1518 | 1 | 3.4 | 1972 | 2010 |  | 36 - 40 year old | RAY AEOR 144-125 | #6 | 35600 | 24920 | 5340 | 3738 | Yes | 2015 | Walk-Up Apartments | 4 | 83220 | 1 | 13 | 90 | 91 | 1961
1015010016 | 17 89 STREET Manhattan, NY 10128 (40.782795060192996, -73.95732733929997) | Con Edison | INSIGNIA RESIDENTIAL GROP. | 17 EAST 89TH STREET T | 675 3 AVENUE MANHATTAN, NY 10017 (40.75129610835038, -73.97404990585339) | CA392786N | 7/6/05 | ROCKMILLS MP 250 | 1 | 10.36 | 1986 | 2021 |  | 21 to 26 years old | IND. COMB. DEG-105-P | #6 | 35520 | 24864 | 5328 | 3730 | Yes | 2021 | Elevator Apartments | 4 | 156287 | 1 | 12 | 60 | 67 | 1925 |  | YES
1008880027 | 145 32 STREET Manhattan, NY 10016 (40.74505064294043, -73.98044677721609) | Con Edison | 145 E.32 ST.LLC/BROADWAY MGMT CO. | 175 VARICK STREET LLC | 36 SOMERSET DRIVE GREAT NECK, NY 11020 (40.77755661067607, -73.72442093606958) | CA194794X | 7/4/05 | ROCKMILLS MP-125 | 1 | 5.25 | 1994 | 2029 |  | 16 to 20 years old | INDUSTRIAL COMB. DEG-54 (P) | #6 | 35400 | 24780 | 5310 | 3717 | Yes | 2018 | Office Buildings | 2 | 101283 | 1 | 13 | 0 | 5 | 1927
1005730075 | 61 9 STREET Manhattan, NY 10011 (40.733724574770854, -73.99784982091784) | Con Edison | 61 WEST 9TH TENANTS CORP.C/O BLUE WOODS MGMY. GROUP, INC. | 61 WEST 9TH STREET TE | 307 7 AVENUE MANHATTAN, NY 10001 (40.74698865490018, -73.99355204655791) | CA402792X | 7/6/05 | ROCKMILLS MP 125-SS | 1 | 4.3 | 1992 | 2027 |  | 16 to 20 years old | ICI-DEG-42 (S) | #6 | 35366 | 24756 | 5305 | 3713 | Yes | 2013 | Elevator Apartments | 3 | 56527 | 1 | 10 | 60 | 61 | 1926 |  | YES
1020910038 | 610 145 STREET Manhattan, NY 10031 (40.82651373813928, -73.95072406447284) | Con Edison | MORRIS AVE EQUITIES CORP. | MORRIS AVE. EQUITIESC | 825 233 STREET BRONX, NY 10466 (40.89221310483329, -73.85355883486339) | CA411886L | 7/5/05 | ROCKMILLS MP-150 | 1 | 5.95 | 1986 | 2021 | DUAL FUEL | 21 to 26 years old | I.C.I. DEG-63 P | #6 | 35304 | 24713 | 5296 | 3707 | Yes | 2021 | Condominiums | 7 | 65058 | 1 | 6 | 86 | 86 | 1928
1018730010 | 229 101 STREET Manhattan, NY 10025 (40.79797583111252, -73.96970231431652) | Con Edison | TAI CHANG, C/O KI7NER | 101 BROADWAY LLC C/O | 745 5 AVENUE MANHATTAN, NY 10151 (40.76281299962028, -73.97354599994787) | CA175383H | 7/5/05 | FEDERAL FST 70 | 1 | 2.9 | 1983 | 2018 |  | 26 to 30 years old | INDUSTRIAL COMB INC MMG34 (P) | #4 | 35290 | 24703 | 5117 | 3582 |  |  | Elevator Apartments | 9 | 37633 | 2 | 7 | 32 | 40 | 1910
1012110029 | 101 80 STREET Manhattan, NY 10024 (40.78326544859301, -73.9764022900911) | Con Edison | 101 WEST 80 OWNERS CORP. | 101 W 80 OWNERS CORP | 240 MADISON AVE MANHATTAN, NY 10016 (40.74992044471571, -73.98140220594206) | CA157080L | 7/4/05 | ROCKMILLS MP-80 | 1 | 3.4 | 1980 | 2015 |  | 26 to 30 years old | HEV-E-OIL MM34-P | #4 | 35040 | 24528 | 5081 | 3557 |  |  | Elevator Apartments | 6 | 47487 | 1 | 10 | 60 | 63 | 1900
1020880098 | 600 142 STREET Manhattan, NY 10031 (40.82455356674296, -73.95202058501089) | Con Edison | 142 BROADWAY ASSOC/SDG MGMT CORP | 142 BROADWAY ASSOCIAT | 888 SEVENTH AVENUE MANHATTAN, NY 10019 (40.765163953112335, -73.98028704662573) | CA173785L | 7/4/05 | BEST BOILER #5B-90 | 1 | 3.7 | 1985 | 2020 |  | 21 to 26 years old | ICI MM-42 | #4 | 35040 | 24528 | 5081 | 3557 |  |  | Walk-Up Apartments | 7 | 48979 | 1 | 6 | 32 | 41 | 1909
1010350029 | 305 44 STREET Manhattan, NY 10036 (40.7586416486521, -73.98902399049685) | Con Edison | HACELS, INCORPORATED | HACELS INC | 709 8 AVENUE MANHATTAN, NY 10036 (40.75899460399131, -73.98849785675321) | CA484053Y | 7/4/05 | SPENCER 5M85 | 1 | 3.5 | 1953 | 2010 |  | Over 50 years | YORK SHIPLEY B-100 TYPE AHPMB12 | #4 | 35040 | 24528 | 5081 | 3557 |  |  | Elevator Apartments | 3 | 37461 | 1 | 4 | 0 | 3 | 1928
1021310044 | 500 175 STREET Manhattan, NY 10033 (40.84423571649615, -73.93379043298906) | Con Edison | HARVEY FISHBEIN/A. SPAULDING | MAURAY REALTY USA LLC | 1601 BRONXDALE AVE N Y 10462 (40.84351657306597, -73.85691921749257) | CB133600Y | 7/4/05 | ROCKMILLS MP-100 | 1 | 4.2 | 2000 | 2035 | DUAL FUEL | 5 to 10 years old | ICI MMG-42 P | #4 | 35040 | 24528 | 5081 | 3557 | Yes | 2021 | Elevator Apartments | 10 | 64848 | 1 | 6 | 58 | 62 | 1911
1021710020 | 55 NAGLE AVENUE Manhattan, NY 10040 (40.8599075288991, -73.92933146044555) | Con Edison | 55 NAGLE AVE/A. HABER REALTY CORP. | NAGLE THE BUILDING IN | 975 FRANKLIN AVENUE GARDEN CITY, NY 11530 (40.729191071940306, -73.6354959738124) | CA321691M | 7/5/05 | ROCKMILLS MP 80 | 1 | 3.36 | 1991 | 2026 |  | 16 to 20 years old | ICI DEG 42 P | #6 | 35040 | 24528 | 5256 | 3679 |  |  | Elevator Apartments | 10 | 43706 | 1 | 6 | 48 | 48 | 1939
1021490003 | 497 182 STREET Manhattan, NY 10033 (40.84930740609715, -73.9318322692424) | Con Edison | BREDGEVIEW PROPERTIES. | BRIDGEVIEW PROPERTIES | 98 CUTTERMILL ROAD GREAT NECK, NY 11021 (40.7836584067361, -73.73280677517435) | CA248585K | 7/5/05 | FEDERAL FST- 80 | 1 | 2.8 | 1985 | 2020 |  | 21 to 26 years old | I.C.I DEG-42 (P) | #6 | 35040 | 24528 | 5256 | 3679 |  |  | Elevator Apartments | 10 | 32430 | 1 | 6 | 48 | 48 | 1930
1021760078 | 717 177 STREET Manhattan, NY 10033 (40.84763916923367, -73.93830573488859) | Con Edison | PRW REALTY CORP | 177 ASSOCIATES LLC | 717 177 STREET MANHATTAN, NY 10033 (40.84763916923367, -73.93830573488859) | CA519669J | 7/7/05 | FEDERAL FLW 1033 | 1 | 3.4 | 1969 | 2010 |  | 41 - 45 years old | PETRO WD5AH | #6 | 35040 | 24528 | 5256 | 3679 |  |  | Elevator Apartments | 10 | 49566 | 1 | 6 | 44 | 45 | 1910
1022420026 | 100 COOPER STREET Manhattan, NY 10034 (40.86858780934815, -73.92158217724936) | Con Edison | 100 COOPER STREET ASSOCIATES | 100 COOPER PROPERTY L | 152 57TH STREET MANHATTAN, NY 10019 (40.76492963045104, -73.97870228969026) | CA165881L | 7/5/05 | ROCKMILLS MP 80 | 1 | 3.4 | 1981 | 2016 |  | 26 to 30 years old | ICI DEG 42P | #6 | 35000 | 24500 | 5250 | 3675 |  |  | Elevator Apartments | 7 | 30896 | 1 | 6 | 48 | 48 | 1930
1012160044 | 130 86 STREET Manhattan, NY 10024 (40.78684296845064, -73.97308958880288) | Con Edison | 130 WEST 86TH APT. CORP. | 130 WEST 86 APARTMENT | 1740 BROADWAY MANHATTAN, NY 10019 (40.76509834187077, -73.98206124052132) | CA285783Y | 7/5/05 | FEDERAL FST 125 | 1 | 4.9 | 1983 | 2018 |  | 26 to 30 years old | I.C.I. DEG-54 P | #6 | 35000 | 24500 | 5250 | 3675 | Yes | 2016 | Elevator Apartments | 6 | 69125 | 2 | 15 | 46 | 48 | 1926 |  | YES
1019930057 | 140 CLAREMONT AVENUE Manhattan, NY 10027 (40.8131427833755, -73.96145524333218) | Con Edison | 140 CLAREMONT OWNERS LTD | 140 CLAREMONT OWNERS | 236 26 STREET new york, NY 10001 (40.746673892189904, -73.99583632451231) | CA389388K | 7/5/05 | ROCKMILLS MP70 | 1 | 2.59 | 1988 | 2023 |  | 21 to 26 years old | ICI MMG 30 | #4 | 35000 | 24500 | 5075 | 3552 |  |  | Elevator Apartments | 9 | 36623 | 1 | 6 | 61 | 61 | 1905
1011130018 | 1841 BROADWAY Manhattan, NY 10023 (40.76937278020944, -73.9822205889887) | Con Edison | 1841 BROADWAY ASSOCIATES. | 25 WEST 39 ST ASSOCIA | 1841 BROADWAY MANHATTAN, NY 10023 (40.76937278020944, -73.9822205889887) | CA343170Y | 7/7/05 | FITZGIBBONS SM 303 | 1 | 6.58 | 1970 | 2010 |  | 36 - 40 year old | PETRO WD8AH | #6 | 35000 | 24500 | 5250 | 3675 | Yes | 2013 | Walk-Up Apartments | 6 | 114022 | 1 | 12 | 0 | 91 | 1924
1003970007 | 20 AVENUE Manhattan, NY 10009 (40.72664935898081, -73.97911148500697) | Con Edison | 20 AVENUE A ASSOCIATES | JPMORGAN CHASE BANK, | 20 OCEAN COURT BROOKLYN, NY 11223 (40.59017401607255, -73.96664763516418) | CA357186X | 7/6/05 | FEDERAL FST-70 | 1 | 2.9 | 1986 | 2021 |  | 21 to 26 years old | IND. COMB. DEG-42YP | #4 | 35000 | 24500 | 5075 | 3552 |  |  | Walk-Up Apartments | 2 | 48275 | 2 | 5 | 63 | 64 | 1920
1014180001 | 205 63 STREET Manhattan, NY 10021 (40.76920532766377, -73.959183941086) | Con Edison | 205 E 63 ST CORP C/O GUMLEY HAFT, INC. | 205 EAST 63RD STREET | 415 MADISON AVENUE NEW YORK, NY 10017 (40.756779530947306, -73.976317020908) | CA275367X | 7/5/05 | FEDERAL FLW-2429 | 2 | 7.2 | 1967 | 2010 |  | 41 - 45 years old | JOHNSON 130AH | #6 | 35000 | 24500 | 5250 | 3675 | Yes | 2018 | Walk-Up Apartments | 4 | 158500 | 1 | 20 | 131 | 138 | 1963 |  | YES
1021770100 | 461 FORT WASHINGTON AVENUE Manhattan, NY 10033 (40.8506445119973, -73.93839662650089) | Con Edison | 461 FORT WASHINGTON AVENUE ASSOCIATES | 455 WASHINGTON AVENUE | 207 25 STREET MANHATTAN, NY 10001 (40.74550749583839, -73.99494991143375) | CA031478H | 7/7/05 | ROCKMILLS MP-4-122 | 1 | 5.1 | 1978 | 2013 |  | 31 to 35 years old | INDUSTRIAL COMBUSTION DE-54 | #6 | 35000 | 24500 | 5250 | 3675 | Yes | 2017 | Loft Buildings | 7 | 50028 | 1 | 6 | 34 | 42 | 1909
1019880117 | 512 136 STREET Manhattan, NY 10031 (40.81969108470256, -73.95212090258126) | Con Edison | 512-514 REALTY LLC. | 512-514 REALTY LLC | 919 G P BRONX, NY 10451 (40.82069640711353, -73.92384136798472) | CA051488J | 7/7/05 | ROCKMILLS MP 70 | 1 | 2.77 | 1988 | 2023 |  | 21 to 26 years old | ICI MMG 34 | #4 | 35000 | 24500 | 5075 | 3552 |  |  | Condominiums | 7 | 15048 | 1 | 6 | 24 | 24 | 1905
1021740166 | 36 ARDEN STREET Manhattan, NY 10040 (40.86208829942878, -73.9272731698536) | Con Edison | AGABABIAN,LILY | AGLI REALTY LLC |  | CA252383Y | 7/6/05 | ROCKMILLS MP 100 | 1 | 4.2 | 1983 | 2018 |  | 26 to 30 years old | ICI DEG42P | #4 | 35000 | 24500 | 5075 | 3552 | Yes | 2014 | Elevator Apartments | 10 | 58030 | 1 | 5 | 69 | 69 | 1926
1012070015 | 37 93 STREET Manhattan, NY 10025 (40.790207317572595, -73.9671402892739) | Con Edison | ANGE ASSOC. LTD | 3793 OWNERS CORP | 666 BROADWAY NEW YORK, NY 10012 (40.727111630718575, -73.99526134940452) | CA308083M | 7/6/05 | FEDERAL FST 100 | 1 | 3.8 | 1983 | 2018 |  | 26 to 30 years old | ICI DEG42P | #6 | 35000 | 24500 | 5250 | 3675 | Yes | 2017 | Elevator Apartments | 6 | 53478 | 2 | 8 | 32 | 32 | 1920 |  | YES
1022170017 | 33 POST AVENUE Manhattan, NY 10034 (40.86321703396692, -73.92368371810159) | Con Edison | BB & BB MANAGEMENTCORP. | 33 REALTY LLC | 1624 WEBSTER AVENUE BRONX, NY 10457 (40.84184033491622, -73.90412994919767) | CA150990Z | 7/6/05 | ROCKMILLS MP 80 | 1 | 3.28 | 1990 | 2025 |  | 16 to 20 years old | ICI DEG 42P | #6 | 35000 | 24500 | 5250 | 3675 |  |  | Elevator Apartments | 10 | 42464 | 1 | 5 | 24 | 24 | 1925
1018770052 | 2754 BROADWAY Manhattan, NY 10025 (40.80110530625502, -73.96776493427845) | Con Edison | BROADWAY REALTY CORP. | BROADSIDE REALTY CORP | 103 26 68TH ROAD FOREST HILLS, NY 11375 (40.720707263029794, -73.84628429608335) | CA306871Y | 7/7/05 | FEDERAL FST 125 | 1 | 6.3 | 1971 | 2010 |  | 36 - 40 year old | IRON FIREMAN AO6-6.3 | #6 | 35000 | 24500 | 5250 | 3675 |  |  | Condominiums | 8 | 15105 | 1 | 5 | 8 | 12 | 1925
1008020075 | 158 27 STREET Manhattan, NY 10001 (40.74610281462944, -73.9926550206569) | Con Edison | COLUMBIA EQUITIES. | 27TH STREET HOLDINGS | 158 27th Street MANHATTAN, NY 10001 (40.74610281462944, -73.9926550206569) | CA293888K | 7/5/05 | ROCKMILLS MP125 | 1 | 5 | 1988 | 2023 |  | 21 to 26 years old | ICI MMG 54 | #4 | 35000 | 24500 | 5075 | 3552 | Yes | 2022 | Elevator Apartments | 3 | 108000 | 1 | 12 | 0 | 15 | 1913
1004740001 | 46 GREENE STREET Manhattan, NY 10013 (40.722000962920085, -74.00181649161172) | Con Edison | D & R REALTY CORP | GRAND GREENE LLC | 185 BUFFALO AVENUE FREEPORT, NY 11520 (40.649292960642995, -73.56974916247086) | CA143774Z | 7/4/05 | ROCKMILLS MP 150 | 1 | 6.3 | 1974 | 2010 |  | 36 - 40 year old | IRON FIREMAN A04-6.3 | #4 | 35000 | 24500 | 5075 | 3552 |  |  | Elevator Apartments | 1 | 47621 | 2 | 5 | 0 | 11 | 1900
1021710008 | 25 NAGLE AVENUE Manhattan, NY 10040 (40.85954780008734, -73.9302937350169) | Con Edison | ELGAN REALTY CORP. | ELGAN REALTY CORP. | 324 BROOKLYN NY 11204 (40.619055848049015, -73.98479859887618) | CA533285L | 7/5/05 | ROCKMILLS MP80 | 1 | 3.4 | 1985 | 2020 |  | 21 to 26 years old | ICI DE42 | #6 | 35000 | 24500 | 5250 | 3675 |  |  | Elevator Apartments | 10 | 44911 | 1 | 6 | 48 | 49 | 1941
1007990012 | 155 23 STREET Manhattan, NY 10011 (40.74357609694548, -73.99433129771451) | Con Edison | F.M RING ASSOCIATES INC. | RING, FRANK | 20 47 STREET MANHATTAN, NY 10036 (40.7569253914677, -73.97925477654863) | CA400372K | 7/5/05 | KEWANEE LM883 | 1 | 4.9 | 1972 | 2010 |  | 36 - 40 year old | RAY AR 144 SIZE 5 | #6 | 35000 | 24500 | 5250 | 3675 | Yes | 2019 | Walk-Up Apartments | 3 | 68940 | 1 | 12 | 0 | 6 | 1910
1008217501 | 40 20 STREET Manhattan, NY 10011 (40.740213568984494, -73.99226505033504) | Con Edison | GEORGE COMFORT & SONS | 40 W 20 ST CONDMINIUM | 200 MADISON AVENUE MANHATTAN, NY 10016 (40.74877830573848, -73.9822475686496) | CA050278R | 7/4/05 | ROCKMILLS MP-200 | 1 | 8.3 | 1978 | 2013 |  | 31 to 35 years old | I C I DE-84S | #4 | 35000 | 24500 | 5075 | 3552 | Yes | 2021 | Walk-Up Apartments | 3 | 105821 | 1 | 12 | 0 | 3 | 1920 | YES
1011200022 | 15 67 STREET Manhattan, NY 10023 (40.773371588030294, -73.9790237357181) | Con Edison | GERARD J. PICASO INC. | CENTRAL PARK STUDIOS | 1133 BROADWAY MANHATTAN, NY 10010 (40.743831409426136, -73.98905094736057) | CA580786L | 7/6/05 | FEDERAL FST 125 | 1 | 5.25 | 1986 | 2021 |  | 21 to 26 years old | ICI DEG 54 P | #6 | 35000 | 24500 | 5250 | 3675 | Yes | 2020 | Elevator Apartments | 6 | 64899 | 1 | 14 | 34 | 34 | 1905 |  | YES
1008030007 | 153 27 STREET Manhattan, NY 10001 (40.74608069645964, -73.99245592528204) | Con Edison | KEVIN BRADY | JUSTIN PROPERTIES | 1235 BROADWAY MANHATTAN, NY 10001 (40.74694649193549, -73.98845979260703) | CA121489M | 7/5/05 | ROCKMILLS MP150 | 1 | 6.02 | 1989 | 2024 |  | 21 to 26 years old | ICI MMG63P | #4 | 35000 | 24500 | 5075 | 3552 | Yes | 2013 | Walk-Up Apartments | 3 | 115925 | 2 | 12 | 0 | 28 | 1912
1020900040 | 612 144 STREET Manhattan, NY 10031 (40.82587003777566, -73.95125985090746) | Con Edison | LEIST, FRED | 612 WEST 144 LIMITED | 3857 KINGS HIGHWAY BROOKLYN, NY 11234 (40.62264227948741, -73.93649131648931) | CA043578N | 7/4/05 | ROCKMILLS MP 4-122 | 1 | 5.1 | 1978 | 2013 |  | 31 to 35 years old | INDUSTRIAL COMBUSTION DE-54 | #6 | 35000 | 24500 | 5250 | 3675 | Yes | 2020 | Loft Buildings | 7 | 51570 | 1 | 6 | 68 | 68 | 1924
1022350041 | 98 VERMILYEA AVENUE Manhattan, NY 10034 (40.8661758034433, -73.9222088299735) | Con Edison | MARTIN,AMADO | CAMAWAY REALTY INC | 125 SHERMAN AVENUE MANHATTAN, NY 10034 (40.864224274639696, -73.9242682774206) | CA040784K | 7/4/05 | ROCKMILLS MP100 | 1 | 4.2 | 1984 | 2019 |  | 26 to 30 years old | ICI DEG42P | #6 | 35000 | 24500 | 5250 | 3675 |  |  | Elevator Apartments | 10 | 38220 | 1 | 5 | 57 | 58 | 1925
1021330062 | 1344 ST NICHOLAS' AVENUE Manhattan, NY 10033 (40.846975278117725, -73.93544685024483) | Con Edison | MIRIMAR MGMT CORP. | 1352 ASSOCIATES LLC | 771 WASHINGTON BRIDGE STATION MANHATTAN, NY 10033 (40.85621992920642, -73.94585900019268) | CA283785Z | 7/4/05 | ROCKMILLS MP-90 SL | 1 | 3.6 | 1985 | 2020 |  | 21 to 26 years old | I.C.I. DEG-42 (P) | #6 | 35000 | 24500 | 5250 | 3675 |  |  | Walk-Up Apartments | 10 | 16707 | 1 | 5 | 13 | 15 | 1910
1021440017 | 618 177 STREET Manhattan, NY 10033 (40.846904517639274, -73.93611544509731) | Con Edison | MIRIMAR MGMT. CORP. | 176-177 WADSWORTH ASS | 771 MANHATTAN NY 10033 (40.85621992920642, -73.94585900019268) | CA394884X | 7/7/05 | ROCKMILLS MP90 | 1 | 3.6 | 1984 | 2019 |  | 26 to 30 years old | HEV-E-OIL DEG 42-P | #6 | 35000 | 24500 | 5250 | 3675 |  |  | Hotels | 10 | 45330 | 1 | 5 | 55 | 56 | 1930
1021370119 | 100 FORT WASHINGTON AVENUE Manhattan, NY 10032 (40.838584603584366, -73.94371161969406) | Con Edison | MOSLIN, MICHAEL | 100 ASSOCIATES, | 771 WASHINGTON BRIDGE MANHATTAN, NY 10033 (40.85621992920642, -73.94585900019268) | CA001283K | 7/5/05 | ROCKMILLS MP100 | 1 | 4.2 | 1983 | 2018 |  | 26 to 30 years old | ICI DEG 42P | #6 | 35000 | 24500 | 5250 | 3675 | Yes | 2017 | Elevator Apartments | 10 | 65388 | 1 | 6 | 49 | 49 | 1930
1007620042 | 589 8 AVENUE Manhattan, NY 10018 (40.75519946502766, -73.99128575504403) | Con Edison | NEWMARK & CO. REAL ESTATE INC. | TOWER 39 ASSOCIATES | 125 PARK AVE MANHATTAN, NY 10017 (40.75150189626578, -73.97791375384898) | CA377788L | 7/5/05 | ROCKMILLS MP-150 | 1 | 6.27 | 1988 | 2023 |  | 21 to 26 years old | ICI DEG-63P | #4 | 35000 | 24500 | 5075 | 3552 | Yes | 2022 | Elevator Apartments | 3 | 112700 | 1 | 23 | 0 | 23 | 1927
1021630061 | 140 WADSWORTH AVENUE Manhattan, NY 10033 (40.849349488275095, -73.93532993838102) | Con Edison | NORMANDY WEST REALTY, LLC | NORMANDY WEST REALTY | 201 77TH STREET NEW YORK, NY 10075 (40.77283517002223, -73.95796587385848) | CA171789J | 7/5/05 | ROCKMILLS MP90 | 1 | 3.57 | 1989 | 2024 |  | 21 to 26 years old | ICI DEG 42P | #6 | 35000 | 24500 | 5250 | 3675 |  |  | Office Buildings | 10 | 39578 | 1 | 6 | 36 | 37 | 1920
1007650041 | 200 16 STREET Manhattan, NY 10011 (40.739887174963286, -73.99882525374464) | Con Edison | ORIN MANAGEMENT CORP. | 200 ASSOCITES, L.L.C. | 1168 FLUSHING NY 11354 (40.76862022064671, -73.82719028070687) | CA026877Z | 7/7/05 | ROCKMILLS MP 250 | 1 | 9.9 | 1977 | 2012 |  | 31 to 35 years old | ICIDE 105-S | #6 | 35000 | 24500 | 5250 | 3675 | Yes | 2015 | Elevator Apartments | 3 | 141491 | 1 | 19 | 175 | 180 | 1930
1021800060 | 37 OVERLOOK TERRACE Manhattan, NY 10033 (40.853126640798166, -73.93643610447702) | Con Edison | OVERLOOK TERRACE MANAGEMENT CORP. | ALCO REALTY I LIMITED | 50075 BROOKLYN NY 11205 (40.693882095282504, -73.96433450773128) | CA108884X | 7/6/05 | ROCKMILLS MP 80 | 1 | 3.4 | 1984 | 2019 |  | 26 to 30 years old | ICI DEG 42P | #6 | 35000 | 24500 | 5250 | 3675 |  |  | Elevator Apartments | 7 | 40301 | 1 | 6 | 43 | 43 | 1950
1022270015 | 536 ISHAM STREET Manhattan, NY 10034 (40.86680532886379, -73.91891731134626) | Con Edison | RAM GUPTA/ 536 ISHAM ST CO. IN | 536 REALTY CO. LLC | 1920 NEW YORK, NY 10116 (40.8110019996426, -73.95309800037239) | CA640886K | 7/6/05 | ROCKMILLS MP 80 | 1 | 3.43 | 1986 | 2021 |  | 21 to 26 years old | ICI DEG 42 P | #6 | 35000 | 24500 | 5250 | 3675 |  |  | Elevator Apartments | 10 | 35520 | 1 | 5 | 46 | 46 | 1926
1021420200 | 701 176 STREET Manhattan, NY 10033 (40.846957661386256, -73.93826786959627) | Con Edison | REALTY MANAGEMENT CORP. | MRS REALTY | 2207 CONEY ISLAND AVENUE BROOKLYN, NY 11223 (40.60328584975498, -73.96145921904193) | CA347783P | 7/6/05 | ROCKMILLS MP4-78 | 1 | 3.1 | 1983 | 2018 |  | 26 to 30 years old | ICI DEG 42 YP | #6 | 35000 | 24500 | 5250 | 3675 |  |  | Office Buildings | 10 | 43994 | 1 | 6 | 40 | 48 | 1925
1010620019 | 410 53 STREET Manhattan, NY 10019 (40.76555432314672, -73.98811406661561) | Con Edison | ROCKROSE CONSTRUCTION | 410 W 53 ST COMPANY | 290 PARK AVENUE MANHATTAN, NY 10010 (40.73970008674514, -73.98687427883577) | CA163686R | 7/6/05 | CLEAVER BROOKS CB 600-150 | 2 | 5.88 | 1986 | 2021 |  | 21 to 26 years old | INTEGRAL CB 600-150 | #6 | 35000 | 24500 | 5250 | 3675 | Yes | 2022 | Elevator Apartments | 3 | 166518 | 1 | 7 | 220 | 220 | 1987
1021700066 | 89 FAIRVIEW AVENUE Manhattan, NY 10040 (40.8566125599381, -73.93216073741141) | Con Edison | S& FASSOCIATES | S&E ASSOCIATES | 41 83 STREET MANHATTAN, NY 10024 (40.783864691795316, -73.97192038491741) | CA264589H | 7/6/05 | ROCKMILLS MP80 | 1 | 3.28 | 1989 | 2024 |  | 21 to 26 years old | ICI MEG 34P | #6 | 35000 | 24500 | 5250 | 3675 |  |  | Walk-Up Apartments | 10 | 49242 | 1 | 6 | 53 | 60 | 1928
1022220001 | 189 SHERMAN AVENUE Manhattan, NY 10034 (40.86528547463428, -73.92138145370654) | Con Edison | SDG MANAGMENT CORP. | 207 SHERMAN ASSOCIATE | 888 SEVENTH AVENUE MANHATTAN, NY 10019 (40.765163953112335, -73.98028704662573) | CA449288P | 7/5/05 | ROCKMILLS MP-100 | 1 | 4.2 | 1988 | 2023 |  | 21 to 26 years old | ICI MMG-42P | #4 | 35000 | 24500 | 5075 | 3552 | Yes | 2022 | Elevator Apartments | 10 | 64212 | 1 | 5 | 65 | 73 | 1925
1021330046 | 228 AUDUBON AVENUE Manhattan, NY 10033 (40.846021996766694, -73.93432269770818) | Con Edison | SHARRAM REALTY CORP. | SHARAM REALTY CORP | 115 VERMILYEA AVENUE MANHATTAN, NY 10034 (40.86637365428976, -73.92166024353565) | CA031183K | 7/5/05 | ROCKMILLS MP100 | 1 | 4.2 | 1983 | 2018 |  | 26 to 30 years old | ICI DEG 42P | #6 | 35000 | 24500 | 5250 | 3675 |  |  | Elevator Apartments | 10 | 46182 | 1 | 6 | 37 | 37 | 1920
1013920047 | 50 78 STREET Manhattan, NY 10021 (40.76920532766377, -73.959183941086) | Con Edison | SIBA MGMT. INC. | 50 EAST 78 L P | 580 FIFTH AVENUE MANHATTAN, NY 10036 (40.75687220400221, -73.97841645680478) | CA249284L | 7/6/05 | FEDERAL FST 125 | 1 | 4.9 | 1984 | 2019 |  | 26 to 30 years old | I.C.I. DEG 54 P | #6 | 35000 | 24500 | 5250 | 3675 | Yes | 2022 | Walk-Up Apartments | 4 | 52356 | 1 | 12 | 44 | 48 | 1936
1021280022 | 124 AUDUBON AVENUE Manhattan, NY 10032 (40.84256603060537, -73.93689628783581) | Con Edison | SIDE BY SIDE REALTY LLC | SIDE BY SIDE REALTY, | 1412 AVE BROOKLYN, NY 11230 (40.62192951023877, -73.96551106018723) | CA218885P | 7/7/05 | ROCKMILLS MP80 | 1 | 3.4 | 1985 | 2020 |  | 21 to 26 years old | ICI MMG42P | #4 | 35000 | 24500 | 5075 | 3552 |  |  | Elevator Apartments | 10 | 22195 | 1 | 5 | 25 | 27 | 1911
1021740038 | 79 SHERMAN AVENUE Manhattan, NY 10040 (40.863472603192996, -73.92622314075626) | Con Edison | SILPAR REALTY INC. | SILPAR REALTY INC | 152 DYCKMAN STREET MANHATTAN, NY 10040 (40.8632350204075, -73.92579712487043) | CA640086M | 7/6/05 | ROCKMILLS MP 90 | 1 | 3.57 | 1986 | 2021 |  | 21 to 26 years old | ICI DEG 42 P | #6 | 35000 | 24500 | 5250 | 3675 |  |  | Elevator Apartments | 10 | 20491 | 1 | 5 | 20 | 25 | 1916
1021800098 | 31 BENNETT AVENUE Manhattan, NY 10033 (40.85146289504394, -73.93614832142765) | Con Edison | SIMILIS MANAGEMENT LLC.111 | 21 BENNETT SIMILIS,LL | 247 BROOKLYN NY 11211 (40.711589765255496, -73.95817675075642) | CA236290P | 7/6/05 | ROCKMILLS MP90 | 1 | 3.79 | 1990 | 2025 |  | 16 to 20 years old | ICI DEG 42P | #6 | 35000 | 24500 | 5250 | 3675 |  |  | Elevator Apartments | 7 | 40206 | 1 | 6 | 36 | 36 | 1920
1011257501 | 41 72 STREET Manhattan, NY 10023 (40.7767485140385, -73.97711279033491) | Con Edison | SOLIL MANAGEMENT CORP |  | 200 MADISON AVENUE MANHATTAN, NY 10016 (40.74877830573848, -73.9822475686496) | CA003683Z | 7/5/05 | FEDERAL FST-250 | 1 | 7 | 1983 | 2018 |  | 26 to 30 years old | I.C.I DEG-105P | #6 | 35000 | 24500 | 5250 | 3675 | Yes | 2015 | Elevator Apartments | 6 | 99456 | 1 | 16 | 127 | 130 | 1928 | YES
1005310001 | 684 BROADWAY Manhattan, NY 10012 (40.72791403465874, -73.99464022621333) | Con Edison | 684 OWNERS' CORP. C/O ANDREWS BUILDING CORP. AGENT | 684 OWNERS CORP | 666 BROADWAY MANHATTAN, NY 10013 (40.721242188776046, -74.00888900022716) | CA269493X | 7/7/05 | FEDERAL FST #100 | 1 | 4.06 | 1993 | 2028 |  | 16 to 20 years old | I.C. MMG #42P | #4 | 34930 | 24451 | 5065 | 3545 | Yes | 2021 | Hotels | 1 | 59248 | 1 | 12 | 22 | 24 | 1905 |  | YES
1008430029 | 27 UNION SQUARE Manhattan, NY 10003 (40.73609986230614, -73.989431800902) | Con Edison | NEWMARK & CO REAL ESTATE | UNION SQUARE BROADWAY | 1501 BROADWAY MANHATTAN, NY 10036 (40.75664722311285, -73.98607810294877) | CA058680L | 7/6/05 | TITUSVILLE SHN 151 | 1 | 7.84 | 1980 | 2015 |  | 26 to 30 years old | ICI AM 5 CM | #4 | 34800 | 24360 | 5046 | 3532 |  |  | Loft Buildings | 2 | 46095 | 1 | 5 | 0 | 22 | 1959
1022170014 | 25 POST AVENUE Manhattan, NY 10034 (40.863100122103106, -73.92400747403212) | Con Edison | BB & BB MANAGEMENT CORP. | REUVEN HOLDING LTD | 1624 WEBSTER AVENUE BRONX, NY 10457 (40.84184033491622, -73.90412994919767) | CA084175J | 7/7/05 | ROCKMILLS MP90 | 1 | 3.5 | 1975 | 2010 |  | 31 to 35 years old | HEV-E-OIL AM6E | #4 | 34790 | 24353 | 5045 | 3531 |  |  | Elevator Apartments | 10 | 42373 | 1 | 5 | 50 | 50 | 1917
1004260029 | 195 CHRYSTIE STREET Manhattan, NY 10002 (40.72203246858709, -73.99188830080368) | Con Edison | GREETING CARD PUBLISHERS, INC. | CITY OF NEW YORK |  | CA175694P | 7/4/05 | ROCKMILLS MP-125 | 1 | 5.25 | 1994 | 2029 |  | 16 to 20 years old | ICI MMG-54 (P) | #4 | 34688 | 24281 | 5030 | 3521 | Yes | 2016 | Elevator Apartments | 1 | 81900 | 1 | 9 | 3 | 22 | 1920
1007850075 | 260 36 STREET Manhattan, NY 10018 (40.75297755588575, -73.99142075483817) | Con Edison | 260 WEST 36 ASSOCIATES, LLC | 260 WEST 36 ASSOCIATE |  | CA249984M | 7/6/05 | FEDERAL FST-125 | 1 | 4.8 | 1984 | 2019 |  | 26 to 30 years old | IND. COMB. MMG-54 P | #4 | 34558 | 24191 | 5011 | 3508 | Yes | 2015 | Walk-Up Apartments | 3 | 81375 | 1 | 10 | 0 | 12 | 1907
1007100011 | 528 39 STREET Manhattan, NY 10018 (40.757955115337175, -73.99742500110473) | Con Edison | MERCEDES-BENZ MANHATTAN INC. | NATIONAL RAILROAD ETA | 536 41 STREET MANHATTAN, NY 10036 (40.759521686876546, -73.9973547198932) | CA172093X | 7/5/05 | FEDERAL FST 125 | 1 | 4.8 | 1993 | 2028 |  | 16 to 20 years old | I.C.I. MMG-54 P | #4 | 34558 | 24191 | 5011 | 3508 | Yes | 2020 | Elevator Apartments | 3 | 51845 | 1 | 4 | 0 | 1 | 1929
1011547502 | 211 61 STREET Manhattan, NY 10023 (40.77185719208424, -73.98705862643573) | Con Edison | 211 WEST 61ST ST CONDO, INC |  | 505 MAIN ST HACKENSACK, NJ 07601-5928 (40.894684311772096, -74.03955236835657) | CB207605H | 7/7/05 | FEDERAL FST-175 (NEW) | 2 | 5.8 | 2005 | 2040 | DUAL FUEL | 5 to 10 years old | ICI DEG-84P (NEW) | #6 | 34500 | 24150 | 5175 | 3622 | Yes | 2014 | Elevator Apartments | 6 | 117357 | 1 | 6 | 0 | 17 | 1927 | YES
1012760069 | 501 5 AVENUE Manhattan, NY 10017 (40.753265922664696, -73.98103348391004) | Con Edison | 501 5TH AVENUE COMPANY LLC | 501 FIFTH AVENUE CO | 501 5 AVENUE NEW YORK, NY 10017 (40.753265922664696, -73.98103348391004) | CB400705R | 7/7/05 | ROCKMILLS MP-175 | 1 | 5.8 | 2005 | 2040 | DUAL FUEL | 5 to 10 years old | INDUSTRIAL COMBUSTION MEG-84P | #6 | 34500 | 24150 | 5175 | 3622 | Yes | 2016 | Elevator Apartments | 3 | 132961 | 1 | 21 | 0 | 119 | 1917
1008410054 | 8 40 STREET Manhattan, NY 10018 (40.75233400357366, -73.98219088019617) | Con Edison | AB 40TH STREET LLC | AB 40TH STREET | 110 59 STREET NEW YORK, NY 10022 (40.7626509907271, -73.96925994781667) | CB133107M | 7/6/05 | ROCKMILLS MP - 175 (EXSTG) | 1 | 5.8 | 2007 | 2042 | DUAL FUEL | Fewer than 5 years old | ICI DEG - 63P (NEW) | #6 | 34500 | 24150 | 5175 | 3622 | Yes | 2021 | Elevator Apartments | 3 | 115307 | 1 | 23 | 0 | 33 | 1916
1008020056 | 122 27 STREET Manhattan, NY 10001 (40.74568358373969, -73.9916737098335) | Con Edison | NORTHER STAR TEXTILE %CVA WILLIAMS REAL ESTATE | NORTHERN STAR TEXTILE | 380 MADISON AVENUE NEW YORK, NY 10017 (40.755596213835844, -73.97727528530339) | CB517203X | 7/5/05 | FEDERAL FST-175 (EXSTG) | 1 | 5.85 | 2003 | 2038 | DUAL FUEL | 5 to 10 years old | IC MEG-84P (NEW) | #6 | 34500 | 24150 | 5175 | 3622 | Yes | 2022 | Elevator Apartments | 3 | 117291 | 2 | 12 | 0 | 19 | 1912
1010430013 | 333 52 STREET Manhattan, NY 10019 (40.76396915332603, -73.9861344155016) | Con Edison | TIMES CIRCLE ASSOCIATES LLC | TIMES CIRCLE ASSOCIAT | 501 5th AVENUE NEW YORK, NY 10017 (40.753265922664696, -73.98103348391004) | CB125607R | 7/6/05 | ROCKMILLS MP - 175 (NEW) | 1 | 5.8 | 2007 | 2042 | DUAL FUEL | Fewer than 5 years old | ICI DEG - 84P (NEW) | #6 | 34500 | 24150 | 5175 | 3622 | Yes | 2013 | Walk-Up Apartments | 3 | 90000 | 1 | 14 | 0 | 14 | 1928
1014090009 | 125 74 STREET Manhattan, NY 10021 (40.771948558991035, -73.96169711496688) | Con Edison | 123 EAST 74TH STREET%INSIGNIA RESID.GROUP | 125 E 74TH STREET COR | 675 3rd AVE NEW YORK, NY 10017 (40.75129610835038, -73.97404990585339) | CA276281J | 7/7/05 | ROCKMILLS MP 90 SS | 1 | 3.8 | 1981 | 2016 |  | 26 to 30 years old | HEV-E MEG 42-P | #6 | 34493 | 24145 | 5174 | 3622 |  |  | Walk-Up Apartments | 4 | 49196 | 1 | 9 | 30 | 32 | 1928
1022360014 | 4966 BROADWAY Manhattan, NY 10034 (40.86803740004393, -73.92006844354376) | Con Edison | 4966 BROADWAY REALTY CORP | 4966 B'WAY REALTY INC | 5057 BROADWAY MANHATTAN, NY 10034 (40.870258725456324, -73.91535599611024) | CA284483H | 7/5/05 | FEDERAL FST-70 | 1 | 2.9 | 1983 | 2018 |  | 26 to 30 years old | HEVEOIL MM-34 (P) | #4 | 34493 | 24145 | 5001 | 3501 |  |  | Walk-Up Apartments | 10 | 41720 | 1 | 5 | 42 | 44 | 1920
1021800020 | 15 MAGAW PLACE Manhattan, NY 10033 (40.850865147489195, -73.93732303728326) | Con Edison | 15 MAGAW ASSOCIATES, LLC | 15 MAGAW ASSOCIATES, |  | CB042108N | 7/6/05 | A. L. EASTMOND (FEDERAL FST - 100 (NEW) | 1 | 3.3 | 2008 | 2043 | DUAL FUEL | Fewer than 5 years old | ICI DEG - 42-P (NEW) | #6 | 34492 | 24144 | 5174 | 3622 |  |  | Elevator Apartments | 7 | 43326 | 1 | 6 | 48 | 48 | 1927
1015657501 | 420 86 STREET Manhattan, NY 10028 (40.77663969950269, -73.9488712178672) | Con Edison | 420 EAST 86 ST.CARLTON MGMT. | 420 EAST 86TH ST COND | 87 47 MARENGO STREET HOLLISWOOD, NY 11423 (40.71722229567246, -73.7671414999802) | CA058082L | 7/4/05 | FEDERAL FST-100 | 1 | 4.2 | 1982 | 2017 |  | 26 to 30 years old | IND. COMB. MEG-42-P | #6 | 34490 | 24143 | 5174 | 3621 | Yes | 2015 | Loft Buildings | 5 | 43400 | 1 | 6 | 48 | 48 | 1935 | YES
1008970001 | 201 15 STREET Manhattan, NY 10003 (40.73398970198549, -73.98663796669608) | Con Edison | ANDREWS BLDG CORP AGENT | 201 E 15TH OWNERS COR | 666 BROADWAY MANHATTAN, NY 10012 (40.727111630718575, -73.99526134940452) | CA258891H | 7/4/05 | FEDERAL FST-150 | 1 | 6.74 | 1991 | 2026 |  | 16 to 20 years old | ICI MMG-63 P | #4 | 34488 | 24141 | 5001 | 3500 | Yes | 2017 | Elevator Apartments | 2 | 58000 | 1 | 7 | 54 | 55 | 1960 |  | YES
1008010051 | 114 26 STREET Manhattan, NY 10001 (40.74496987089078, -73.99189774311182) | Con Edison | 114 W. 26 ST. ASSOC. % WM. USA RLTY. | JAL COLIN PROPERTIES | 114 26TH ST NEW YORK, NY 10001 (40.745127058299545, -73.99220306351395) | CB229002H | 7/7/05 | ROCKMILLS MP-125 | 1 | 41.84 | 2002 | 2037 | DUAL FUEL | 5 to 10 years old | INDUSTRIAL COMBUSTION DEG-54P | #6 | 34400 | 24080 | 5160 | 3612 | Yes | 2021 | Elevator Apartments | 3 | 97005 | 1 | 12 | 0 | 9 | 1911
1008220054 | 22 21 STREET Manhattan, NY 10010 (40.739770254719154, -73.98945051670434) | Con Edison | THE 21 BUILDING CORP. | 21 BUILDING CORP | 150 30TH STREET MANHATTAN, NY 10001 (40.747873861245175, -73.99111945938847) | CA167598P | 7/5/05 | ROCKMILLS MP-125 | 1 | 4.82 | 1998 | 2033 | DUAL FUEL | 11 to 15 years old | INDUSTRIAL COMBUSTION DEG-54P | #6 | 34400 | 24080 | 5160 | 3612 | Yes | 2022 | Elevator Apartments | 3 | 101368 | 1 | 12 | 0 | 37 | 1907
1007660055 | 218 17 STREET Manhattan, NY 10011 (40.740674321421466, -73.99884601309216) | Con Edison | CLOVER COURT REALTY CO. | CLOVER COURT REALTY L | 8 38 STREET MANHATTAN, NY 10018 (40.75108854154199, -73.98303674630506) | CA511585X | 7/5/05 | BEST 4B80 | 1 | 3.1 | 1985 | 2020 |  | 21 to 26 years old | IND COMB DEG-42Y(P) | #6 | 34237 | 23966 | 5136 | 3595 |  |  | Walk-Up Apartments | 3 | 24225 | 8 | 3 | 113 | 113 | 1915
1022350029 | 118 VERMILYEA AVENUE Manhattan, NY 10034 (40.86648157293325, -73.92137246048628) | Con Edison | 120 VERMILYEA AVE ASSOCIATES. | STELLAR MGMT CO | 156 WILLIAM STREET MANHATTAN, NY 10038 (40.70999054661479, -74.0060256431043) | CA314785H | 7/5/05 | ROCKMILLS MP-125 | 1 | 5.3 | 1985 | 2020 |  | 21 to 26 years old | I.C.I DE-54 | #6 | 34219 | 23953 | 5133 | 3593 | Yes | 2015 | Office Buildings | 10 | 58198 | 1 | 5 | 65 | 65 | 1925
1022350035 | 106 VERMILYEA AVENUE Manhattan, NY 10034 (40.86628372208679, -73.92190306048354) | Con Edison | JUDY CORDERO/STELLAR MGMT | 120 VERMILYEA ASSOCIA | 156 WILLIAM STREET MANHATTAN, NY 10038 (40.70999054661479, -74.0060256431043) | CA314885P | 7/5/05 | ROCKMILLS MP-125 | 1 | 5.3 | 1985 | 2020 |  | 21 to 26 years old | I.C.I. DE-54 | #6 | 34219 | 23953 | 5133 | 3593 | Yes | 2015 | Elevator Apartments | 10 | 58198 | 1 | 5 | 66 | 67 | 1925
1020300021 | 219 144 STREET Manhattan, NY 10030 (40.821235307663805, -73.94014133138988) | Con Edison | 219-229 WEST 144TH ST. HDFC | 219-229 W 144 ST TENA | 229 144 STREET MANHATTAN, NY 10030 (40.821346243442385, -73.94040578737561) | CA156991H | 7/4/05 | FEDERAL FST-100 | 1 | 4.2 | 1991 | 2026 |  | 16 to 20 years old | INDUSTRIAL COMB. | #6 | 34164 | 23915 | 5125 | 3587 |  |  | Walk-Up Apartments | 7 | 34560 | 1 | 6 | 41 | 41 | 1940
1013460023 | 353 53 STREET Manhattan, NY 10022 (40.756235150519146, -73.96588140944888) | Con Edison | EAST 53RD COMPANYTHE ALPERT OFFICE | EAST 53 CO | 271 MADISON AVENUE MANHATTAN, NY 10016 (40.75118848877702, -73.98044892459097) | CA043178Y | 7/6/05 | ROCKMILLS MP80 | 1 | 3.3 | 1978 | 2013 |  | 31 to 35 years old | ICI DE42Y | #6 | 34100 | 23870 | 5115 | 3580 |  |  | Walk-Up Apartments | 5 | 38934 | 1 | 6 | 38 | 42 | 1934
1022010029 | 433 204 STREET Manhattan, NY 10034 (40.86206376770524, -73.91908817985238) | Con Edison | REV. ELIAS ISLA | CHURCH OF ST JUDE | 431 204 STREET MANHATTAN, NY 10034 (40.862048386559614, -73.91905143600451) | CA415688Z | 7/5/05 | FEDERAL FST 125 | 1 | 5.3 | 1988 | 2023 |  | 21 to 26 years old | ICI MMG54P | #4 | 34000 | 23800 | 4930 | 3451 | Yes | 2021 | Elevator Apartments | 10 | 51865 | 2 | 3 | 0 | 1 | 1955
1012100037 | 102 80 STREET Manhattan, NY 10024 (40.78322336122225, -73.97645127538895) | Con Edison | COLUMBUS 80 TENANTS CORP. | COLUMBUS 80 TENANTS C | 347 FIFTH AVENUE NEW YORK, NY 10016 (40.74821954900994, -73.9846663506232) | CA329389H | 7/6/05 | FEDERAL FST 100 | 1 | 4.06 | 1989 | 2024 |  | 21 to 26 years old | ICI MMG 42P | #4 | 33999 | 23799 | 4930 | 3451 |  |  | Elevator Apartments | 6 | 40916 | 1 | 8 | 65 | 65 | 1901
1014440031 | 330 70 STREET Manhattan, NY 10021 (40.76715203294748, -73.95857800646253) | Con Edison | GOODSTEIN MANAGMENT | 330 EAST 70TH STREET | 211 46TH STREET MANHATTAN, NY 10017 (40.75322376589619, -73.97228807391832) | CA281093Z | 7/7/05 | BEST 4 B 100 | 1 | 4.2 | 1993 | 2028 |  | 16 to 20 years old | IND COMB. DEG-42 (P) | #6 | 33989 | 23792 | 5098 | 3569 |  |  | Elevator Apartments | 5 | 35532 | 1 | 7 | 73 | 74 | 1957
1011660020 | 2121 BROADWAY Manhattan, NY 10023 (40.780623298796, -73.98153710424646) | Con Edison | 229 W.74 ST.%MOUNT PLEASANT MGMT. | 229 W 74TH ST CORP | 855 LEXINGTON AVENUE N Y 10065 (40.76571253955018, -73.96563709076838) | CB062300R | 7/4/05 | FEDERAL FST-125 | 1 | 4.34 | 2000 | 2035 | DUAL FUEL | 5 to 10 years old | IND. COMB. MMG-42 P | #4 | 33945 | 23762 | 4922 | 3445 |  |  | Elevator Apartments | 6 | 42864 | 1 | 4 | 0 | 11 | 1920
1008320039 | 1 30 STREET Manhattan, NY 10001 (40.74595972451689, -73.98645475994054) | Con Edison | 284 5 APT. INC. | 284 5 APT INC | 50 BANK STREET NEW YORK, NY 10014 (40.73683269556574, -74.00366049705448) | CA117181Y | 7/7/05 | ROCKMILLS MP70 | 1 | 2.59 | 1981 | 2016 |  | 26 to 30 years old | ICI MMG34P | #4 | 33762 | 23633 | 4895 | 3427 |  |  | Cultural & Public Assembly | 3 | 48552 | 1 | 8 | 38 | 40 | 1900
1015830009 | 519 86 STREET Manhattan, NY 10028 (40.77560654842558, -73.94627700850906) | Con Edison | 519 E.86TH ST.TANT/GROGAN | 519 EAST 86TH ST | 360 LEXINGTON AVENUE MANHATTAN, NY 10017 (40.7504906605329, -73.97680280734616) | CA176894Y | 7/4/05 | FEDERAL FST 70 | 1 | 3.1 | 1994 | 2029 |  | 16 to 20 years old | ICI MMG 30 P | #4 | 33726 | 23608 | 4890 | 3423 |  |  | Walk-Up Apartments | 5 | 48000 | 1 | 6 | 36 | 36 | 1939
1005770066 | 43 13 STREET Manhattan, NY 10011 (40.7359204569778, -73.99549675934769) | Con Edison | GLASSHOUSE COOPERATIVE, INC. | GLASS HOUSE COOPERATI | 4 PARK AVENUE MANHATTAN, NY 10001 (40.75025902143676, -73.99688630375988) | CA220681X | 7/5/05 | FEDERAL FST-70 | 1 | 2.94 | 1981 | 2016 |  | 26 to 30 years old | ICI MMG-34(P) | #4 | 33726 | 23608 | 4890 | 3423 |  |  | Hospitals & Health | 3 | 46350 | 1 | 9 | 15 | 16 | 1906
1022300011 | 514 213 STREET Manhattan, NY 10034 (40.86836592883009, -73.91644095125656) | Con Edison | INWOOD 213 LLC % BRONSTEIN PROP. | INWOOD 213 LLC | 108 18 QUEENS BLVD FOREST HILLS, NY 10040 (40.85809553188335, -73.92925548994884) | CB015806Z | 7/5/05 | FEDERAL-FST 70 (NEW) | 1 | 2.3 | 2006 | 2041 | DUAL FUEL | Fewer than 5 years old | I.C. MMG 30 (NEW) | #4 | 33726 | 23608 | 4890 | 3423 |  |  | Hospitals & Health | 10 | 34665 | 1 | 5 | 44 | 44 | 1927
1018420012 | 53 106 STREET Manhattan, NY 10025 (40.79871915160738, -73.9615438129525) | Con Edison | MANHATTAN VENTURA LLC | MANHATTAN VENTURA LLC | 149 45 NORTHERN BLVD FLUSHING, NY 11354 (40.76862022064671, -73.82719028070687) | CB488403X | 7/6/05 | FEDERAL FST 70 (NEW) | 1 | 2.34 | 2003 | 2038 | DUAL FUEL | 5 to 10 years old | INDUSTRIAL COMBUSTION MMG 30 | #4 | 33726 | 23608 | 4890 | 3423 |  |  | Elevator Apartments | 8 | 15480 | 1 | 6 | 16 | 18 | 1920
1011450059 | 164 74 STREET Manhattan, NY 10023 (40.77962746148122, -73.98003667455708) | Con Edison | PHOENIX HOUSES OF NEW YORK | PHOENIX HOUSE FOUNDAT | 164 74th STREET NEW YORK, NY 10025 (40.63298828248078, -74.03115537216145) | CA444584R | 7/7/05 | FEDERAL FST-70 SP | 1 | 3.1 | 1984 | 2019 |  | 26 to 30 years old | INDUS COMBUS MMG-30 | #4 | 33726 | 23608 | 4890 | 3423 |  |  | Office Buildings | 6 | 38436 | 1 | 7 | 0 | 1 | 1920
1010450054 | 350 55 STREET Manhattan, NY 10019 (40.76601033611046, -73.98529160288612) | Con Edison | 350 WEST ASSOCIATES%PAUL SCAROLA | 350 WEST ASSOCIATES L | 145 HUGUENOT STREET N Y 10801 (40.91319235913511, -73.77945045104241) | CB083502R | 7/6/05 | ROCKMILLS MP-125 | 1 | 5.25 | 2002 | 2037 | DUAL FUEL | 5 to 10 years old | ICI DEG-42 P | #6 | 33617 | 23532 | 5043 | 3530 | Yes | 2015 | Office Buildings | 3 | 75926 | 1 | 9 | 126 | 126 | 1912
1013860049 | 30 72 STREET Manhattan, NY 10021 (40.771706594903605, -73.96531630542945) | Con Edison | 72 STREET OWNERS INC % WALLACK MGT | 72ND ST OWNERSS INC | 18 72ND STREET NEW YORK, NY 10065 (40.63584268454974, -74.03679493715497) | CB195206N | 7/5/05 | FEDERAL FST - 125 SP (EXSTG) | 1 | 4.1 | 2006 | 2041 | DUAL FUEL | Fewer than 5 years old | ICI DEG - 54P (NEW) | #6 | 33617 | 23532 | 5043 | 3530 | Yes | 2016 | Walk-Up Apartments | 4 | 64874 | 1 | 16 | 23 | 24 | 1930 |  | YES
1012750061 | 18 41 STREET Manhattan, NY 10017 (40.75235502188904, -73.98042644565585) | Con Edison | 18 EAST 41ST PARTNERS, LLC | 18 EAST 41ST STREET P | 419 PARK AVENE NEW YORK, NY 10016 (40.745242969987146, -73.97823298586354) | CA233791J | 7/5/05 | FEDERAL/EASTMOND FST-150 | 1 | 5.81 | 1991 | 2026 |  | 16 to 20 years old | INDUSTRIAL COMBUSTION MEG-63P | #6 | 33615 | 23530 | 5042 | 3530 | Yes | 2015 | Elevator Apartments | 3 | 92939 | 1 | 22 | 0 | 42 | 1950
1013310039 | 210 58 STREET Manhattan, NY 10022 (40.76078461764547, -73.96678226562004) | Con Edison | 210 EAST 58TH STREET OWNERS. | CAPITAL PROPERTIES CO | 210 58TH STREET MANHATTAN, NY 10022 (40.76078461764547, -73.96678226562004) | CA195594X | 7/5/05 | FEDERAL FST-150 | 1 | 6.27 | 1994 | 2029 |  | 16 to 20 years old | I.C.I DEG-63P | #6 | 33600 | 23520 | 5040 | 3528 | Yes | 2021 | Walk-Up Apartments | 4 | 84000 | 1 | 13 | 105 | 109 | 1959
1008180078 | 50 17 STREET Manhattan, NY 10011 (40.738563940959885, -73.99384605181096) | Con Edison | 50 WEST 17TH LLC % THE ARGO CORP. | 50 WEST REALTY COMPAN | 50 17 STREET NEW YORK, NY 10011 (40.73891274307704, -73.99459526011185) | CB261503R | 7/5/05 | BEST 5C-150 (NEW) | 1 | 5.02 | 2003 | 2038 | DUAL FUEL | 5 to 10 years old | INDUSTRIAL COMBUSTION-DEG-63P (NEW) | #6 | 33600 | 23520 | 5040 | 3528 | Yes | 2018 | Elevator Apartments | 3 | 68590 | 1 | 12 | 0 | 13 | 1911
1008680010 | 10 39 STREET Manhattan, NY 10016 (40.751184256087065, -73.98137099516366) | Con Edison | BERNHARD & LEVINSON /WILLIAM | BERNHARD LEVENSON INC | 380 MADISON AVE MANHATTAN, NY 10017 (40.755596213835844, -73.97727528530339) | CA006888X | 7/4/05 | FEDERAL FST 150 | 1 | 6.3 | 1988 | 2023 |  | 21 to 26 years old | ICI DEG 63 P | #6 | 33600 | 23520 | 5040 | 3528 | Yes | 2018 | Condominiums | 3 | 82997 | 1 | 12 | 0 | 7 | 1920
1007750060 | 236 26 STREET Manhattan, NY 10001 (40.746436770860264, -73.9953434169463) | Con Edison | CAPITAL BUILDING LOFT CORP. | HARPER MARSHALL, LEE | 641 MADISON AVE NEW YORK, NY 10022 (40.7639601383146, -73.97111429861081) | CA298992N | 7/6/05 | ROCKMILLS MP-150 | 1 | 6.27 | 1992 | 2027 |  | 16 to 20 years old | I.C.I DEG-63P | #4 | 33600 | 23520 | 4872 | 3410 | Yes | 2015 | Office Buildings | 3 | 86280 | 1 | 12 | 0 | 43 | 1925
1008370058 | 20 36 STREET Manhattan, NY 10018 (40.75002452058064, -73.98441594391758) | Con Edison | STATECOURT ENTERPRISES | STATECOURT ENTERPRISE | 380 MADISON AVE MANHATTAN, NY 10017 (40.755596213835844, -73.97727528530339) | CA294485K | 7/5/05 | PACIFIC 52 L 2 | 1 | 7.38 | 1985 | 2020 |  | 21 to 26 years old | I.C.I. DEG 63 (S) | #6 | 33600 | 23520 | 5040 | 3528 | Yes | 2017 | Loft Buildings | 3 | 71534 | 2 | 12 | 0 | 13 | 1912
1005050031 | 161 6 AVENUE Manhattan, NY 10013 (40.72582760755074, -74.00389424989481) | Con Edison | EARLE W. KAZIS ASSOC INC. | RICHMOND HILL COMPANY | 161 6 AVENUE MANHATTAN, NY 10001 (40.75025902143676, -73.99688630375988) | CA363367X | 7/6/05 | BABCOCK & WILCOX 4328-02 | 2 | 8.02 | 1967 | 2010 |  | 41 - 45 years old | PETRO LA 544 | #4 | 33580 | 23506 | 4869 | 3408 | Yes | 2015 | Educational Structures | 3 | 283860 | 1 | 15 | 0 | 56 | 1904
1015190069 | 1133 PARK AVENUE Manhattan, NY 10128 (40.78315039369835, -73.95486321285739) | Con Edison | 1135 PARK AVENUE CORP | 1135 PARK AVE COOP | 152 57TH ST NEW YORK, NY 10019-3310 (40.7652269056544, -73.97932477205438) | CA218696X | 7/7/05 | ROCKMILLS MP-150 | 1 | 6.23 | 1996 | 2031 | DUAL FUEL | 11 to 15 years old | INDUSTRIAL COMB. MMG-63 P | #4 | 33375 | 23362 | 4839 | 3388 | Yes | 2019 | Elevator Apartments | 4 | 65434 | 1 | 16 | 32 | 32 | 1924 |  | YES
1008040059 | 134 29 STREET Manhattan, NY 10001 (40.747066859046434, -73.99110761189273) | Con Edison | 134 WEST 29 ST%BERIK MANAGEMENT | THK REALTY CORPORATIO | 381 PARK AVE N Y, NEW YORK 10016 (40.74253229387602, -73.98453137675233) | CB204801X | 7/6/05 | FEDERAL FST-150 | 1 | 6.3 | 2001 | 2036 | DUAL FUEL | 5 to 10 years old | ICI-MMG-63P | #4 | 33375 | 23362 | 4839 | 3388 | Yes | 2014 | Elevator Apartments | 3 | 115991 | 1 | 12 | 0 | 20 | 1910
1005210009 | 304 MULBERRY STREET Manhattan, NY 11012 (40.74988399964684, -73.98797699993861) | Con Edison | COLUMBIA 304 MULBERRY LLC % WINDSOR PROP. MGMT | COLUMBIA 304 MULBERRY | 298 MULBERRY STREET NEW YORK, NY 10012 (40.72483238950696, -73.99492419541565) | CB408705J | 7/5/05 | FEDERAL FST-150 | 1 | 5.02 | 2005 | 2040 | DUAL FUEL | 5 to 10 years old | ICI MMG-63P | #4 | 33375 | 23362 | 4839 | 3388 | Yes | 2021 | Elevator Apartments | 1 | 69300 | 1 | 6 | 91 | 92 | 1974
1008220015 | 27 20 STREET Manhattan, NY 10011 (40.74009603043664, -73.99183500725866) | Con Edison | DEZER PROPERTIES | 27 SWEST STREET LLC | 89 5 AVENUE NEW YORK, NY 10003 (40.73763556232365, -73.99237217282291) | CB008208H | 7/7/05 | ROCKMILLS MP - 150 (EXSTG) | 1 | 5 | 2008 | 2043 | DUAL FUEL | Fewer than 5 years old | ICI MMG - 63P (NEW) | #4 | 33375 | 23362 | 4839 | 3388 | Yes | 2022 | Elevator Apartments | 3 | 101504 | 1 | 12 | 0 | 1 | 1908
1008800082 | 114 25 STREET Manhattan, NY 10010 (40.74112620720914, -73.98469031722678) | Con Edison | F.M. RING G. ASSOCIATES, INC. | FRANK RING | 20 47 STREET MANHATTAN, NY 10036 (40.7569253914677, -73.97925477654863) | CA114172Z | 7/7/05 | TITUSVILLE | 1 | 3.2 | 1972 | 2010 |  | 36 - 40 year old | PETRO WD-4-AH | #6 | 33142 | 23199 | 4971 | 3480 |  |  | Hospitals & Health | 2 | 47490 | 1 | 12 | 0 | 12 | 1921
1005200001 | 200 VARICK STREET Manhattan, NY 10014 (40.72832772279219, -74.00535115158232) | Con Edison | NEWMARK &CO. REAL ESTATE INC. | 200 VARICK STREET ASS | 1501 BROADWAY MANHATTAN, NY 10018 (40.75580301749829, -73.98645414075165) | CA342589Z | 7/6/05 | FEDERAL FST 125 | 1 | 5.25 | 1989 | 2024 |  | 21 to 26 years old | HEVE MEG 54 P | #6 | 33075 | 23152 | 4961 | 3473 | Yes | 2020 | Elevator Apartments | 3 | 436629 | 1 | 12 | 0 | 41 | 1926
1020880027 | 603 140 STREET Manhattan, NY 10031 (40.82337013633427, -73.95293636128899) | Con Edison | SOMBRO ASSOCIATES LP/METRO MGMT | ACQUISITION AMERICA X | 347 FIFTH AVE NEW YORK, NY 10016 (40.74821954900994, -73.9846663506232) | CA262388M | 7/5/05 | FEDERAL FST 125 | 1 | 5.32 | 1988 | 2023 |  | 21 to 26 years old | HEVE MEG 54 P | #6 | 33075 | 23152 | 4961 | 3473 | Yes | 2018 | Condominiums | 7 | 56628 | 1 | 6 | 56 | 56 | 1910
1014960001 | 1030 5 AVENUE Manhattan, NY 10028 (40.780380481848056, -73.96123041282482) | Con Edison | 1030 FIFTH AVENUE CORP. | 1030 5TH AVE CORP | 675 3 AVENUE NEW YORK, NY 10017 (40.75129610835038, -73.97404990585339) | CA070173Z | 7/5/05 | TITUSVILLE #T105 TICO | 1 | 5.6 | 1973 | 2010 |  | 36 - 40 year old | ST JOHNSON A53M SIZE 15D | #6 | 33000 | 23100 | 4950 | 3465 | Yes | 2016 | Walk-Up Apartments | 4 | 86666 | 1 | 13 | 18 | 18 | 1925 |  | YES
1013610049 | 400 50 STREET Manhattan, NY 10022 (40.75382767854446, -73.9661265668109) | Con Edison | PARCEL TWO COMPANY | PARCEL TWO CO | 271 MADISON AVENUE MANHATTAN, NY 10016 (40.75118848877702, -73.98044892459097) | CA075780N | 7/5/05 | FEDERAL FST-70 | 1 | 2.8 | 1980 | 2015 |  | 26 to 30 years old | INDUSTRIAL COMBUSTION DEG-42Y(P) | #6 | 33000 | 23100 | 4950 | 3465 |  |  | Elevator Apartments | 5 | 26610 | 1 | 6 | 47 | 51 | 1930
1022290001 | 541 211 STREET Manhattan, NY 10034 (40.867717340121715, -73.9186247615007) | Con Edison | PHILIP SAMAROO | ADD SAMAROO REALTY | 3206 OXFORD AVENUE BRONX, NY 10463 (40.884675850150984, -73.90927409226134) | CA230582J | 7/5/05 | FEDERAL FST 80 | 1 | 3.1 | 1982 | 2017 |  | 26 to 30 years old | ICI MMG 34 | #4 | 33000 | 23100 | 4785 | 3350 |  |  | Walk-Up Apartments | 10 | 45000 | 1 | 5 | 42 | 48 | 1926
1008710007 | 105 15 STREET Manhattan, NY 10003 (40.735199297094624, -73.98950897230657) | Con Edison | 105 EAST 15TH STREET CORP. | 105 E.15TH ST. CORP. | 770 LEXING AVE NEW YORK, NY 10021 (40.76851425537591, -73.96362286271633) | CA281994X | 7/4/05 | EASTMOND ESP-80 | 1 | 3.1 | 1994 | 2029 |  | 16 to 20 years old | HEVE MEG-34 (P) | #6 | 32850 | 22995 | 4928 | 3449 |  |  | Elevator Apartments | 2 | 37802 | 1 | 10 | 71 | 71 | 1900
1012240038 | 110 94 STREET Manhattan, NY 10025 (40.7916616007172, -73.96878401720774) | Con Edison | 110-118 OWNERS CORP. C\O METRO MOBILE REAL ESTATE | 110 OWNERS CORPORATIO | 244 PETTIT AVENUE BELLMORE, NY 11710 (40.66862135497597, -73.53091679218346) | CA122487N | 7/6/05 | FEDERAL FST 80 | 1 | 3.1 | 1987 | 2022 |  | 21 to 26 years old | I.C.I. ME 34P | #6 | 32850 | 22995 | 4928 | 3449 | Yes | 2014 | Elevator Apartments | 6 | 52990 | 1 | 6 | 37 | 37 | 1936 |  | YES
1015110008 | 115 82 STREET Manhattan, NY 10028 (40.77734326693378, -73.95843376560605) | Con Edison | 115 EAST 82 STREET COMPANY | 115-117 EAST REALTY L | 574 CEDARHURST NY 11516-0574 (40.63035943500745, -73.72995581741695) | CA389690L | 7/7/05 | FEDERAL FST 80 | 1 | 3.43 | 1990 | 2025 |  | 16 to 20 years old | HEVE MMG 34P | #6 | 32850 | 22995 | 4928 | 3449 | Yes | 2021 | Walk-Up Apartments | 4 | 50592 | 1 | 9 | 38 | 38 | 1919
1019220020 | 215 116 STREET Manhattan, NY 10026 (40.80352026512798, -73.95316945126315) | Con Edison | 11678 REALTY CO., LLC | 11678 REALTY CO LLC | 45 89TH ST NEW YORK, NY 10128-1229 (40.7825872246678, -73.95684527634569) | CA025488K | 7/7/05 | FEDERAL FST 80 | 1 | 3.4 | 1988 | 2023 |  | 21 to 26 years old | HEVE MMG 34 ( I.C.I. ) | #4 | 32850 | 22995 | 4763 | 3334 |  |  | Elevator Apartments | 9 | 39953 | 1 | 7 | 39 | 44 | 1910
1012470001 | 131 RIVERSIDE DRIVE Manhattan, NY 10024 (40.789499607225196, -73.9806827483186) | Con Edison | 131 RIVERSIDE APARTMENTS CORP. | 131 RIVERSIDE APART C | 1 DUPONT STREET PLAINVIEW, NY 11803 (40.79724276989748, -73.46616262891547) | CA359984J | 7/6/05 | FEDERAL FST-125 | 1 | 4.8 | 1984 | 2019 |  | 26 to 30 years old | ICI ME 54P | #6 | 32850 | 22995 | 4928 | 3449 | Yes | 2017 | Walk-Up Apartments | 6 | 124208 | 1 | 13 | 55 | 55 | 1909 |  | YES
1014070020 | 141 72 STREET Manhattan, NY 10021 (40.7702869724855, -73.96182006442359) | Con Edison | 141 E. 72nd ST. INC % GUMLEY HAFT | 141 EAST 72 STREET IN | 415 MADISON AVENUE NEW YORK, NY 10017 (40.756779530947306, -73.976317020908) | CB072806Z | 7/4/05 | BEST 5B - 90 (NEW) | 1 | 3 | 2006 | 2041 | DUAL FUEL | Fewer than 5 years old | HEVE (I.C.) MEG - 42P (NEW) | #6 | 32850 | 22995 | 4928 | 3449 | Yes | 2017 | Loft Buildings | 4 | 56126 | 1 | 15 | 15 | 16 | 1924 |  | YES
1020770055 | 550 146 STREET Manhattan, NY 10031 (40.826484741063894, -73.94856741545401) | Con Edison | 146 REALTY LLC | HARLEM 550-146 ASSOCI | 625 BROOKLYN NY 11230 (40.62192951023877, -73.96551106018723) | CA030494N | 7/7/05 | FEDERAL FST-80 | 1 | 3.08 | 1994 | 2029 |  | 16 to 20 years old | HEVE MMG-34 | #4 | 32850 | 22995 | 4763 | 3334 |  |  | Elevator Apartments | 7 | 12615 | 1 | 5 | 21 | 21 | 1920
1012120053 | 150 82 STREET Manhattan, NY 10024 (40.784492426422624, -73.97552417669417) | Con Edison | 150 WEST 82ND STC/O MANN RLTY ASSOC. | 150 W 82ND STREET REA | 1776 BROADWAY MANHATTAN, NY 10019 (40.76645897683454, -73.98182488729583) | CA349885P | 7/4/05 | ROCKMILLS M P 100 | 1 | 4.2 | 1985 | 2020 |  | 21 to 26 years old | HEVE MEG 42 P | #6 | 32850 | 22995 | 4928 | 3449 |  |  | Elevator Apartments | 6 | 49977 | 1 | 10 | 60 | 60 | 1926
1019080001 | 157 123 STREET Manhattan, NY 10027 (40.80716341778829, -73.94802107224461) | Con Edison | 157 WEST 123RD STREET HDFC | 157 W 123 STREET HDFC | 157 123 STREET MANHATTAN, NY 10027 (40.80716341778829, -73.94802107224461) | CA489387R | 7/4/05 | FEDERAL FST 80 | 1 | 3.1 | 1987 | 2022 |  | 21 to 26 years old | HEVE MEG 34 P | #6 | 32850 | 22995 | 4928 | 3449 |  |  | Elevator Apartments | 9 | 37875 | 1 | 7 | 51 | 54 | 1910
1014127501 | 170 78 STREET Manhattan, NY 10021 (40.76920532766377, -73.959183941086) | Con Edison | 170 E 78 ST/A.J.CLARKE MGT CO |  | 1881 BROADWAY MANHATTAN, NY 10023 (40.770928607320116, -73.98226555509018) | CA037284R | 7/6/05 | ROCKMILLS MP-100 | 1 | 4.2 | 1984 | 2019 |  | 26 to 30 years old | HEV-E DEG 42 P | #6 | 32850 | 22995 | 4928 | 3449 | Yes | 2022 | Elevator Apartments | 4 | 1520 | 1 | 9 | 34 | 35 | 1927 | YES
1015220041 | 170 94 STREET Manhattan, NY 10128 (40.784248721193755, -73.95122375366495) | Con Edison | 170 E. 94TH OWNERS, INC. | 170 E 94TH OWNERS INC | 207 25 STREET MANHATTAN, NY 10001 (40.74550749583839, -73.99494991143375) | CA122391Z | 7/4/05 | FEDERAL FST 80 | 1 | 3.1 | 1991 | 2026 |  | 16 to 20 years old | HEVE MEG 34 P | #6 | 32850 | 22995 | 4928 | 3449 |  |  | Elevator Apartments | 4 | 31620 | 1 | 6 | 42 | 42 | 1928
1003990044 | 185 3 STREET Manhattan, NY 10009 (40.7229719383725, -73.98360980944754) | Con Edison | 185 EAST VILLAGE APTS.,LLC | EAST VILLAGE APARTMEN | 20213 GREELEY SQUARE NEW YORK, NY 10001 (40.74912381773812, -73.98830936313921) | CA463887H | 7/5/05 | FEDERAL FST 80 | 1 | 3.1 | 1987 | 2022 |  | 21 to 26 years old | HEVE MMG 34 P | #4 | 32850 | 22995 | 4763 | 3334 |  |  | Walk-Up Apartments | 2 | 35550 | 1 | 6 | 43 | 43 | 1950
1012620024 | 21 46 STREET Manhattan, NY 10036 (40.75635398918683, -73.97971394821606) | Con Edison | 21 W46 ST CORP. | 21 WEST 46TH STREET | 700 ST LUCIE CRESCENT STUART, FL 34994 (27.193935876740397, -80.2600279467203) | CA003585P | 7/4/05 | FEDERAL FST-100 | 1 | 4.2 | 1985 | 2020 |  | 21 to 26 years old | HEV-E MEG-42-P | #6 | 32850 | 22995 | 4928 | 3449 | Yes | 2022 | Elevator Apartments | 3 | 75008 | 1 | 15 | 0 | 1 | 1929
1021520053 | 2400 AMSTERDAM AVENUE Manhattan, NY 10033 (40.8469303120163, -73.93175063670441) | Con Edison | 2400 AMSTERDAM REALTY CO. | 2400 AMSTERDAM AVE RL | 241 75 STREET MANHATTAN, NY 10021 (40.77132898530141, -73.9582410444508) | CA532485L | 7/5/05 | FEDERAL FST 70 | 1 | 2.9 | 1985 | 2020 |  | 21 to 26 years old | HEVE MMG 28 ( I.C.I. ) | #4 | 32850 | 22995 | 4763 | 3334 |  |  | Loft Buildings | 10 | 11700 | 1 | 5 | 12 | 15 | 1909
1009180035 | 242 38 STREET Manhattan, NY 10016 (40.74764316235213, -73.97494083933302) | Con Edison | 242 E. 38TH ST. TENANTS % J.J. GROGAN & ASSOC. | KNAPICH JOSEPH | 360 LEXINGTON AVENUE NEW YORK, NY 10017 (40.7504906605329, -73.97680280734616) | CB061507N | 7/6/05 | FEDERAL FST-90 (NEW) | 1 | 3 | 2007 | 2042 | DUAL FUEL | Fewer than 5 years old | HEVE (I.C.) MMG - 42P (NEW) | #4 | 32850 | 22995 | 4763 | 3334 |  |  | Elevator Apartments | 4 | 30662 | 1 | 6 | 40 | 44 | 1955
1018900028 | 308 103 STREET Manhattan, NY 10025 (40.79974116461869, -73.97015777939824) | Con Edison | 308 WEST 103RD STREET CORP. | 308 WEST 103 ST CORP | 820 SECOND AVE MANHATTAN, NY 10017 (40.75090969894791, -73.97140174497622) | CA152597L | 7/5/05 | FEDERAL FST-100 | 1 | 3.79 | 1997 | 2032 | DUAL FUEL | 11 to 15 years old | HEVE (ICI) DEG 42 P | #6 | 32850 | 22995 | 4928 | 3449 | Yes | 2020 | Walk-Up Apartments | 9 | 63550 | 1 | 13 | 73 | 73 | 1964 |  | YES
1012450080 | 316 84 STREET Manhattan, NY 10024 (40.787715493667505, -73.97924704173332) | Con Edison | 316 W. 84 ST%TUDOR RLTY. | 316 W 84 ST CORP | 250 PARK AVE MANHATTAN, NY 10003 (40.738333453173844, -73.9878407889095) | CA190897K | 7/5/05 | FEDERAL/EASTMOND FST-80 | 1 | 3.14 | 1997 | 2032 | DUAL FUEL | 11 to 15 years old | HEVE (ICI)DEG 42 Y | #6 | 32850 | 22995 | 4928 | 3449 | Yes | 2015 | Elevator Apartments | 6 | 51450 | 1 | 6 | 41 | 41 | 1949 |  | YES
1012480041 | 320 87 STREET Manhattan, NY 10024 (40.78981853161265, -73.9780639420928) | Con Edison | 320 W.87 ST LLC%TUDOR REALTY SERV. | 320 W 87TH STREET INC | 250 PARK AVE 4FL N Y 10003 (40.738333453173844, -73.9878407889095) | CB151501J | 7/6/05 | BEST 5B-80 | 1 | 3.36 | 2001 | 2036 | DUAL FUEL | 5 to 10 years old | HEVE (ICI) MMG-34 P | #4 | 32850 | 22995 | 4763 | 3334 | Yes | 2018 | Walk-Up Apartments | 6 | 57516 | 1 | 9 | 36 | 36 | 1912 |  | YES
1010460021 | 321 55 STREET Manhattan, NY 10019 (40.765714037364326, -73.9844411859189) | Con Edison | 321 WEST 55TH STREET APT.INC. | WEST 50TH ST ASSOC, L |  | CA192496Z | 7/4/05 | FEDERAL FST-80 | 1 | 3.08 | 1996 | 2031 | DUAL FUEL | 11 to 15 years old | HEVE (ICI)MMG-34 (P) | #4 | 32850 | 22995 | 4763 | 3334 |  |  | Elevator Apartments | 6 | 43243 | 1 | 8 | 36 | 36 | 1912
1013470018 | 345 54 STREET Manhattan, NY 10022 (40.75696008318539, -73.96563863687368) | Con Edison | 3454 E.54TH STR.OWNERS | 345 EAST 54TH OWNERS | 127 54TH STREET MANHATTAN, NY 10022 (40.75921817453743, -73.97101752965278) | CA225297Y | 7/5/05 | FEDERAL FST-70 | 1 | 2.94 | 1997 | 2032 | DUAL FUEL | 11 to 15 years old | HEVE (ICI) MMG-34 S | #4 | 32850 | 22995 | 4763 | 3334 |  |  | Elevator Apartments | 5 | 37732 | 1 | 7 | 59 | 59 | 1960
1020990029 | 3675 BROADWAY Manhattan, NY 10031 (40.83108425786003, -73.94719199594749) | Con Edison | 3675 BROADWAY ASSOCIATES/LEMILE & WOLF | 3675 REALTY ASSOCIATE | 5925 BROADWAY BRONX, NY 10463 (40.888406443876256, -73.899128719106) | CA282385P | 7/5/05 | FEDERAL NEW FST-100 | 1 | 4.2 | 1985 | 2020 |  | 21 to 26 years old | HEVEOIL ME 42 (P) | #6 | 32850 | 22995 | 4928 | 3449 | Yes | 2019 | Elevator Apartments | 7 | 67854 | 1 | 6 | 48 | 50 | 1920
1008770042 | 39 GRAMERCY PARK Manhattan, NY 10010 (40.7381813688487, -73.98551333129456) | Con Edison | 39 TENANTS CORP%MARK GREENBERG | 39 TENANTS CORP | 1981 MARCUS AVE (SUITE C-131 N Y 11042 (40.757798505692335, -73.69440156673153) | CB187002J | 7/7/05 | BEST (NEW) 5B-90 | 2 | 3.01 | 2002 | 2037 | DUAL FUEL | 5 to 10 years old | HEVE (NEW) I.C. DEG-42P | #6 | 32850 | 22995 | 4928 | 3449 | Yes | 2017 | Loft Buildings | 2 | 99238 | 1 | 17 | 92 | 95 | 1956 |  | YES
1021770091 | 455 FORT WASHINGTON AVENUE Manhattan, NY 10033 (40.85044666115084, -73.93847756548354) | Con Edison | 455 FT.WASHINGTON AVE.ASSOC. | 455 WASHINGTON AVENUE | 207 25th STREET MANHATTAN, NY 10001 (40.74550749583839, -73.99494991143375) | CA114881L | 7/6/05 | FEDERAL FST-80 | 1 | 3.4 | 1981 | 2016 |  | 26 to 30 years old | HEV-E MM-34-S | #4 | 32850 | 22995 | 4763 | 3334 |  |  | Elevator Apartments | 7 | 35514 | 1 | 6 | 32 | 32 | 1910
1008467501 | 5 17 STREET Manhattan, NY 10003 (40.73778521975364, -73.99185292975508) | Con Edison | 5 EAST 17 STREET REALTY CO. |  | 5 17 STREET MANHATTAN, NY 10003 (40.73778521975364, -73.99185292975508) | CA279491L | 7/6/05 | ROCKMILLS MP-70 | 1 | 2.84 | 1991 | 2026 |  | 16 to 20 years old | HEVE MEG-34 P | #6 | 32850 | 22995 | 4928 | 3449 |  |  | Condominiums | 2 | 49609 | 1 | 8 | 6 | 10 | 0
1018410052 | 50 106 STREET Manhattan, NY 10025 (40.798648228157774, -73.96152378526823) | Con Edison | 50 WEST 106 STREET, HDFC/DAVID ASSOC. | 101 W 106 LLC | 84 75 MAIN STREET BRIARWOOD, NY 11436 (40.67571820912809, -73.79646501494847) | CA277581X | 7/7/05 | FEDERAL # FST-100 | 1 | 4.2 | 1981 | 2016 |  | 26 to 30 years old | INDUSTRIAL COMBUSTION #MM-42-P | #4 | 32850 | 22995 | 4763 | 3334 |  |  | Elevator Apartments | 8 | 46416 | 1 | 16 | 63 | 63 | 1930
1012590033 | 516 5 AVENUE Manhattan, NY 10036 (40.75427316333753, -73.980296039846) | Con Edison | 516 FIFTH AVE PARTNER | 516 FIFTH AVENUE LLC | 757 THIRD AVENUE MANHATTAN, NY 10017 (40.75411128537223, -73.97200429073587) | CA258392N | 7/5/05 | FEDERAL FST 80 | 1 | 3.28 | 1992 | 2027 |  | 16 to 20 years old | HEVE MEG 34 P ( I.C.I. ) | #6 | 32850 | 22995 | 4928 | 3449 | Yes | 2019 | Elevator Apartments | 3 | 51627 | 1 | 14 | 0 | 25 | 1910
1018820051 | 528 111 STREET Manhattan, NY 10025 (40.80394849371031, -73.96422034972687) | Con Edison | 528 W.OWNERS CORP%APRAN ASSOC. | 528 WEST OWNERS CORP. | 279 231st STREET N Y 10463 (40.880419334248025, -73.9076260517666) | CB117000M | 7/4/05 | FEDERAL FST-80 | 1 | 3.43 | 2000 | 2035 | DUAL FUEL | 5 to 10 years old | HEVE/ICI DEG 42 P | #6 | 32850 | 22995 | 4928 | 3449 | Yes | 2022 | Walk-Up Apartments | 8 | 53085 | 1 | 8 | 41 | 41 | 1910 |  | YES
1021300036 | 530 174 STREET Manhattan, NY 10033 (40.84394751880779, -73.93511753309693) | Con Edison | 530 WEST 174 CORP | DIAGONAL REALTY LLC | 145 71 STREET NEW YORK, NY 10023 (40.77735875982961, -73.98078167374183) | CA222984M | 7/5/05 | FEDERAL FST-80 | 1 | 3.36 | 1984 | 2019 |  | 26 to 30 years old | HEVE MEG-34-P | #4 | 32850 | 22995 | 4763 | 3334 |  |  | Elevator Apartments | 10 | 21805 | 1 | 5 | 22 | 24 | 1912
1018820058 | 536 111 STREET Manhattan, NY 10025 (40.804037038794974, -73.9644318740958) | Con Edison | 536 OWNERS LTD | 536 OWNERS LTD | 1536 THIRD AVENUE MANHATTAN, NY 10028 (40.779166397108554, -73.95373006710048) | CA012192Z | 7/7/05 | FEDERAL FST-90 | 1 | 3.43 | 1992 | 2027 |  | 16 to 20 years old | I.C.I. MMG-42 (P) | #4 | 32850 | 22995 | 4763 | 3334 |  |  | Office Buildings | 8 | 47020 | 1 | 8 | 40 | 40 | 1910
1021690053 | 601 190 STREET Manhattan, NY 10040 (40.85495568757012, -73.92966571825765) | Con Edison | 601 AT 190 CO., LLC | 601 AT 190 COMPANY,LL | 369 62ND STREET MANHATTAN, NY 10021 (40.76920532766377, -73.959183941086) | CA383785R | 7/4/05 | FEDERAL FST-90 | 1 | 3.57 | 1985 | 2020 |  | 21 to 26 years old | I C I MEG-42P | #6 | 32850 | 22995 | 4928 | 3449 | Yes | 2019 | Elevator Apartments | 10 | 54288 | 1 | 6 | 40 | 45 | 1913
1020870041 | 608 139 STREET Manhattan, NY 10031 (40.822738495088565, -73.95351923992848) | Con Edison | 608-610 REALTY CORP. | 608-610 REALTY CORP | 369 62ND STREET MANHATTAN, NY 10021 (40.76920532766377, -73.959183941086) | CA060888N | 7/7/05 | FEDERAL FST 80 | 1 | 3.4 | 1988 | 2023 |  | 21 to 26 years old | I.C.I. MMG-34P | #4 | 32850 | 22995 | 4763 | 3334 | Yes | 2017 | Loft Buildings | 7 | 55670 | 1 | 6 | 48 | 51 | 1926
1022250020 | 610 204 STREET Manhattan, NY 10034 (40.86543651939698, -73.9221445905542) | Con Edison | 610 REALTY CO MILLER & MILLER | 610 W. 204TH REALTYCO | 295 MADISON AVENUE MANHATTAN, NY 10017 (40.75245225004416, -73.9795044549929) | CA186780P | 7/6/05 | FEDERAL FST 80 | 1 | 3.4 | 1980 | 2015 |  | 26 to 30 years old | ICI MEG 34S | #6 | 32850 | 22995 | 4928 | 3449 |  |  | Elevator Apartments | 10 | 35000 | 1 | 5 | 48 | 48 | 1927
1020880106 | 618 142 STREET Manhattan, NY 10031 (40.824682441430575, -73.95232957371974) | Con Edison | 618 EQUILTY CORP. | 618 EQUITY CORP | 369 62ND STREET MANHATTAN, NY 10021 (40.76920532766377, -73.959183941086) | CA427887J | 7/7/05 | FEDERAL FST 80 | 1 | 2.9 | 1987 | 2022 |  | 21 to 26 years old | HEVE MMG 34 P | #4 | 32850 | 22995 | 4763 | 3334 |  |  | Educational Structures | 7 | 42270 | 1 | 6 | 44 | 45 | 1915
1021680036 | 620 189 STREET Manhattan, NY 10040 (40.8545046259467, -73.9306190463616) | Con Edison | 620 WEST 189 TRUST | FEMA TRUST | 800098 EMLHURST NY 11380 (40.743244000110565, -73.88406599964611) | CA145181M | 7/7/05 | FEDERAL FST 80 | 1 | 3.4 | 1981 | 2016 |  | 26 to 30 years old | HEVE MEG 42-P | #6 | 32850 | 22995 | 4928 | 3449 |  |  | Elevator Apartments | 10 | 32600 | 1 | 5 | 47 | 48 | 1924
1011950010 | 35 81 STREET Manhattan, NY 10024 (40.78249249952808, -73.97272749660554) | Con Edison | 81 DWELLERS/WALTER&SAMUELS | BERGEL 81ST COMPANY | 35 81 STREET NEW YORK, NY 10024 (40.782826637767755, -73.97358709750745) | CA249588K | 7/7/05 | FEDERAL FST 100 | 1 | 4.2 | 1988 | 2023 |  | 21 to 26 years old | ICI MEG 42P | #6 | 32850 | 22995 | 4928 | 3449 | Yes | 2015 | Elevator Apartments | 6 | 69707 | 1 | 12 | 72 | 72 | 1914 |  | YES
1015190067 | 108 91 STREET Manhattan, NY 10128 (40.78312684197519, -73.95441423853394) | Con Edison | 91 STREET TENANTS CORP. | 91ST ST TENANTS CORP | 129 09 26 AVENUE FLUSHING, NY 11354 (40.76862022064671, -73.82719028070687) | CA318892L | 7/6/05 | FEDERAL FST - 80 | 1 | 3.14 | 1992 | 2027 |  | 16 to 20 years old | HEVE MMG 30 P | #4 | 32850 | 22995 | 4763 | 3334 |  |  | Walk-Up Apartments | 4 | 41600 | 1 | 9 | 38 | 42 | 1928
1021700356 | 96 WADSWORTH TERRACE Manhattan, NY 10040 (40.85730848823442, -73.92991601976462) | Con Edison | 96 WADSWORTH LLC | 96 WADSWORTH LLC | 4419 3rd AVE BRONX, NY 10457 (40.851774707424624, -73.89313516487118) | CA027689X | 7/5/05 | ROCKMILLS MP 80 | 1 | 3.1 | 1989 | 2024 |  | 21 to 26 years old | HEVE MM-34P | #4 | 32850 | 22995 | 4763 | 3334 |  |  | Walk-Up Apartments | 10 | 35470 | 1 | 5 | 42 | 42 | 1922
1014960006 | 3 84 STREET Manhattan, NY 10028 (40.78016379428803, -73.96120497985308) | Con Edison | ABC REALTY | 3 EAST 84TH ST CORP | 152 57TH ST MANHATTAN, NY 10019 (40.76492963045104, -73.97870228969026) | CA321592R | 7/6/05 | FEDERAL FST 80 | 1 | 3.28 | 1992 | 2027 |  | 16 to 20 years old | HEVE MMG 34 (P) | #6 | 32850 | 22995 | 4928 | 3449 |  |  | Elevator Apartments | 4 | 33911 | 1 | 9 | 11 | 12 | 1928
1021770163 | 854 180 STREET Manhattan, NY 10033 (40.85024258729642, -73.94008293316385) | Con Edison | ABC REALTY/CO./CABRINI MGMT. | CABRINI MANAGEMENT SS | 152 57TH ST MANHATTAN, NY 10019 (40.76492963045104, -73.97870228969026) | CA244787K | 7/6/05 | ROCKMILLS MP 90 | 1 | 3.6 | 1987 | 2022 |  | 21 to 26 years old | HEVE MEG 42 P | #6 | 32850 | 22995 | 4928 | 3449 |  |  | Elevator Apartments | 7 | 46530 | 1 | 6 | 48 | 48 | 1910
1008800014 | 121 24 STREET Manhattan, NY 10010 (40.74044023165273, -73.9848228910483) | Con Edison | ADAMS & CO. RL.ESTATE INC. | EVERS HAAS, KATHRYN | 411 5 AVENUE MANHATTAN, NY 10016 (40.75048701759414, -73.9831019245774) | CA282485M | 7/5/05 | FEDERAL FST-100 | 1 | 4.2 | 1985 | 2020 |  | 21 to 26 years old | S T JOHNSON FD68 AHM SIZE 100 | #6 | 32850 | 22995 | 4928 | 3449 | Yes | 2020 | Elevator Apartments | 2 | 58744 | 1 | 12 | 0 | 11 | 1913
1022150225 | 1 ADRIAN AVENUE Manhattan, NY 10463 (40.8757247564173, -73.91276235475729) | Con Edison | ADRIAN REALTY LLC | 1 ADRIAN LLC | 1920 NEW YORK, NY 10116 (40.8110019996426, -73.95309800037239) | CA287185N | 7/5/05 | ROCKMILLS MP 90 | 1 | 3.4 | 1985 | 2020 |  | 21 to 26 years old | HEV-E MMG 34 P | #4 | 32850 | 22995 | 4763 | 3334 |  |  | Elevator Apartments | 10 | 32060 | 1 | 5 | 52 | 52 | 1924
1021670010 | 644 185 STREET Manhattan, NY 10033 (40.85220981151137, -73.93327944121302) | Con Edison | AIDALENA REALTY CORP. | AIDALENA RLTY CORP. | 188 GLENOAKS NY 11004 (40.74323783435864, -73.71201500019208) | CA383685J | 7/4/05 | ROCKMILLS M P 80 | 1 | 3.1 | 1985 | 2020 |  | 21 to 26 years old | ICI MMG34P | #4 | 32850 | 22995 | 4763 | 3334 |  |  | Elevator Apartments | 10 | 34668 | 1 | 6 | 49 | 49 | 1940
1015160032 | 177 87 STREET Manhattan, NY 10128 (40.779699487963384, -73.95391913351537) | Con Edison | ALLIED THIRD AVENUE | ALLIED THIRD AVENUE, | 1556 THIRD AVENUE NEW YORK, NY 10128 (40.779741092714346, -73.95333981557869) | CA116089R | 7/6/05 | ROCKMILLS MP80 | 1 | 3.08 | 1989 | 2024 |  | 21 to 26 years old | HEVE MMG 34P | #4 | 32850 | 22995 | 4763 | 3334 | Yes | 2016 | Elevator Apartments | 5 | 67500 | 1 | 6 | 0 | 38 | 1915
1021790112 | 115 CABRINI BOULEVARD Manhattan, NY 10033 (40.852047454363, -73.9399704400522) | Con Edison | ARGO MANAGEMENT | 111-127 CABRINI APART | 50 17TH STREET NEW YORK, NY 10011 (40.73891274307704, -73.99459526011185) | CA042894K | 7/7/05 | FEDERAL FST-80 | 1 | 3.43 | 1994 | 2029 |  | 16 to 20 years old | HEVE MMG-34 (P) | #4 | 32850 | 22995 | 4763 | 3334 |  |  | Elevator Apartments | 7 | 39708 | 1 | 6 | 39 | 39 | 1927
1012207501 | 129 89 STREET Manhattan, NY 10024 (40.78879708101881, -73.97158716965045) | Con Edison | BAKEMAN,LYNN | JACK FISHMAN | 50 ABBEY PLACE YONKERS, NY 10701 (40.95738363905149, -73.89104071703308) | CA390987K | 7/6/05 | ROCKMILLS MP80 | 1 | 3.1 | 1987 | 2022 |  | 21 to 26 years old | HEVE MMG 34 P | #4 | 32850 | 22995 | 4763 | 3334 |  |  | Elevator Apartments | 6 | 27147 | 1 | 6 | 47 | 47 | 1900
1013630020 | 455 51 STREET Manhattan, NY 10022 (40.75391999979635, -73.96425008365449) | Con Edison | BEEKMAN TERRACE INC % C.H. GREENTHAL | BEEKMAN TERRACE INC | 4 PARK AVENUE NEW YORK, NY 10016 (40.74650915812013, -73.98194367109245) | CB500305L | 7/4/05 | ROCKMILLS MP-90 (NEW) | 1 | 3.01 | 2005 | 2040 | DUAL FUEL | 5 to 10 years old | HEVE (I.CI) MEG-42P (NEW) | #6 | 32850 | 22995 | 4928 | 3449 |  |  | Walk-Up Apartments | 5 | 47242 | 1 | 6 | 38 | 38 | 1930
1021300022 | 555 173 STREET Manhattan, NY 10032 (40.843771043091586, -73.93656105972059) | Con Edison | BO WAH REALTY CORP. | BO WAH RLTY CORP | 88 21A 53 AVENUE ELMHURST, NY 11373 (40.73871040256307, -73.87835115518163) | CA222483Y | 7/6/05 | FEDERAL FST-90 | 1 | 3.4 | 1983 | 2018 |  | 26 to 30 years old | IND. COMB. MEG -34P | #6 | 32850 | 22995 | 4928 | 3449 |  |  | Walk-Up Apartments | 10 | 45426 | 1 | 6 | 55 | 55 | 1912
1021220058 | 561 163 STREET Manhattan, NY 10032 (40.83747444090435, -73.94127817515901) | Con Edison | BPII-3900 BROADWAY LLC | BPII-3900 BROADWAY,LL | 31 10 37 AVENUE LONG ISLAND CITY, NY 11101 (40.74570244980828, -73.93866902925225) | CA315391J | 7/5/05 | FEDERAL FST-80 | 1 | 3.4 | 1991 | 2026 |  | 16 to 20 years old | HEVEOIL MMG-34 | #4 | 32850 | 22995 | 4763 | 3334 |  |  | Elevator Apartments | 10 | 49576 | 1 | 6 | 27 | 32 | 1925
1018200017 | 131 110 STREET Manhattan, NY 10026 (40.79865187491651, -73.95335395266889) | Con Edison | CENTRAL PARK NORTH LLC | PARK NORTH ASSOCIATES | 630103 LITTLE NECK NY 11363 (40.772398418252465, -73.74679788741253) | CA332090K | 7/7/05 | ROCKMILLS MP 80 | 1 | 3.43 | 1990 | 2025 |  | 16 to 20 years old | HEVE MEG 34P | #6 | 32850 | 22995 | 4928 | 3449 |  |  | Elevator Apartments | 9 | 47446 | 1 | 6 | 45 | 48 | 1920
1011950048 | 32 82 STREET Manhattan, NY 10024 (40.78307302188068, -73.9721656446058) | Con Edison | CENTURY OPERATING CORP. | 3282 OWNERS, INC. | 4 PARK AVENUE MANHATTAN, NY 10016-5339 (40.74650915812013, -73.98194367109245) | CA005686N | 7/6/05 | ROCKMILLS MP80 | 1 | 3.1 | 1986 | 2021 |  | 21 to 26 years old | I.C.I. MEG-34P | #6 | 32850 | 22995 | 4928 | 3449 | Yes | 2015 | Walk-Up Apartments | 6 | 55120 | 1 | 9 | 57 | 57 | 1926 |  | YES
1007530051 | 320 30 STREET Manhattan, NY 10001 (40.75006130009778, -73.99630162861854) | Con Edison | CHELSEA TOWN COMPANY | CHELSEA TOWN, | 300 55 STREET MANHATTAN, NY 10019 (40.76543669712509, -73.98393298423655) | CA393784Y | 7/7/05 | FEDERAL FST-100 | 1 | 4.1 | 1984 | 2019 |  | 26 to 30 years old | HEVE MEG-42P | #6 | 32850 | 22995 | 4928 | 3449 | Yes | 2013 | Walk-Up Apartments | 3 | 62824 | 1 | 7 | 67 | 68 | 1964
1006100060 | 1 CHRISTOPHER STREET Manhattan, NY 10014 (40.73402942445796, -73.99997320584708) | Con Edison | CHRISTOPHER REALTY | 1 CHRISTOPHER REALTY, | 1 CHRISTOPHER STREET MANHATTAN, NY 10014 (40.73402942445796, -73.99997320584708) | CA173796R | 7/6/05 | BEST 4C-175 | 2 | 6.44 | 1996 | 2031 | DUAL FUEL | 11 to 15 years old | HEVE (I.C.)DEG-83P | #6 | 32850 | 22995 | 4928 | 3449 | Yes | 2020 | Elevator Apartments | 3 | 102354 | 1 | 16 | 127 | 134 | 1931
1011970050 | 36 84 STREET Manhattan, NY 10024 (40.78437081522313, -73.97130318609213) | Con Edison | CITADEL MGMT INC. | 36 W 84TH ST APT CORP | 127 59 ST MANHATTAN, NY 10022 (40.76241654818314, -73.96854870758665) | CA546286X | 7/6/05 | FEDERAL FST-80 | 1 | 3.1 | 1986 | 2021 |  | 21 to 26 years old | HEVEOIL MEG-34 P | #6 | 32850 | 22995 | 4928 | 3449 |  |  | Elevator Apartments | 6 | 42814 | 1 | 9 | 27 | 27 | 1924
1005800019 | 163 VARICK STREET Manhattan, NY 10013 (40.72696974652797, -74.00557598208962) | Con Edison | COLONIAL HARDWARE CORP. | LOREL 163 VARICK, LLC | 619 54TH MANHATTAN, NY 10019 (40.76859990048844, -73.99325240018302) | CA293981P | 7/5/05 | KEELER - UNKNOWN | 1 | 5.88 | 1981 | 2016 |  | 26 to 30 years old | HEV-E MMG -34-S | #4 | 32850 | 22995 | 4763 | 3334 |  |  | Churches, Synagogues, etc. | 3 | 45000 | 1 | 6 | 0 | 7 | 1925
1019900033 | 47 CLAREMONT AVENUE Manhattan, NY 10027 (40.8100131427135, -73.96373952128658) | Con Edison | COLUMBIA UNIVERSITY | TRUSTEES OF COLUMBIA | 400 119 STREET MANHATTAN, NY 10027 (40.808041658732606, -73.9580165248943) | CA280483J | 7/6/05 | FEDERAL FST-70 | 1 | 2.8 | 1983 | 2018 |  | 26 to 30 years old | HEVEOIL MEG 34-P | #6 | 32850 | 22995 | 4928 | 3449 |  |  | Walk-Up Apartments | 9 | 26302 | 1 | 6 | 0 | 1 | 1920
1004210078 | 42 RIVINGTON STREET Manhattan, NY 10002 (40.72089932283018, -73.99106092453673) | Con Edison | DANMOR REALTY CORP | DANMOR REALTY CORP | 114 04 ATLANTIC AVENUE JAMAICA, NY 11419 (40.68871379040917, -73.82288833053201) | CA278891X | 7/4/05 | FEDERAL MMG-70 | 1 | 2.9 | 1991 | 2026 |  | 16 to 20 years old | I.C.I.MMG-28 | #4 | 32850 | 22995 | 4763 | 3334 |  |  | Condominiums | 1 | 19038 | 1 | 6 | 30 | 33 | 1900
1021270051 | 501 170 STREET Manhattan, NY 10032 (40.84111785385816, -73.93606672924285) | Con Edison | DAP PROPERTIES INC. | HIGHBRIDGE PARK PARTN | 501 170 STREET MANHATTAN, NY 10032 (40.84111785385816, -73.93606672924285) | CA137487P | 7/6/05 | FEDERAL FST 90 | 1 | 3.4 | 1987 | 2022 |  | 21 to 26 years old | HEVE MMG 42 P | #6 | 32850 | 22995 | 4928 | 3449 |  |  | Walk-Up Apartments | 10 | 24624 | 1 | 6 | 30 | 31 | 1911
1021330076 | 248 AUDUBON AVENUE Manhattan, NY 10033 (40.84662454252634, -73.9338910231341) | Con Edison | DIAMOND CLOVE INC. | DIAMOND CLOVE, INC | 115 VERMILYEA AVENUE MANHATTAN, NY 10034 (40.86637365428976, -73.92166024353565) | CA545286L | 7/6/05 | FEDERAL FST-80 | 1 | 3.4 | 1986 | 2021 |  | 21 to 26 years old | HEVEOIL MMG-34 P | #4 | 32850 | 22995 | 4763 | 3334 |  |  | Elevator Apartments | 10 | 43932 | 1 | 6 | 37 | 37 | 1920
1012900028 | 59 54 STREET Manhattan, NY 10022 (40.760114048492284, -73.97311940160624) | Con Edison | DIGBY MANAGEMENT CO. | 54 ASSOCIATES, | 59 54 STREET MANHATTAN, NY 10022 (40.760114048492284, -73.97311940160624) | CA190294L | 7/4/05 | FEDERAL FST-80 | 1 | 3.22 | 1994 | 2029 |  | 16 to 20 years old | S.T. JOHNSON FD 68 CAJ. SIZE 75 | #6 | 32850 | 22995 | 4928 | 3449 |  |  | Walk-Up Apartments | 3 | 42214 | 1 | 9 | 0 | 36 | 1923
1022300027 | 509 212 STREET Manhattan, NY 10034 (40.86776259186043, -73.91680196525361) | Con Edison | E &N REALTY LLC | MILBANK 509 WEST 212, | 700 END AVENUE MANHATTAN, NY 10025 (40.79685012763133, -73.96372581059762) | CA439484N | 7/7/05 | ROCKMILLS MP 90 | 1 | 3.8 | 1984 | 2019 |  | 26 to 30 years old | HEVE MEG-42-P | #4 | 32850 | 22995 | 4763 | 3334 |  |  | Elevator Apartments | 10 | 37940 | 1 | 5 | 44 | 44 | 1922
1021360225 | 652 163 STREET Manhattan, NY 10032 (40.83863015290522, -73.94416468554704) | Con Edison | EMPIRE MANAGEMENT AMERICA CORP. | ACQUISITION AMERICA V | 347 5 AVENUE NEW YORK, NY 10016 (40.74821954900994, -73.9846663506232) | CA389786X | 7/6/05 | FEDERAL FST 100 | 1 | 4.2 | 1986 | 2021 |  | 21 to 26 years old | HEVEOIL MEG42 P | #6 | 32850 | 22995 | 4928 | 3449 | Yes | 2016 | Elevator Apartments | 7 | 59274 | 1 | 6 | 54 | 54 | 1923
1008610075 | 315 5 AVENUE Manhattan, NY 10016 (40.74697966167986, -73.98561103303916) | Con Edison | FINE INTERNATIONAL | AJ CLARKE RE CORP | 315 5 AVENUE MANHATTAN, NY 10016 (40.74697966167986, -73.98561103303916) | CA330983Z | 7/6/05 | FEDERAL FST-80 | 1 | 3.3 | 1983 | 2018 |  | 26 to 30 years old | HEV-E MEG 34 P | #6 | 32850 | 22995 | 4928 | 3449 | Yes | 2021 | Elevator Apartments | 3 | 56000 | 1 | 11 | 0 | 76 | 1907
1021800027 | 524 FORT WASHINGTON AVENUE Manhattan, NY 10033 (40.85290181029086, -73.93757824345425) | Con Edison | FORT TRYON JEWISH CENTER | FORT TRYON TOWER SPE | 524 FT WASHINGTON AVENUE MANHATTAN, NY 10033 (40.85290181029086, -73.93757824345425) | CA231991P | 7/5/05 | FEDERAL FLW 1033 (EXG) | 1 | 3.4 | 1991 | 2026 |  | 16 to 20 years old | HEVEOIL (I.C.) MMG 34 P | #4 | 32850 | 22995 | 4763 | 3334 |  |  | Elevator Apartments | 7 | 24839 | 1 | 6 | 0 | 2 | 1959
1011200029 | 75 CENTRAL PARK Manhattan, NY 10023 (40.773403293941534, -73.97806212159111) | Con Edison | FREDERICK J. RUDD. | RUDD FRED | 641 LEXINGTON AVE MANHATTAN, NY 10022 (40.75912465400864, -73.97040202325856) | CA007396Y | 7/6/05 | EASTMOND/FEDERAL FST-100 | 2 | 4.2 | 1996 | 2031 | DUAL FUEL | 11 to 15 years old | INDUSTRIAL COMBUSTION DEG-42-P | #6 | 32850 | 22995 | 4928 | 3449 | Yes | 2020 | Elevator Apartments | 6 | 117150 | 1 | 15 | 58 | 61 | 1929 |  | YES
1022430395 | 65 PARK TERRACE Manhattan, NY 10034 (40.870549920291886, -73.91641915727146) | Con Edison | G.D.A.REALTY CORP | G D A REALTY CORP | 92 45 56 AVENUE ELMHURST, NY 11373 (40.73871040256307, -73.87835115518163) | CA044287H | 7/6/05 | FEDERAL FLR 1033 | 1 | 3.4 | 1987 | 2022 |  | 21 to 26 years old | HEVE MEG 34 P | #6 | 32850 | 22995 | 4928 | 3449 |  |  | Office Buildings | 7 | 39000 | 1 | 6 | 40 | 40 | 1960
1005847501 | 83 BARROW STREET Manhattan, NY 10014 (40.731614818375306, -74.00624831843913) | Con Edison | GOODMAN MANAGEMENT CO. INC | Z H CONTROL CO | 12 DESBROSSES STREET NEW YORK, NY 10013 (40.72337720283828, -74.00876439254255) | CA061888H | 7/7/05 | FEDERAL FST 125 | 1 | 5.7 | 1988 | 2023 |  | 21 to 26 years old | INDUSTRIAL COMBUSTION MMG 54 P | #4 | 32850 | 22995 | 4763 | 3334 | Yes | 2014 | Elevator Apartments | 3 | 114763 | 3 | 6 | 169 | 170 | 1925 | YES
1005847501 | 63 MORTON STREET Manhattan, NY 10014 (40.730941333749016, -74.00645516958332) | Con Edison | GOODMAN MANAGEMENT CO., INC. | Z H CONTROL CO | 12 DESBROSSES ST NEW YORK, NY 10013 (40.72337720283828, -74.00876439254255) | CA061588X | 7/7/05 | FEDERAL FST 125 | 1 | 5.3 | 1988 | 2023 |  | 21 to 26 years old | INDUSTRIAL COMBUSTION MMG 54 P | #4 | 32850 | 22995 | 4763 | 3334 | Yes | 2014 | Elevator Apartments | 3 | 114763 | 3 | 6 | 169 | 170 | 1925 | YES
1011187501 | 29 65 STREET Manhattan, NY 10023 (40.77217042950943, -73.98004433041068) | Con Edison | JADAM EQUITIES LTD | ROBIN COURT CONDOMINI | 29 BARSTOW ROAD GREAT NECK, NY 11021 (40.78984616584543, -73.72521707458091) | CA096881P | 7/5/05 | FEDERAL FST-100 | 1 | 4.2 | 1981 | 2016 |  | 26 to 30 years old | INDUSTRIAL COMBUSTION #DEG-42-P | #6 | 32850 | 22995 | 4928 | 3449 |  |  | Elevator Apartments | 6 | 33307 | 1 | 6 | 54 | 54 | 1939
1020880080 | 617 141 STREET Manhattan, NY 10031 (40.824107234314134, -73.9527431285321) | Con Edison | JEFFERSON ASSOCIATES | PINNACLE HAMILTON LL | 19020 NY NY 10016 (40.745242969987146, -73.97823298586354) | CA285883L | 7/6/05 | ROCKMILLS MP-70 | 1 | 2.8 | 1983 | 2018 |  | 26 to 30 years old | HEV-E-OIL MEG-34 (P) | #6 | 32850 | 22995 | 4928 | 3449 |  |  | Office Buildings | 7 | 42270 | 1 | 6 | 42 | 42 | 1914
1011860091 | 316 79 STREET Manhattan, NY 10018 (40.756840774582145, -73.99669149981281) | Con Edison | KELMSCOTT APTS. INC. % MIDBORO MGT | KELMSCOTT APTS INC | 148 37 STREET NEW YORK, NY 10017 (40.59588215140257, -73.99172514802936) | CB195406J | #N/A | ROCKMILLS MP - 100 (EXSTG) | 1 | 3.3 | 2006 | 2041 | DUAL FUEL | Fewer than 5 years old | HEVE IC DEG - 42P (NEW) | #6 | 32850 | 22995 | 4928 | 3449 | Yes | 2016 | Walk-Up Apartments | 6 | 58266 | 1 | 12 | 25 | 25 | 1910 |  | YES
1021550091 | 501 183 STREET Manhattan, NY 10033 (40.84935557363735, -73.93004955487649) | Con Edison | KING DAVID REALTY CO. | NEW HEIGHTS ASSOCIATE | 39 WYKAGAL STATION NEW ROCHELLE, NY 10804 (40.940782243246865, -73.79650931541907) | CA136891M | 7/4/05 | FEDERAL FST-80 | 1 | 3.4 | 1991 | 2026 |  | 16 to 20 years old | HEVE (I.C.) MMG-34-P | #4 | 32850 | 22995 | 4763 | 3334 |  |  | Elevator Apartments | 10 | 36810 | 1 | 6 | 43 | 43 | 1930
1021300029 | 165 AUDUBON AVENUE Manhattan, NY 10033 (40.84379167813404, -73.93595946380151) | Con Edison | MAEL EQUITIES/KOENIGSBERG | JMM AUDUBON INC | 5027 LIC NY 11105 (40.780092072491186, -73.90960650023976) | CA351386N | 7/6/05 | FEDERAL FST-80 | 1 | 3.1 | 1986 | 2021 |  | 21 to 26 years old | HEVEOIL MMG-34 P | #4 | 32850 | 22995 | 4763 | 3334 |  |  | Factory & Industrial Buildings | 10 | 41964 | 1 | 6 | 42 | 42 | 1906
1018707503 | 251 98 STREET Manhattan, NY 10025 (40.79622971808985, -73.97138687605916) | Con Edison | MAJESTIC PROPERTY MGMT |  | 60 CUTTTERMILL ROAD GREAT NECK, NY 11021 (40.78585735300652, -73.73112088518786) | CA336991X | 7/5/05 | FEDERAL FST 80 | 1 | 3.1 | 1991 | 2026 |  | 16 to 20 years old | ICI MEG 34P | #4 | 32850 | 22995 | 4763 | 3334 |  |  | Elevator Apartments | 9 | 32868 | 1 | 10 | 32 | 32 | 1912
1011480056 | 158 77 STREET Manhattan, NY 10024 (40.78145372246345, -73.97848550225933) | Con Edison | MIDBORO MANAGEMENT CO | 160 W.77 ST.OWNERS CO | 148 37TH ST MANHATTAN, NY 10018 (40.75251096987246, -73.98836465376176) | CA007589K | 7/5/05 | ROCKMILLS MP80 | 1 | 3.4 | 1989 | 2024 |  | 21 to 26 years old | HEVE MMG34P | #4 | 32850 | 22995 | 4763 | 3334 | Yes | 2018 | Elevator Apartments | 6 | 53427 | 1 | 9 | 45 | 45 | 1927 |  | YES
1021530057 | 561 180 STREET Manhattan, NY 10033 (40.84827645980675, -73.93332389004718) | Con Edison | MILBROOK PROPERTIES | PIKUS, RUBIN | 42 BAYVIEW AVENUE MANHASSET, NY 11030 (40.799023427515465, -73.70257640397784) | CA245287Z | 7/6/05 | ROCKMILLS MP 90 | 1 | 3.7 | 1987 | 2022 |  | 21 to 26 years old | I.C.I. MMG-42P | #4 | 32850 | 22995 | 4763 | 3334 | Yes | 2013 | Elevator Apartments | 10 | 51479 | 1 | 6 | 40 | 44 | 1907
1021300017 | 550 174 STREET Manhattan, NY 10033 (40.84419896549696, -73.93571289804058) | Con Edison | NYC REALTY CO. CORP. | NYC 174TH REALTY COCO | 130 PONDFIELD ROAD BRONXVILLE, NY 10708 (40.938419912915144, -73.83241818760206) | CA579086M | 7/4/05 | FEDERAL FST 80 | 1 | 3.1 | 1986 | 2021 |  | 21 to 26 years old | HEVE ME 34 P | #6 | 32850 | 22995 | 4928 | 3449 |  |  | Walk-Up Apartments | 10 | 21815 | 1 | 5 | 25 | 28 | 1950
1008260013 | 43 24 STREET Manhattan, NY 10010 (40.74127334898511, -73.98681881680423) | Con Edison | OLMSTEAD PROPERTIES./4324 CO. | JONATHAN P ROSEN | 575 8TH AVENUE MANHATTAN, NY 10018 (40.754911681978285, -73.99150159233108) | CA395686J | 7/5/05 | FEDERAL FST 80 | 1 | 3.4 | 1986 | 2021 |  | 21 to 26 years old | HEVEOIL DEG 42 P ( I.C.I. ) | #6 | 32850 | 22995 | 4928 | 3449 | Yes | 2016 | Elevator Apartments | 3 | 63214 | 1 | 12 | 0 | 14 | 1912
1022390017 | 97 SEAMAN AVENUE Manhattan, NY 10034 (40.86837014919479, -73.92434022318298) | Con Edison | OWNER/AGENT | SEAMEN AUDOBON CORP, | 97 SEAMAN AVENUE MANHATTAN, NY 10034 (40.86837014919479, -73.92434022318298) | CA194182P | 7/5/05 | FEDERAL FST 80 | 1 | 3.4 | 1982 | 2017 |  | 26 to 30 years old | HEVE DE-42S | #6 | 32850 | 22995 | 4928 | 3449 |  |  | Elevator Apartments | 7 | 37710 | 1 | 5 | 48 | 49 | 1930
1008040057 | 130 29 STREET Manhattan, NY 10001 (40.747020967928464, -73.9909978872648) | Con Edison | PAUL PROPERTIES | 130-132 WEST 29TH STR | 130 29 STREET MANHATTAN, NY 10001 (40.747020967928464, -73.9909978872648) | CA314687Y | 7/7/05 | FEDERAL FST 80 | 1 | 3.4 | 1987 | 2022 |  | 21 to 26 years old | HEVE AM 5 CM | #4 | 32850 | 22995 | 4763 | 3334 |  |  | Elevator Apartments | 3 | 47579 | 1 | 12 | 0 | 11 | 1914
1018820047 | 526 111 STREET Manhattan, NY 10025 (40.803926357454664, -73.9641674686717) | Con Edison | PERLE MANAGEMENT. | BMI REALTY | 250 57 MANHATTAN, NY 10107 (40.7664130001599, -73.98220499996074) | CA451987R | 7/7/05 | FEDERAL FST 80 | 1 | 3.4 | 1987 | 2022 |  | 21 to 26 years old | HEVE MMG 34 P | #4 | 32850 | 22995 | 4763 | 3334 |  |  | Condominiums | 8 | 43145 | 1 | 6 | 44 | 44 | 1925
1021370145 | 601 164 STREET Manhattan, NY 10032 (40.838521463254914, -73.9418290604167) | Con Edison | PRESBYTERIAN SYSTEMS CORP. | ROYAL CHARTER PROPERT | 600 165 STREET MANHATTAN, NY 10032 (40.83923808325091, -73.94130524398712) | CA003684K | 7/4/05 | FEDERAL FST-100 | 1 | 4.2 | 1984 | 2019 |  | 26 to 30 years old | IRON FIREMAN AG06-4.2RK | #4 | 32850 | 22995 | 4763 | 3334 | Yes | 2017 | Elevator Apartments | 10 | 58104 | 1 | 6 | 54 | 59 | 1915
1021370174 | 626 165 STREET Manhattan, NY 10032 (40.83972346235021, -73.942243948849) | Con Edison | PRESBYTERIAN SYSTEMS CORP. | ROYAL CHARTER PROPERT | 600 165 STREET MANHATTAN, NY 10032 (40.83923808325091, -73.94130524398712) | CA121584K | 7/6/05 | FEDERAL FST-90 | 1 | 3.8 | 1984 | 2019 |  | 26 to 30 years old | IRON FIREMAN AGO-6-4.2RK | #4 | 32850 | 22995 | 4763 | 3334 | Yes | 2017 | Elevator Apartments | 10 | 77525 | 3 | 5 | 135 | 136 | 1930
1021370190 | 600 165 STREET Manhattan, NY 10032 (40.83923808325091, -73.94130524398712) | Con Edison | PRESBYTERIAN SYSTEMS CORP. | ROYAL CHARTER PROPERT | 600 165TH STREET MANHATTAN, NY 10032 (40.83923808325091, -73.94130524398712) | CA003784H | 7/5/05 | FEDERAL FST 100 | 1 | 4.2 | 1984 | 2019 |  | 26 to 30 years old | IRON FIREMAN AG06-4.2RK | #4 | 32850 | 22995 | 4763 | 3334 | Yes | 2017 | Elevator Apartments | 10 | 60781 | 1 | 6 | 65 | 69 | 1930
1021370152 | 625 164 STREET Manhattan, NY 10032 (40.83868028452304, -73.9422150843323) | Con Edison | PRESBYTERIAN SYSTEMS CORP. | ROYAL CHARTER PROPERT | 600 165TH STREET MANHATTAN, NY 10032 (40.83923808325091, -73.94130524398712) | CA022883R | 7/5/05 | FEDERAL FST 100 | 1 | 4.2 | 1983 | 2018 |  | 26 to 30 years old | IRON FIREMAN AGO 6-4.2 RK | #4 | 32850 | 22995 | 4763 | 3334 | Yes | 2017 | Elevator Apartments | 10 | 54750 | 1 | 5 | 60 | 60 | 1930
1009130014 | 233 32 STREET Manhattan, NY 10016 (40.744149402761245, -73.97826792272411) | Con Edison | RICHARD ALBERT | 32 REALTY LLC | 6 32ND ST PORT WASHINGTON, NY 11050 (40.83900953666085, -73.69143830133652) | CA210599H | 7/7/05 | ROCKMILLS MP 90 | 1 | 3.57 | 1999 | 2034 | DUAL FUEL | 11 to 15 years old | HEVE (ICI) DEG-42 P | #6 | 32850 | 22995 | 4928 | 3449 |  |  | Elevator Apartments | 2 | 38918 | 1 | 6 | 53 | 53 | 1925
1018387501 | 420 CENTRAL PARK Manhattan, NY 10025 (40.795588727989866, -73.96187903893966) | Con Edison | ROXANN MANAGEMENT | JADAM CONDOMINIUM | 29 BARSTOW ROAD GREAT NECK, NY 11021 (40.78984616584543, -73.72521707458091) | CA438484Z | 7/4/05 | FEDERAL FST-80 | 1 | 3.3 | 1984 | 2019 |  | 26 to 30 years old | NEW HEV-E MEG 34-P | #6 | 32850 | 22995 | 4928 | 3449 |  |  | Elevator Apartments | 8 | 40415 | 1 | 6 | 60 | 60 | 1941
1021590035 | 461 AUDUBON AVENUE Manhattan, NY 10040 (40.85340543062722, -73.92893575875269) | Con Edison | SEAMAN AUDUBON ASSOCIATES | SEAMEN AUDOBON CORP, | 2222143 GREAT NECK NY 11022 (40.78753800037845, -73.72455600025916) | CA366684N | 7/7/05 | FEDERAL FST-100 | 1 | 4.2 | 1984 | 2019 |  | 26 to 30 years old | ICI ME-42-P | #6 | 32850 | 22995 | 4928 | 3449 | Yes | 2019 | Elevator Apartments | 10 | 55380 | 1 | 5 | 66 | 66 | 1924
1021360220 | 664 163 STREET Manhattan, NY 10032 (40.83877606422797, -73.94451075727407) | Con Edison | SIMOKOWITZ, I.B. | ACQUISITION AMERICA I | 347 FIFTH AVE NEW YORK, NY 10016 (40.74821954900994, -73.9846663506232) | CA390286H | 7/6/05 | FEDERAL FST-100 | 1 | 4.2 | 1986 | 2021 |  | 21 to 26 years old | ICI MEG-42-P | #6 | 32850 | 22995 | 4928 | 3449 | Yes | 2016 | Elevator Apartments | 7 | 59274 | 1 | 6 | 54 | 54 | 1923
1006290055 | 327 13 STREET Manhattan, NY 10014 (40.73960532682189, -74.00426354207205) | Con Edison | ST.BERNARDS SCHOOL | RC CHUR ST BERNARD | 327 13 STREET MANHATTAN, NY 10014 (40.73960532682189, -74.00426354207205) | CA197588Z | 7/6/05 | H.B.SMITH 44 S 18 | 1 | 3.7 | 1988 | 2023 |  | 21 to 26 years old | HEVE MG 432 P | #4 | 32850 | 22995 | 4763 | 3334 |  |  | Office Buildings | 3 | 38387 | 1 | 5 | 0 | 1 | 1946
1004690030 | 242 14 STREET Manhattan, NY 10003 (40.732858084484015, -73.98623462638486) | Con Edison | STELLAR MANAGEMENT | 14TH STREET REALTY AS | 156 WILLIAM STREET MANHATTAN, NY 10038 (40.70999054661479, -74.0060256431043) | CA188081P | 7/5/05 | FEDERAL FST 80 | 1 | 3.1 | 1981 | 2016 |  | 26 to 30 years old | HEV-E MEG 34 P ( I.C.I. ) | #6 | 32850 | 22995 | 4928 | 3449 | Yes | 2019 | Elevator Apartments | 2 | 63158 | 1 | 7 | 65 | 75 | 1925
1022500014 | 585 214 STREET Manhattan, NY 10034 (40.87190504301995, -73.9195919258529) | Con Edison | STELLAR MGMT. | INWOOD PARK APTS INC |  | CA223184Z | 7/6/05 | NEW FEDERAL FST-80 | 1 | 3.1 | 1984 | 2019 |  | 26 to 30 years old | NEW HEVE ME-34-P | #6 | 32850 | 22995 | 4928 | 3449 |  |  | Educational Structures | 7 | 38505 | 1 | 6 | 50 | 50 | 1937
1013240042 | 214 51 STREET Manhattan, NY 10022 (40.75626903894067, -73.9699469523139) | Con Edison | SUPREME COMPANY | SUPREME COMPANY I, | 150 58 STREET MANHATTAN, NY 10155 (40.761456027272516, -73.96836646308732) | CA225584R | 7/6/05 | NEW ROCKMILLS MP80 | 1 | 3.1 | 1984 | 2019 |  | 26 to 30 years old | I.C.I. MMG-34-P | #4 | 32850 | 22995 | 4763 | 3334 |  |  | Walk-Up Apartments | 5 | 28458 | 1 | 6 | 65 | 65 | 1927
1021790269 | 240 CABRINI BOULEVARD Manhattan, NY 10033 (40.85528501366849, -73.93816280277332) | Con Edison | SYAL CO. L.I.C. | 232/242 REALTY CO. | 240 CABRINI BOULEVARD MANHATTAN, NY 10033 (40.85528501366849, -73.93816280277332) | CA140696Z | 7/7/05 | FEDERAL FST-90 | 1 | 3.43 | 1996 | 2031 | DUAL FUEL | 11 to 15 years old | HEVE DEF 42(P) | #6 | 32850 | 22995 | 4928 | 3449 |  |  | Loft Buildings | 7 | 47674 | 1 | 6 | 43 | 43 | 1930
1002850029 | 197 BROADWAY Manhattan, NY 10002 (40.714215401222326, -73.98812347574558) | Con Edison | THE EDUCATIONAL ALLIANCE | EDUCATIONAL ALLIANCE | 197 BROADWAY MANHATTAN, NY 10002 (40.714215401222326, -73.98812347574558) | CA224196K | 7/7/05 | FEDERAL(EASTMOND)FST-80 | 1 | 3.43 | 1996 | 2031 | DUAL FUEL | 11 to 15 years old | (NEW)HEVE-ICI #MMG 34 P | #4 | 32850 | 22995 | 4763 | 3334 |  |  | Office Buildings | 1 | 48517 | 1 | 6 | 0 | 1 | 1900
1008010008 | 159 25 STREET Manhattan, NY 10001 (40.74490429162509, -73.99352421528154) | Con Edison | THOMAS F.CAMPENNI | 159 WEST 25TH STREET | 700 ST STUART, FL 34994 (27.19726354077983, -80.25440128079441) | CA208181H | 7/4/05 | FEDERAL FST 80 | 1 | 3.1 | 1981 | 2016 |  | 26 to 30 years old | HEV-E MEG-34 P | #6 | 32850 | 22995 | 4928 | 3449 | Yes | 2021 | Elevator Apartments | 3 | 86027 | 1 | 12 | 0 | 0 | 1911
1018840011 | 533 112 STREET Manhattan, NY 10025 (40.80466380246926, -73.9638349181908) | Con Edison | TRUSTEES COLUMBIA UNIVERSITY | TRUSTEES OF COLUMBIA | 400 119 STREET MANHATTAN, NY 10027 (40.808041658732606, -73.9580165248943) | CA238099X | 7/4/05 | EASTMOND ESP 70 | 1 | 2.34 | 1999 | 2034 | DUAL FUEL | 11 to 15 years old | HEVE (ICI) MEG-34P | #6 | 32850 | 22995 | 4928 | 3449 | Yes | 2014 | Elevator Apartments | 9 | 75569 | 1 | 8 | 42 | 42 | 1912
1018840048 | 536 113 STREET Manhattan, NY 10025 (40.80529504247997, -73.963512814461) | Con Edison | TRUSTEES COLUMBIA UNIVERSITY | TRUSTEES OF COLUMBIA | 400 119 STREET MANHATTAN, NY 10027 (40.808041658732606, -73.9580165248943) | CA280892K | 7/6/05 | ROCKMILLS MP 70 | 1 | 2.94 | 1992 | 2027 |  | 16 to 20 years old | HEVE MEG 34 P ( I.C.I.) | #6 | 32850 | 22995 | 4928 | 3449 | Yes | 2014 | Elevator Apartments | 9 | 56780 | 1 | 8 | 48 | 48 | 1919
1018840018 | 521 112 STREET Manhattan, NY 10025 (40.80451665621465, -73.96348817232447) | Con Edison | TRUSTEES OF COLUMBIA UNIVERSITY | TRUSTEES OF COLUMBIA | 400 119TH ST NEW YORK, NY 10027-7125 (40.808041658732606, -73.9580165248943) | CA206095M | 7/5/05 | (NEW)FEDERAL EASTMOND FST-90 L.P. | 1 | 3.43 | 1995 | 2030 | DUAL FUEL | 11 to 15 years old | INDUSTRIAL COMB. MEG-42 (P) | #6 | 32850 | 22995 | 4928 | 3449 |  |  | Elevator Apartments | 9 | 47731 | 1 | 8 | 44 | 44 | 1920
1019760037 | 502 122 STREET Manhattan, NY 10027 (40.81065625552885, -73.95839628699856) | Con Edison | TRUSTEES OF COLUMBIA UNIVERSITY | TRUSTEES OF COLUMBIA | 400 119TH STREET MANHATTAN, NY 10027 (40.808041658732606, -73.9580165248943) | CA230286P | 7/6/05 | FEDERAL FST-40 | 1 | 2 | 1986 | 2021 |  | 21 to 26 years old | HEVEOIL MMG-22 ( I.C.I. ) | #4 | 32850 | 22995 | 4763 | 3334 |  |  | Office Buildings | 9 | 20566 | 1 | 6 | 24 | 24 | 1926
1018850027 | 507 11 WEST 113 STREET Manhattan, NY 10025 (40.79685012763133, -73.96372581059762) | Con Edison | TRUSTEES OF COLUMBIA UNIVERSITY | COLUMBIA UNIV IN NYCT | 400 119 STREET MANHATTAN, NY 10027 (40.808041658732606, -73.9580165248943) | CA227788H | 7/5/05 | FEDERAL FST 100 | 1 | 4.1 | 1988 | 2023 |  | 21 to 26 years old | ICI MEG 54P | #6 | 32850 | 22995 | 4928 | 3449 |  |  | Elevator Apartments | 9 | 27184 | 1 | 8 | 33 | 33 | 1910
1018840015 | 523 112 STREET Manhattan, NY 10025 (40.80455145821171, -73.96357018617793) | Con Edison | TRUSTEES OF COLUMBIA UNIVERSITY | TRUSTEES OF COLUMBIA | 400 119 STREET MANHATTAN, NY 10027 (40.808041658732606, -73.9580165248943) | CA305484J | 7/7/05 | ROCKMILLS MP 90 | 1 | 3.8 | 1984 | 2019 |  | 26 to 30 years old | HEVE DEG-42-P | #6 | 32850 | 22995 | 4928 | 3449 | Yes | 2014 | Elevator Apartments | 9 | 54567 | 1 | 8 | 49 | 49 | 1925
1019940081 | 549 RIVERSIDE DRIVE Manhattan, NY 10027 (40.81560692573578, -73.96071779926814) | Con Edison | TRUSTEES OF COLUMBIA UNIVERSITY | TRUSTEES OF COLUMBIA | 400 119 STREET MANHATTAN, NY 10027 (40.808041658732606, -73.9580165248943) | CA112887N | 7/7/05 | FEDERAL FST 100 | 1 | 4.2 | 1987 | 2022 |  | 21 to 26 years old | HEV E MEG 42 P | #6 | 32850 | 22995 | 4928 | 3449 | Yes | 2014 | Walk-Up Apartments | 9 | 50886 | 1 | 6 | 60 | 61 | 1925
1019760055 | 530 122 STREET Manhattan, NY 10027 (40.81080976902766, -73.95875645353414) | Con Edison | TRUSTEES OF COLUMBIA UNIVERSITY | COLUMBIA UNIV NYC TRS | 400 119 STREET MANHATTAN, NY 10027 (40.808041658732606, -73.9580165248943) | CA199796M | 7/7/05 | FEDERAL FST-80 | 1 | 3.08 | 1996 | 2031 | DUAL FUEL | 11 to 15 years old | HEVE (I.C.)MMG-34 P | #4 | 32850 | 22995 | 4763 | 3334 |  |  | Elevator Apartments | 9 | 15516 | 1 | 6 | 24 | 24 | 1905
1005710025 | 27 13 STREET Manhattan, NY 10003 (40.73471118451693, -73.99262327676132) | Con Edison | UNIVERSAL PLACE ASSOCIATES | UNIVERSITY PLACE ASSO | 207 25 STREET MANHATTAN, NY 10001 (40.74550749583839, -73.99494991143375) | CA124587J | 7/6/05 | FEDERAL FST 80 | 1 | 3.1 | 1987 | 2022 |  | 21 to 26 years old | I.C.I. MMG-34P | #4 | 32850 | 22995 | 4763 | 3334 | Yes | 2021 | Walk-Up Apartments | 2 | 59299 | 1 | 7 | 92 | 95 | 1959
1005200029 | 185 HOUSTON STREET Manhattan, NY 10014 (40.72838683798964, -74.00337385554309) | Con Edison | WESTERN HOUSTON EQUITIES, INC. | JOSHUA LEVINE | 2736 INDEPENDENCE AVE BRONX, NY 10463 (40.882258954549314, -73.91765023386792) | CA124394N | 7/4/05 | FEDERAL FST 90 | 1 | 3.57 | 1994 | 2029 |  | 16 to 20 years old | HEVE MEG 42 | #6 | 32850 | 22995 | 4928 | 3449 |  |  | Loft Buildings | 3 | 47100 | 1 | 7 | 62 | 63 | 1962
1020800011 | 545 148 STREET Manhattan, NY 10031 (40.827707562326246, -73.94742919801095) | Con Edison | WESTON,LEIGHTON G. | 545 WEST 148TH ST ASS | 143 63 228 STREET LAURELTON, NY 11413 (40.66971118122609, -73.75087393328533) | CA174381J | 7/6/05 | FEDERAL FST-80 | 1 | 3.4 | 1981 | 2016 |  | 26 to 30 years old | IRON FIREMAN AGO-4-4.2 RK | #4 | 32850 | 22995 | 4763 | 3334 |  |  | Elevator Apartments | 7 | 39845 | 1 | 7 | 36 | 36 | 1920
1021150017 | 530 157 STREET Manhattan, NY 10032 (40.833386935681766, -73.94335582778169) | Con Edison | WESTSIDE VENTURE%VENTURE LAND CORP | WESTSIDE VENTURA LLC | 149 45 NORTHERN BLVD FLUSHING, NY 11354 (40.76862022064671, -73.82719028070687) | CA054789R | 7/5/05 | FEDERAL FST 80 | 1 | 3.08 | 1989 | 2024 |  | 21 to 26 years old | HEVE MMG 34P | #4 | 32850 | 22995 | 4763 | 3334 |  |  | Elevator Apartments | 7 | 42506 | 1 | 6 | 30 | 30 | 1915
1020610060 | 460 147 STREET Manhattan, NY 10031 (40.82605179261921, -73.9455936098629) | Con Edison | WICK HOLDING CORP. | WICK HOLDING CORP | 1601 BRONXDALE AVENUE BRONX, NY 10462 (40.84351657306597, -73.85691921749257) | CA350985K | 7/5/05 | ROCKMILLS M P 100 | 1 | 7.4 | 1985 | 2020 |  | 21 to 26 years old | HEVE MEG 42 P ( I.C.I. ) | #6 | 32850 | 22995 | 4928 | 3449 | Yes | 2021 | Elevator Apartments | 7 | 52070 | 1 | 6 | 49 | 49 | 1920
1018440029 | 478 CENTRAL PARK Manhattan, NY 10025 (40.79933773825701, -73.95914436164954) | Con Edison | JOBMAN 478/480 LP | JOBMAN 478/480 LLC | 1776 BROADWAY MANHATTAN, NY 10019 (40.76645897683454, -73.98182488729583) | CA333893Z | 7/7/05 | FEDERAL FST #90 | 1 | 3.72 | 1993 | 2028 |  | 16 to 20 years old | HEVE (I.C.)MMG-42 (P) | #4 | 32830 | 22981 | 4760 | 3332 |  |  | Office Buildings | 8 | 40000 | 1 | 7 | 26 | 26 | 1900
1011420061 | 147 70 STREET Manhattan, NY 10023 (40.77670495283132, -73.98112263511194) | Con Edison | BLESSED SACREMENT CHURCH | CHURCH OF THE BLESSED | 152 71 STREET MANHATTAN, NY 10023 (40.77729265154194, -73.9807011113196) | CA285394K | 7/7/05 | FEDERAL FST-125 | 1 | 5.32 | 1994 | 2029 |  | 16 to 20 years old | ICI MMG-54 (P) | #4 | 32812 | 22969 | 4758 | 3330 | Yes | 2022 | Elevator Apartments | 6 | 52086 | 1 | 7 | 0 | 0 | 1900
1008930002 | 55 PARK AVENUE Manhattan, NY 10016 (40.74911105488934, -73.97971148052693) | Con Edison | 55 PARK TENANTS CORP. | 55 PARK TNTS CORP | 340 51 STREET NEW YORK, NY 10022 (40.75495664807977, -73.9667972161862) | CA037584Z | 7/6/05 | FEDERAL #FST-80 | 1 | 3.4 | 1984 | 2019 |  | 26 to 30 years old | INDUST COMB #DEG-42-P | #6 | 32800 | 22960 | 4920 | 3444 |  |  | Office Buildings | 3 | 37262 | 1 | 16 | 32 | 33 | 1923
1021080081 | 498 159 STREET Manhattan, NY 10032 (40.834081301283334, -73.94111713711678) | Con Edison | MARIPORA PROPERTIES. | MARIPOSA PROPERTIESIN | 501 MAMARONECK AVENUE WHITE PLAINS, NY 10605 (41.02232508739064, -73.75881101046997) | CA083488X | 7/7/05 | FEDERAL FST 50 | 1 | 2 | 1988 | 2023 | DUAL FUEL | 21 to 26 years old | HEVE OIL MMG-22 | #4 | 32759 | 22932 | 4750 | 3325 |  |  | Elevator Apartments | 7 | 20051 | 1 | 6 | 25 | 30 | 1907
1022250001 | 53 VERMILYEA AVENUE Manhattan, NY 10034 (40.865447352599574, -73.9241603587771) | Con Edison | VERMILYEA HOLDINGS,LLC | 53-57 VERMILYEA REALT | 1920 NY NY 10016 (40.745242969987146, -73.97823298586354) | CA003483Y | 7/5/05 | ROCKMILLS #MP-80 | 1 | 3.1 | 1983 | 2018 |  | 26 to 30 years old | ICI MEG 340 | #6 | 32704 | 22893 | 4906 | 3434 |  |  | Elevator Apartments | 10 | 20395 | 1 | 5 | 25 | 26 | 1925
1018800007 | 241 108 STREET Manhattan, NY 10025 (40.80223618338672, -73.96586470258283) | Con Edison | A B C REALTY | 241 WEST 108 ST LTD C | 152 57TH MANHATTAN, NY 10019 (40.76492963045104, -73.97870228969026) | CA043478X | 7/5/05 | ROCKMILLS MP-70 | 1 | 3.1 | 1978 | 2013 |  | 31 to 35 years old | I.C.I. DE 42-Y (P) | #6 | 32704 | 22893 | 4906 | 3434 |  |  | Warehouses | 8 | 48150 | 1 | 8 | 40 | 40 | 1911
1004460009 | 304 5 STREET Manhattan, NY 10003 (40.72671723472684, -73.98890749670002) | Con Edison | SLYWOTZKY,STEFAN | 302-4 SWA | 241 18 STREET MANHATTAN, NY 10003 (40.73542539797856, -73.98440996043453) | CA024376L | 7/6/05 | ROCKMILLS MP70 | 1 | 3.1 | 1976 | 2011 |  | 31 to 35 years old | HEV-E-OIL AM5CM | #4 | 32704 | 22893 | 4742 | 3319 |  |  | Elevator Apartments | 2 | 16448 | 1 | 6 | 22 | 25 | 1920
1008910023 | 264 LEXINGTON AVENUE Manhattan, NY 10016 (40.74736637015246, -73.97901000934411) | Con Edison | MURRAY HILL OWNERS CO. | MURRAY HILL OWNERS CO | 264 LEXINGTON AVE MANHATTAN, NY 10016 (40.74736637015246, -73.97901000934411) | CA060877H | 7/6/05 | ROCKMILLS MP70 | 1 | 3.1 | 1977 | 2012 |  | 31 to 35 years old | ICI DE42Y | #6 | 32600 | 22820 | 4890 | 3423 |  |  | Walk-Up Apartments | 3 | 35734 | 1 | 12 | 35 | 35 | 1924
1010677502 | 426 58 STREET Manhattan, NY 10019 (40.768902889435, -73.9860384365898) | Con Edison | BOARD OF JEWISH EDUCATION |  | 426 58 STREET MANHATTAN, NY 10019 (40.768902889435, -73.9860384365898) | CA405770Z | 7/7/05 | PACIFIC 52L1 | 1 | 3.6 | 1970 | 2010 |  | 36 - 40 year old | PETRO WD4 AH | #4 | 32531 | 22772 | 4717 | 3302 |  |  | Walk-Up Apartments | 6 | 40101 | 1 | 11 | 16 | 17 | 1910
1008610049 | 38 32 STREET Manhattan, NY 10016 (40.74633387418227, -73.98356524285154) | Con Edison | WILLIAMS REAL ESTATE CO. | COHEN, JEROME M. (ASN | 380 MADISON AVENUE MANHATTAN, NY 10017 (40.755596213835844, -73.97727528530339) | CA024476Z | 7/6/05 | TITUSVILLE TICO #22 | 1 | 5.2 | 1976 | 2011 |  | 31 to 35 years old | HEV-E-OIL DE 54 (S) | #6 | 32525 | 22768 | 4879 | 3415 | Yes | 2021 | Elevator Apartments | 2 | 75291 | 1 | 12 | 0 | 10 | 1912
1012500110 | 320 90 STREET Manhattan, NY 10024 (40.79157753118315, -73.97638148245099) | Con Edison | 320 W.90TH ST. OWNERS CORP. | 320 WEST 90TH ST OWNE | 136 GLENWOOD RD GLENWOOD LANSING, NY 11547 (40.82951426981022, -73.64507942921904) | CA313985H | 7/4/05 | FEDERAL FST-70 | 1 | 2.9 | 1985 | 2020 |  | 21 to 26 years old | INDUS COMBU MMG-34(P) | #4 | 32193 | 22535 | 4668 | 3268 |  |  | Elevator Apartments | 6 | 39192 | 1 | 6 | 76 | 76 | 1936
1013690033 | 434 58 STREET Manhattan, NY 11101 (40.74570244980828, -73.93866902925225) | Con Edison | 434 EAST 58TH ST. OWNERS | 434 EAST 58TH ST OWNE | 122 42 STREET MANHATTAN, NY 10168 (40.75162499989386, -73.97596700007693) | CA239986R | 7/5/05 | FEDERAL FST-70 SP | 1 | 2.9 | 1986 | 2021 |  | 21 to 26 years old | INDUSTRIAL COMBUSTION MMG-28 | #4 | 32193 | 22535 | 4668 | 3268 |  |  | Elevator Apartments | 5 | 12235 | 1 | 5 | 24 | 24 | 1930
1013450031 | 342 53 STREET Manhattan, NY 10022 (40.75628848178974, -73.96616126074838) | Con Edison | CC CONTROLLED COMBUSTION CO., INC. | 342 E 53 OWNERS INC | 675 THIRD AVENUE NEW YORK, NY 10017 (40.75129610835038, -73.97404990585339) | CA311386R | 7/6/05 | ROCKMILLS MP-70 | 1 | 2.9 | 1986 | 2021 |  | 21 to 26 years old | IND. COMB. MMG-28 | #4 | 32193 | 22535 | 4668 | 3268 |  |  | Elevator Apartments | 5 | 32000 | 1 | 7 | 51 | 51 | 1939
1006160027 | 1 JANE STREET Manhattan, NY 10014 (40.738157744301844, -74.00208742200576) | Con Edison | MECOX PARTNERS L.P./BLDG MGMT. | MECOX PARTNERS LP | 417 FIFTH AVE MANHATTAN, NY 10016 (40.7508150795849, -73.98282286232246) | CA270091L | 7/4/05 | FEDERAL FST-70 | 1 | 2.9 | 1991 | 2026 |  | 16 to 20 years old | IND. COMB. MMG-28 | #4 | 32193 | 22535 | 4668 | 3268 |  |  | Elevator Apartments | 3 | 25992 | 1 | 6 | 36 | 40 | 1927
1012390039 | 206 92 STREET Manhattan, NY 10025 (40.791551817167075, -73.97244332467191) | Con Edison | TUC MANAGEMENT COMPANY | SENATE RESIDENC OWRSI | 155 ELMIRA LOOP BROOKLYN, NY 11239 (40.649723063146425, -73.88037616574464) | CA049786P | 7/5/05 | FEDERAL FST-70 | 1 | 2.9 | 1986 | 2021 |  | 21 to 26 years old | IND. COMB. MM-28 | #4 | 32193 | 22535 | 4668 | 3268 |  |  | Elevator Apartments | 6 | 37045 | 1 | 8 | 0 | 1 | 1920
1004740029 | 451 BROOME STREET Manhattan, NY 10013 (40.722150331856454, -74.00065232628204) | Con Edison | 451 BROOME ST CORP, C/O SEQUOIA PROPERTY MGMT | 451 BROOME ST CORP | 666X BROADWAY NEW YORK, NY 10012 (40.727111630718575, -73.99526134940452) | CA359084Y | 7/4/05 | GENERAL G 480 50 | 1 | 3.7 | 1984 | 2019 |  | 26 to 30 years old | I C MM 42 | #4 | 32120 | 22484 | 4657 | 3260 | Yes | 2014 | Elevator Apartments | 1 | 70759 | 1 | 13 | 25 | 28 | 1900 |  | YES
1008190027 | 17 17 STREET Manhattan, NY 10011 (40.73817979754129, -73.9927931541297) | Con Edison | HOFFMAN MGMT | CASA 1776, LLC | 300 55 STREET MANHATTAN, NY 10019 (40.76543669712509, -73.98393298423655) | CA292868Z | 7/4/05 | FEDERAL FLW1033 | 1 | 3.1 | 1968 | 2010 |  | 41 - 45 years old | HEV-E-OIL AM5DH | #4 | 32120 | 22484 | 4657 | 3260 | Yes | 2019 | Elevator Apartments | 3 | 51213 | 1 | 11 | 1 | 29 | 1915
1007980071 | 148 23 STREET Manhattan, NY 10011 (40.743459371783686, -73.99420348822349) | Con Edison | 148 WEST 23RD ST.OWNERS INC. | 148 W 23 ST OWNERS IN | 250 PARK AVE MANHATTAN, NY 10003 (40.738333453173844, -73.9878407889095) | CA309488P | 7/5/05 | ROCKMILLS MP 150 | 1 | 6.23 | 1988 | 2023 | DUAL FUEL | 21 to 26 years old | ICI MMG 63 P | #4 | 32042 | 22430 | 4646 | 3252 | Yes | 2018 | Elevator Apartments | 3 | 127000 | 1 | 12 | 107 | 107 | 1910 |  | YES
1005620030 | 55 10 STREET Manhattan, NY 10003 (40.73179852531453, -73.99150101061076) | Con Edison | NEW YORK UNIVERSITY | NEW YORK UNIVERSITY | 10 ASTOR PLACE MANHATTAN, NY 10003 (40.729992944114834, -73.99259500832595) | CA230096Y | 7/7/05 | ROCKMILLS MP-200 | 2 | 8.19 | 1996 | 2031 | DUAL FUEL | 11 to 15 years old | INDUSTRIAL COMB. DEG-84 (P) | #4 | 32029 | 22420 | 4644 | 3251 | Yes | 2022 | Elevator Apartments | 2 | 135910 | 1 | 16 | 0 | 1 | 1929
1019680056 | 33 CONVENT AVENUE Manhattan, NY 10027 (40.81406009184536, -73.95309154845967) | Con Edison | 29-33 CONVENT AVE HDFC | 29-33 CONVENT AVENUE | 33 CONVENT AVENUE MANHATTAN, NY 10027 (40.81406009184536, -73.95309154845967) | CA033599N | 7/7/05 | FEDERAL FST - 100 | 1 | 4.2 | 1999 | 2034 | DUAL FUEL | 11 to 15 years old | INDUSTRIAL COMBUSTION MMG-42-P | #4 | 32028 | 22420 | 4644 | 3251 |  |  | Elevator Apartments | 7 | 19255 | 1 | 5 | 24 | 25 | 1910
1006240031 | 15 ABINGDON SQUARE Manhattan, NY 10014 (40.73358645135369, -74.01019960472792) | Con Edison | 6 SQUARE COMPANY | SIX SQUARE LLC | 271 MADISON AVE MANHATTAN, NY 10016 (40.75118848877702, -73.98044892459097) | CA043278L | 7/7/05 | ROCKMILLS MP90 | 1 | 2.8 | 1978 | 2013 |  | 31 to 35 years old | INDS COMB INC DE42YS | #6 | 32017 | 22412 | 4803 | 3362 |  |  | Condominiums | 3 | 35136 | 1 | 6 | 42 | 42 | 1930
1007910062 | 130 16 STREET Manhattan, NY 10011 (40.739041337693116, -73.99679142282815) | Con Edison | J.C. DWIGHT #16 | 130 W 16 OWNERS INC | 271 MADISON AVENUE MANHATTAN, NY 10016 (40.75118848877702, -73.98044892459097) | CA116279H | 7/5/05 | ROCKMILLS MP-70 | 1 | 2.8 | 1979 | 2014 |  | 31 to 35 years old | INDUSTRIAL COMBUSTION MEG-34S | #6 | 32016 | 22411 | 4802 | 3362 |  |  | Office Buildings | 3 | 32384 | 1 | 6 | 42 | 42 | 1927
1004130045 | 83 ORCHARD STREET Manhattan, NY 10002 (40.71786180184292, -73.99039379893446) | Con Edison | 81 ORCHARD ASSOC.C/O VINCENT JAMES MGMT. | 81 ORCHARD ASSOCIATES | 320 57th MANHATTAN, NY 10019 (40.76695555576002, -73.98353281148049) | CA426089K | 7/6/05 | FEDERAL FST 80 | 1 | 3.1 | 1989 | 2024 |  | 21 to 26 years old | ICI MMG 34 P | #4 | 32000 | 22400 | 4640 | 3248 |  |  | Elevator Apartments | 1 | 18647 | 1 | 6 | 30 | 34 | 1910
1021360098 | 655 160 STREET Manhattan, NY 10032 (40.83669870019604, -73.94528943103232) | Con Edison | HEIGHT REALTY CO LLC. | 655 WEST 160 LLC | 191024 BROOKLYN NY 11219 (40.63277295540763, -73.99667681118586) | CA291092X | 7/5/05 | ROCKMILLS MP90 | 1 | 3.72 | 1992 | 2027 |  | 16 to 20 years old | I.C.I. MMG 42P | #4 | 32000 | 22400 | 4640 | 3248 | Yes | 2016 | Elevator Apartments | 7 | 53583 | 1 | 6 | 48 | 48 | 1920
1022410014 | 77 COOPER STREET Manhattan, NY 10034 (40.86840612207595, -73.9220109791271) | Con Edison | MI PETELKA | BENE | 137 11 BOOTH MEMORIAL AVE FLUSHING, NY 11355 (40.7512997969481, -73.82147854789662) | CA347088N | 7/5/05 | FEDERAL FST 80 | 1 | 3.43 | 1988 | 2023 |  | 21 to 26 years old | ICI MMG 34 | #4 | 32000 | 22400 | 4640 | 3248 | Yes | 2021 | Elevator Apartments | 7 | 50583 | 1 | 6 | 44 | 52 | 1936
1010127501 | 265 40 STREET Manhattan, NY 10018 (40.75554064268028, -73.98971060329565) | Con Edison | THREE O REALTY CO |  | 302 37 STREET MANHATTAN, NY 10018 (40.75415109756844, -73.99226893279294) | CA445470N | 7/4/05 | PACIFIC 224 | 1 | 6.3 | 1970 | 2010 |  | 36 - 40 year old | IND COMB AMCF7 | #4 | 32000 | 22400 | 4640 | 3248 |  |  | Elevator Apartments | 3 | 1259189 | 1 | 52 | 0 | 58 | 2003
1003507501 | 20 CLINTON STREET Manhattan, NY 10002 (40.720740183548166, -73.98417063818013) | Con Edison | 20 CLINTON CONDOMINIUM |  | 20 CLINTON ST MANHATTAN, NY 10002 (40.720740183548166, -73.98417063818013) | CA265286P | 7/5/05 | FEDERAL FST 80 | 1 | 3.3 | 1986 | 2021 |  | 21 to 26 years old | ICI DEG 42-P | #6 | 32000 | 22400 | 4800 | 3360 |  |  | Elevator Apartments | 1 | 39155 | 1 | 6 | 38 | 47 | 0
1015070045 | 58 96 STREET Manhattan, NY 10128 (40.78709185656365, -73.95390968057681) | Con Edison | 58 EAST 96TH STREET CORP. | 60 TENANTS CORP-B.H.S | 770 LEXINGTON AVE MANHATTAN, NY 10021 (40.76920532766377, -73.959183941086) | CA312290R | 7/6/05 | FEDERAL FST-200 | 1 | 8.19 | 1990 | 2025 |  | 16 to 20 years old | ICI DE 84S | #6 | 32000 | 22400 | 4800 | 3360 | Yes | 2017 | Office Buildings | 4 | 114003 | 1 | 17 | 83 | 83 | 1929 |  | YES
1008760001 | 251 PARK AVENUE Manhattan, NY 10010 (40.738296576890995, -73.98764405885537) | Con Edison | F.M. RING ASSOCIATES INC. | ROBERT EISNER | 20 47 STREET MANHATTAN, NY 10036 (40.7569253914677, -73.97925477654863) | CA100772P | 7/6/05 | FEDERAL FLW 2429 | 1 | 7 | 1972 | 2010 |  | 36 - 40 year old | PETRO W6AH | #6 | 32000 | 22400 | 4800 | 3360 | Yes | 2016 | Elevator Apartments | 2 | 103384 | 1 | 16 | 0 | 17 | 1910
1021700555 | 14 BROADWAY TERRACE Manhattan, NY 10040 (40.85751533230115, -73.93112111128386) | Con Edison | MANOR MANAGEMENT CORP. | BGB ASSOCIATES LLC | 5114 FT HAMILTON PARKWAY BROOKLYN, NY 11219 (40.637343385949755, -73.99925479861427) | CA359388N | 7/5/05 | BEST 5B125 | 1 | 5.25 | 1988 | 2023 |  | 21 to 26 years old | ICI MEG54P | #6 | 32000 | 22400 | 4800 | 3360 |  |  | Walk-Up Apartments | 10 | 9728 | 1 | 4 | 16 | 16 | 1927
1018700052 | 244 99 STREET Manhattan, NY 10025 (40.796668523177715, -73.97064229714063) | Con Edison | WEST SIDE RESIDENCE, INC. | ESPLANADE 99 LLC | 244 99 STREET MANHATTAN, NY 10025 (40.796668523177715, -73.97064229714063) | CA353089X | 7/6/05 | ROCKMILLS MP100 | 1 | 4.1 | 1989 | 2024 |  | 21 to 26 years old | ICI ME42P | #6 | 32000 | 22400 | 4800 | 3360 |  |  | Loft Buildings | 9 | 29314 | 1 | 7 | 0 | 4 | 1910
1014737501 | 404 79 STREET Manhattan, NY 10021 (40.76920532766377, -73.959183941086) | Con Edison | R.F. STUART | HAMPTON HOUSE CONDOMI | 444 PK AVE SOUTH ST MANHATTAN, NY 10016 (40.745242969987146, -73.97823298586354) | CA295085X | 7/6/05 | CLEAVER BROOK CB800 125 | 2 | 5.25 | 1985 | 2020 | DUAL FUEL | 21 to 26 years old | CLEAVER BROOKS CB 800125 | #4 | 31975 | 22383 | 4636 | 3246 | Yes | 2013 | Loft Buildings | 5 | 175694 | 1 | 32 | 208 | 210 | 1986 | YES
1021740093 | 2 SICKLES STREET Manhattan, NY 10040 (40.85994537273124, -73.9268244312964) | Con Edison | 92-98 LLC | SICKLES HOLDING LLC | 26 AVENUE NEW YORK, NY 10009-8106 (40.72141199966421, -73.98075999987395) | CB409905P | 7/4/05 | FEDERAL FST-100 (NEW) | 1 | 3.3 | 2005 | 2040 | DUAL FUEL | 5 to 10 years old | ICI DEG - 42P (NEW) | #4 | 31865 | 22306 | 4620 | 3234 | Yes | 2014 | Elevator Apartments | 10 | 70323 | 1 | 6 | 68 | 76 | 1927
1007530048 | 312 30 STREET Manhattan, NY 10001 (40.74998239958311, -73.99611903028459) | Con Edison | PRIME REALTY SERVICES LLC | WEST 30TH REALTY LLC | 1920 NEW YORK, NY 10116 (40.8110019996426, -73.95309800037239) | CB000903J | 7/6/05 | FEDERAL - FST- 100 (NEW) | 1 | 3.35 | 2003 | 2038 | DUAL FUEL | 5 to 10 years old | ICI-DEG-42P (NEW) | #4 | 31865 | 22306 | 4620 | 3234 | Yes | 2013 | Walk-Up Apartments | 3 | 53449 | 1 | 11 | 61 | 61 | 1925
1011220040 | 18 70 STREET Manhattan, NY 10023 (40.77519615278197, -73.97766992172262) | Con Edison | 18 OWNERS CORP. | 18 OWNERS CORP | 148 37TH ST MANHATTAN, NY 10018 (40.75251096987246, -73.98836465376176) | CA302693M | 7/7/05 | ROCKMILLS MP-100 | 1 | 4.2 | 1993 | 2028 |  | 16 to 20 years old | ICI DEG-42 (P) | #6 | 31865 | 22306 | 4780 | 3346 | Yes | 2022 | Elevator Apartments | 6 | 60300 | 1 | 9 | 56 | 56 | 1926 |  | YES
1018730001 | 840 END AVENUE Manhattan, NY 10025 (40.79685012763133, -73.96372581059762) | Con Edison | 840 WEST END AVE.CORP. | 840 WEST END LLC | 574 CEDSHURST NY 11516-0574 (40.626544578269716, -73.72790496674077) | CA109698R | 7/5/05 | EASTMAN ESP I00(NEW) | 1 | 4.07 | 1998 | 2033 | DUAL FUEL | 11 to 15 years old | I.C.I. DEG-42 P (EX) | #6 | 31865 | 22306 | 4780 | 3346 |  |  | Elevator Apartments | 9 | 47832 | 1 | 6 | 38 | 38 | 1910
1013440033 | 340 52 STREET Manhattan, NY 10022 (40.75569926956271, -73.96663377165756) | Con Edison | A.V.J. REALTY CORP. | NEW YORK APARTMENT PO | 733 YONKERS AVE (RM 300 N Y 10704 (40.92365098316586, -73.86577167165724) | CB136901Z | 7/6/05 | BEST 5C 100 | 1 | 4.2 | 2001 | 2036 | DUAL FUEL | 5 to 10 years old | I.C.I. DEG 42 | #6 | 31865 | 22306 | 4780 | 3346 | Yes | 2014 | Elevator Apartments | 5 | 51338 | 1 | 9 | 65 | 67 | 1941
1020540056 | 401 EDGECOMBE AVENUE Manhattan, NY 10031 (40.82897984431145, -73.9399434603913) | Con Edison | J & M REALTY SERVICES | EDELMAN, JERRY | 110 17TH STREET NEW YORK, NY 10003 (40.73620578376887, -73.98818309404294) | CB042303X | 7/5/05 | ROCKMILLS MP-100 (EXTG) | 1 | 3.35 | 2003 | 2038 | DUAL FUEL | 5 to 10 years old | ICI DEG-42P (NEW) | #6 | 31865 | 22306 | 4780 | 3346 | Yes | 2014 | Walk-Up Apartments | 7 | 53815 | 2 | 5 | 66 | 66 | 1920
1020960034 | 600 150 STREET Manhattan, NY 10031 (40.82963947084596, -73.94830472645113) | Con Edison | SDG MANAGEMENT | 150 BROADWAY ASSOCIAT | 888 7 AVENUE NEW YORK, NY 10019 (40.765163953112335, -73.98028704662573) | CB507905Y | 7/5/05 | ROCKMILLS MP-100 (NEW) | 1 | 3.3 | 2005 | 2040 | DUAL FUEL | 5 to 10 years old | ICI DEG-42P (NEW) | #6 | 31865 | 22306 | 4780 | 3346 | Yes | 2016 | Walk-Up Apartments | 7 | 57612 | 1 | 6 | 43 | 51 | 1920
1014330007 | 221 78 STREET Manhattan, NY 10021 (40.76920532766377, -73.959183941086) | Con Edison | 221 EAST 78 ST TENANTS CORP. | 221 E 78TH TENANTS CO | 1133 BROADWAY MANHATTAN, NY 10010 (40.743831409426136, -73.98905094736057) | CA377192K | 7/4/05 | FEDERAL FST-100 | 1 | 4.07 | 1992 | 2027 |  | 16 to 20 years old | IND. COMB. | #6 | 31865 | 22305 | 4780 | 3346 |  |  | Condominiums | 4 | 46230 | 1 | 6 | 54 | 54 | 1948
1018470068 | 320 MANHATTAN AVENUE Manhattan, NY 10026 (40.80355601054316, -73.95790292131642) | Con Edison | 320 MAN.EQUITIES/J.SIMON | 320 MANHATTAN AVENUE, | 1601 BRONXDALE AVE BRONX, NY 10461 (40.84351657306597, -73.85691921749257) | CA047594L | 7/6/05 | FEDERAL FST-100 | 1 | 4.2 | 1994 | 2029 |  | 16 to 20 years old | INDUSTRIAL COMBUSTION DEG-42 (P) | #4 | 31865 | 22305 | 4620 | 3234 |  |  | Elevator Apartments | 9 | 44622 | 1 | 6 | 59 | 59 | 1920
1017100022 | 451 116 STREET Manhattan, NY 10029 (40.79554451836257, -73.93424752806273) | Con Edison | 451 RESCUE LLC./JOEL LLC. | 451 RESCUE LLC | 542 MAIN ST NEW ROHELLE, NY 10801 (40.90794031848401, -73.78299377983785) | CA327192P | 7/7/05 | FEDERAL FST-100 | 1 | 4.07 | 1992 | 2027 |  | 16 to 20 years old | ICI MEG-42 (P) | #4 | 31865 | 22305 | 4620 | 3234 |  |  | Elevator Apartments | 8 | 16512 | 1 | 6 | 28 | 30 | 1920
1021790226 | 555 FORT WASHINGTON AVENUE Manhattan, NY 10033 (40.854088915369516, -73.93721851464255) | Con Edison | 555 F.W.A./LEMLE & WOLFF | 555-565 ASSOCIATES, | 5925 BROADWAY MANHATTAN, NY 10463 (40.888406443876256, -73.899128719106) | CA325391Z | 7/5/05 | ROCKMILLS MP-100 | 1 | 4.2 | 1991 | 2026 |  | 16 to 20 years old | ICI MEG-42 (P) | #4 | 31865 | 22305 | 4620 | 3234 | Yes | 2019 | Office Buildings | 7 | 57405 | 1 | 5 | 63 | 63 | 1920
1022250004 | 61 VERMILYEA AVENUE Manhattan, NY 10034 (40.86562721700545, -73.92368371810159) | Con Edison | BB & BB MGMT CORP. | DORAN REALTY CORP | 1624 WEBSTER AVENUE BRONX, NY 10457 (40.84184033491622, -73.90412994919767) | CA221894Y | 7/5/05 | ROCKMILLS MP-100 | 1 | 4.07 | 1994 | 2029 |  | 16 to 20 years old | INDUSTRIAL COMB. DEG-42 (P) | #6 | 31865 | 22305 | 4780 | 3346 | Yes | 2015 | Elevator Apartments | 10 | 57428 | 1 | 5 | 65 | 65 | 1930
1011200007 | 39 67 STREET Manhattan, NY 10023 (40.77384982175406, -73.98016497528621) | Con Edison | MIDBORO MGMT%MS.WHITFIELD | 39 WEST 67 STREET OWN | 148 37 ST NEW YORK, NY 10018 (40.75269934978621, -73.98872268726052) | CA345694Y | 7/5/05 | ROCKMILLS MP-1000 | 1 | 4.07 | 1994 | 2029 |  | 16 to 20 years old | ICI MEG-42 (NEW) | #6 | 31865 | 22305 | 4780 | 3346 |  |  | Condominiums | 6 | 42857 | 1 | 15 | 41 | 41 | 1906
1011480021 | 125 76 STREET Manhattan, NY 10023 (40.78036405883774, -73.97770210458549) | Con Edison | PLYMOUTH MANAGEMENT | 125 W 76 RLTY CORP | 37 19th STREET MANHATTAN, NY 10011 (40.73959751037308, -73.99251778477115) | CA259791P | 7/5/05 | FEDERAL FST-100 | 1 | 4.2 | 1991 | 2026 |  | 16 to 20 years old | ICI DEG-42 P | #6 | 31865 | 22305 | 4780 | 3346 |  |  | Office Buildings | 6 | 46118 | 1 | 9 | 28 | 28 | 1922
1021700275 | 358 WADSWORTH AVENUE Manhattan, NY 10040 (40.85604044417312, -73.93043762654162) | Con Edison | PICKWICK ESTATES CO. | PICKWICK ESTATES CO | 4422 BROADWAY MANHATTAN, NY 10040 (40.855441766919576, -73.93324681471678) | CA189394K | 7/4/05 | ROCKMILLS MP-100 | 1 | 4.06 | 1994 | 2029 |  | 16 to 20 years old | I.C. MMG-42 P | #4 | 31800 | 22260 | 4611 | 3228 |  |  | Office Buildings | 10 | 17775 | 1 | 5 | 21 | 21 | 1917
1012387503 | 203 90 STREET Manhattan, NY 10024 (40.79093589435709, -73.9747221437558) | Con Edison | SENDAR DEVELOPMENT CO. INC. |  | 29 BARSTOW ROAD GREAT NECK, NY 11021 (40.78984616584543, -73.72521707458091) | CB134608P | 7/7/05 | ROCKMILLS MP - 100 (EXSTG) | 1 | 3.3 | 2008 | 2043 | DUAL FUEL | Fewer than 5 years old | ICI DEG-42P (NEW) | #4 | 31772 | 22241 | 4607 | 3225 |  |  | Office Buildings | 6 | 128657 | 1 | 6 | 81 | 82 | 0
1001790056 | 100 HUDSON STREET Manhattan, NY 10013 (40.71908269233097, -74.00874159563278) | Con Edison | 100 HUDSON CO%ANDREWS BLG. | ONE HUNDRED HUDSON TE | 100 HUDSON ST MANHATTAN, NY 10012 (40.72553802086304, -73.99789641059084) | CA022492J | 7/5/05 | FEDERAL FST-100 (EXG) | 1 | 4.2 | 1992 | 2027 |  | 16 to 20 years old | ICI MMG-42 (P) (NEW) | #4 | 31755 | 22228 | 4604 | 3223 | Yes | 2019 | Elevator Apartments | 1 | 73954 | 1 | 10 | 47 | 49 | 1919 |  | YES
1016210036 | 76 116 STREET Manhattan, NY 10029 (40.799638796062176, -73.94408578024102) | Con Edison | 116 PARK AVE REALTY CORP | 116 PARK AVENUE REALT | 1344 L N Y 11101 (40.74570244980828, -73.93866902925225) | CB062702P | 7/4/05 | ROCKMILLS MP-100 | 1 | 4.2 | 2002 | 2037 | DUAL FUEL | 5 to 10 years old | INDUSTRIAL COMB. MMG-42 P | #4 | 31755 | 22228 | 4604 | 3223 |  |  | Walk-Up Apartments | 8 | 45355 | 1 | 5 | 56 | 65 | 1930
1014330031 | 240 79 STREET Manhattan, NY 10021 (40.76920532766377, -73.959183941086) | Con Edison | 240-79 OWNERS CORP. % CENTURY MGT | 240 79 OWNERS CORP | 7 PENN PLAZA NEW YORK, NY 10001-3004 (40.74956954963903, -73.99160848411982) | CB157506H | 7/5/05 | ROCKMILLS MP-100 (EXSTG) | 1 | 3.3 | 2006 | 2041 | DUAL FUEL | Fewer than 5 years old | ICI MMG-42P (NEW) | #4 | 31755 | 22228 | 4604 | 3223 | Yes | 2013 | Churches, Synagogues, etc. | 4 | 63488 | 1 | 16 | 64 | 66 | 1929 |  | YES
1020580040 | 302 CONVENT AVENUE Manhattan, NY 10031 (40.822918413833975, -73.94750675865771) | Con Edison | 302 CONVENT AVE,HDFC | 302 CONVENT AVE HDFC | 302 CONVENT AVENUE MANHATTAN, NY 10031 (40.822918413833975, -73.94750675865771) | CA200896P | 7/7/05 | FEDERAL FST-100 | 1 | 4.06 | 1996 | 2031 | DUAL FUEL | 11 to 15 years old | INDUSTRIAL COMB. MMG-42 P | #4 | 31755 | 22228 | 4604 | 3223 | Yes | 2018 | Elevator Apartments | 7 | 59196 | 1 | 6 | 42 | 42 | 1915 |  | YES
1018480031 | 350 MANHATTAN AVENUE Manhattan, NY 10026 (40.80405530481317, -73.95749638165118) | Con Edison | 350 MANHATTAN LLC | 350 MANHATTAN AVENUE | 1920 NEW YORK, NY 10116 (40.8110019996426, -73.95309800037239) | CB547103L | 7/6/05 | FEDERAL FST 100 (NEW) | 1 | 3.34 | 2003 | 2038 | DUAL FUEL | 5 to 10 years old | ICI MMG 42 (NEW) | #4 | 31755 | 22228 | 4604 | 3223 |  |  | Loft Buildings | 9 | 47730 | 1 | 6 | 49 | 49 | 1927
1019540011 | 400 128 STREET Manhattan, NY 10027 (40.812928646298474, -73.95183618707152) | Con Edison | 400-408 WEST 128TH STEEET LLC | 400-408 WEST 128TH S | 1920 NEW YORK, NY 10116 (40.8110019996426, -73.95309800037239) | CB060306P | 7/4/05 | FEDERAL FST-100 (NEW) | 1 | 3.3 | 2006 | 2041 | DUAL FUEL | Fewer than 5 years old | ICI MMG-42P | #4 | 31755 | 22228 | 4604 | 3223 |  |  | Elevator Apartments | 7 | 46965 | 2 | 5 | 58 | 58 | 1926
1005190014 | 50 KING STREET Manhattan, NY 10014 (40.72781104459171, -74.00510007630372) | Con Edison | 50 KING STREET TENANTS CORP. | L KING CORPORATION | 1881 BROADWAY MANHATTAN, NY 10023 (40.770928607320116, -73.98226555509018) | CA164397P | 7/5/05 | ROCKMILLS MP-100 | 1 | 4.06 | 1997 | 2032 | DUAL FUEL | 11 to 15 years old | INDUSTRIAL COMB. MMG-42 (P) | #4 | 31755 | 22228 | 4604 | 3223 |  |  | Elevator Apartments | 3 | 43346 | 1 | 10 | 57 | 58 | 1959
1021140052 | 509 155 STREET Manhattan, NY 10032 (40.83170146995113, -73.94325704581952) | Con Edison | 509 REALTY CO. | 509 REALTY CO. LLC | 1920 NEW YORK, NY 10116 (40.8110019996426, -73.95309800037239) | CB401603M | 7/6/05 | FEDERAL FST-100 (NEW) | 1 | 3.34 | 2003 | 2038 | DUAL FUEL | 5 to 10 years old | INDUSTRIAL COMBUSTION MMG-42P (NEW) | #4 | 31755 | 22228 | 4604 | 3223 | Yes | 2014 | Condominiums | 7 | 58674 | 2 | 6 | 54 | 54 | 1922
1021440033 | 612 178 STREET Manhattan, NY 10033 (40.8474672578223, -73.93552353509011) | Con Edison | 612 REALTY LLC | HEIGHTS 612 LLC | 108 18 QUEENS BLVD BROOKLYN, NY 11375 (40.720707263029794, -73.84628429608335) | CB205602L | 7/7/05 | FEDERL FST-100 | 1 | 4.2 | 2002 | 2037 | DUAL FUEL | 5 to 10 years old | INDUSTRIAL COMBUSTION MMG-42P | #4 | 31755 | 22228 | 4604 | 3223 |  |  | Elevator Apartments | 10 | 46482 | 1 | 6 | 48 | 49 | 1915
1020907502 | 668 RIVERSIDE DRIVE Manhattan, NY 10031 (40.82623691212211, -73.95262390100442) | Con Edison | 668 REALTY CO. LLC % WEINER REALTY |  | 1920 NEW YORK, NY 10116 (40.8110019996426, -73.95309800037239) | CB599303Z | 7/6/05 | FEDERAL FST 100 | 1 | 3.3 | 2003 | 2038 | DUAL FUEL | 5 to 10 years old | ICI MMG-42 | #4 | 31755 | 22228 | 4604 | 3223 |  |  | Elevator Apartments | 7 | 43135 | 1 | 6 | 64 | 64 | 1907
1021760152 | 719 180 STREET Manhattan, NY 10033 (40.84965392752149, -73.93683338700681) | Con Edison | 719 WEST 180TH STREET LLC | 719 WEST 180TH ST. | 234602 GREAT NECK NY 11023 (40.8000656500098, -73.74286100083447) | CB607205Y | 7/7/05 | (EXISTING) ROCKMILLS MP-100 | 1 | 3.3 | 2005 | 2040 | DUAL FUEL | 5 to 10 years old | (NEW) INDUSTRIAL COMBUSTION MMG-42P | #4 | 31755 | 22228 | 4604 | 3223 |  |  | Walk-Up Apartments | 7 | 39313 | 1 | 6 | 36 | 36 | 1909
1021760115 | 736 181 STREET Manhattan, NY 10033 (40.85064271917027, -73.93743780094344) | Con Edison | 736 REALTY LLC | 736 REALTY | 574 CEDARHURST NY 11516 (40.63035943500745, -73.72995581741695) | CB096803X | 7/4/05 | ROCKMILLS MP-100 | 1 | 4.2 | 2003 | 2038 | DUAL FUEL | 5 to 10 years old | INDUSTRIAL COMBUSTION MMG-42P )NEW) | #4 | 31755 | 22228 | 4604 | 3223 | Yes | 2016 | Elevator Apartments | 7 | 59208 | 1 | 6 | 68 | 75 | 1920
1022150305 | 9 15 ADRIAN AVENUE Manhattan, NY 10463 (40.88187196282087, -73.91120748054078) | Con Edison | 9-15 ADRIAN ASSOCIATES LLC | 9-15 ADRIAN ASSOCIATE | 5925 BROADWAY AVE BRONX, NY 10463 (40.888406443876256, -73.899128719106) | CB554803X | 7/6/05 | FEDERAL FST-100 (NEW) | 1 | 3.34 | 2003 | 2038 | DUAL FUEL | 5 to 10 years old | ICI MMG-42P (NEW) | #4 | 31755 | 22228 | 4604 | 3223 |  |  | Elevator Apartments | 10 | 42780 | 1 | 6 | 55 | 55 | 1930
1021610001 | 599 190 STREET Manhattan, NY 10040 (40.85492321744243, -73.92958697458401) | Con Edison | BARRY MARTIN INC | BARRY MARTIN 599 CORP | 4422 BROADWAY MANHATTAN, NY 10040 (40.855441766919576, -73.93324681471678) | CA270096K | 7/7/05 | FEDERAL FST-100 | 1 | 4.2 | 1996 | 2031 | DUAL FUEL | 11 to 15 years old | ICI MMG-42 P | #4 | 31755 | 22228 | 4604 | 3223 | Yes | 2021 | Walk-Up Apartments | 10 | 59520 | 1 | 6 | 47 | 54 | 1915
1014390046 | 310 65 STREET Manhattan, NY 10021 (40.76920532766377, -73.959183941086) | Con Edison | BRISTOL EAST COMPANY | BRISTOL EAST CO | 320 58 STREET MANHATTAN, NY 10022 (40.7595915705533, -73.96395175204476) | CA126896M | 7/6/05 | FEDERAL FST-100 | 1 | 4.06 | 1996 | 2031 | DUAL FUEL | 11 to 15 years old | I.C. MMG-42P | #4 | 31755 | 22228 | 4604 | 3223 | Yes | 2019 | Condominiums | 5 | 76500 | 1 | 13 | 86 | 88 | 1965
1021230031 | 508 166 STREET Manhattan, NY 10032 (40.838770514637474, -73.93804729513715) | Con Edison | COLUMBIA REALTY LLC | COLUMBIA REALTY LLC | 1412 AVENUE BROOKLYN, NY 11230 (40.62192951023877, -73.96551106018723) | CB488903R | 7/6/05 | FEDERAL FST-100 (EXSTG) | 1 | 3.34 | 2003 | 2038 | DUAL FUEL | 5 to 10 years old | ICI MMG 42P (NEW) | #4 | 31755 | 22228 | 4604 | 3223 |  |  | Elevator Apartments | 10 | 49105 | 1 | 6 | 64 | 64 | 1910
1008000065 | 146 25 STREET Manhattan, NY 10001 (40.74471770802628, -73.99323133362489) | Con Edison | DEZER PROPERTIES 146, LLC | DEZER PROPERTIES 146 | 89 5 AVE N Y 10003 (40.73763556232365, -73.99237217282291) | CB222901P | 7/6/05 | ROCKMILLS MP-100 | 1 | 4.2 | 2001 | 2036 | DUAL FUEL | 5 to 10 years old | INDUSTRIAL COMB. MMG-42 P | #4 | 31755 | 22228 | 4604 | 3223 | Yes | 2020 | Walk-Up Apartments | 3 | 66528 | 1 | 12 | 0 | 8 | 1911
1021360195 | 97 FORT WASHINGTON AVENUE Manhattan, NY 10032 (40.838323800195894, -73.94381054511729) | Con Edison | F.W. REALTY LLC | F W REALTY LLC | 1412 AVENUE M BROOKLYN, NY 11230 (40.617896169220536, -73.96081092607069) | CA152398Z | 7/6/05 | ROCKMILLS MP-100 | 1 | 4.06 | 1998 | 2033 | DUAL FUEL | 11 to 15 years old | INDUSTRIAL COMB. MMG-42 P | #4 | 31755 | 22228 | 4604 | 3223 | Yes | 2016 | Elevator Apartments | 7 | 59340 | 1 | 6 | 54 | 55 | 1920
1010360005 | 355 45 STREET Manhattan, NY 10036 (40.75983661970474, -73.98991740246521) | Con Edison | LADERA PARTNERS LLC. Att: Keystone Mgmt., Inc. | LADERA PARTNERS LLC | 15162 VENTURA BLVD SHERMAN OAKS, CA 91403 (34.15329502733813, -118.4631580861009) | CA146296R | 7/6/05 | FEDERAL FST-100 | 1 | 4.06 | 1996 | 2031 | DUAL FUEL | 11 to 15 years old | I. C. MMG-42 P | #4 | 31755 | 22228 | 4604 | 3223 |  |  | Elevator Apartments | 3 | 39735 | 4 | 5 | 80 | 81 | 1920
1021690012 | 371 WADSWORTH AVENUE Manhattan, NY 10040 (40.856535071289215, -73.92988904010372) | Con Edison | MAN 371 LLC | MAN 371 LLC | 57 38TH ST NEW YORK, NY 10018 (40.752024858264235, -73.98520633812598) | CB091806Z | 7/6/05 | FEDERAL -FST-100 (NEW) | 1 | 3.3 | 2006 | 2041 | DUAL FUEL | Fewer than 5 years old | ICI-MMG-42P (NEW) | #4 | 31755 | 22228 | 4604 | 3223 |  |  | Elevator Apartments | 10 | 33358 | 1 | 5 | 39 | 40 | 1914
1018420012 | 53 106 STREET Manhattan, NY 10025 (40.79871915160738, -73.9615438129525) | Con Edison | MANHATTAN VENTURA CORP. | MANHATTAN VENTURA LLC | 149 45 NORTHERN BOULEVARD FLUSHING, NY 11354 (40.76862022064671, -73.82719028070687) | CA193993Y | 7/6/05 | PACIFIC 8473 | 1 | 4.06 | 1993 | 2028 |  | 16 to 20 years old | HEV-E-OIL AM 5 CM | #4 | 31755 | 22228 | 4604 | 3223 |  |  | Elevator Apartments | 8 | 15480 | 1 | 6 | 16 | 18 | 1920
1014680009 | 419 73 STREET Manhattan, NY 10021 (40.7683222001939, -73.9550266564384) | Con Edison | MAUTNER-GLICK CORP. | CARMINE LIMITED | 1345 3 AVENUE MANHATTAN, NY 10075 (40.772734838281785, -73.9583942951408) | CA334293J | 7/7/05 | FEDERAL FST-100 | 1 | 4.2 | 1993 | 2028 |  | 16 to 20 years old | ICI MMG-42 (P) | #4 | 31755 | 22228 | 4604 | 3223 |  |  | Walk-Up Apartments | 5 | 42342 | 1 | 6 | 96 | 96 | 1920
1011200061 | 74 68 STREET Manhattan, NY 10023 (40.77450446730331, -73.97991834156876) | Con Edison | MORLEIGH APTS CORP. % HOFFMAN MGT | MORLEIGH APARTMENTS O | 450 7th NEW YORK, NY 10023 (40.751309864527435, -73.99042150946377) | CB464203Y | 7/6/05 | FEDERAL-FST 100 (EXSTG) | 1 | 3.34 | 2003 | 2038 | DUAL FUEL | 5 to 10 years old | IC MMG 42 (NEW) | #4 | 31755 | 22228 | 4604 | 3223 | Yes | 2020 | Elevator Apartments | 6 | 51428 | 1 | 10 | 58 | 58 | 1924 |  | YES
1020540032 | 26 ST NICHOLAS' PLACE Manhattan, NY 10031 (40.827999583299516, -73.94180505699194) | Con Edison | OWNER/AGENT | 24-28 ST. NICHOLAS LL | 26 ST NICHOLAS PLACE MANHATTAN, NY 10031 (40.827999583299516, -73.94180505699194) | CA163397K | 7/5/05 | FEDERAL FST-90 | 1 | 4.06 | 1997 | 2032 | DUAL FUEL | 11 to 15 years old | ICI MMG-54P | #4 | 31755 | 22228 | 4604 | 3223 |  |  | Condominiums | 7 | 12570 | 1 | 5 | 23 | 23 | 1926
1020790021 | 517 147 STREET Manhattan, NY 10031 (40.82674595096071, -73.9471108663535) | Con Edison | PRIME REALTY SERVICES, LLC | HOLY LAND MGMT LLC | 1920 NEW YORK, NY 10116 (40.8110019996426, -73.95309800037239) | CB401003N | 7/6/05 | FEDERAL FST-100 (NEW) | 1 | 3 | 2003 | 2038 | DUAL FUEL | 5 to 10 years old | INDUSTRIAL COMB. MMG-42P (NEW) | #4 | 31755 | 22228 | 4604 | 3223 |  |  | Elevator Apartments | 7 | 17920 | 1 | 5 | 20 | 20 | 1930
1016670016 | 231 117 STREET Manhattan, NY 10035 (40.798342649676044, -73.93878880163832) | Con Edison | R.E. MANAGEMENT INC. | DDEH 231 E 117 LLC | 61 BROADWAY MANHATTAN, NY 10006 (40.70685791268412, -74.01246249206525) | CA231497J | 7/5/05 | FEDERAL FST-100 | 1 | 4.06 | 1997 | 2032 | DUAL FUEL | 11 to 15 years old | ICI MMG-42P | #4 | 31755 | 22228 | 4604 | 3223 |  |  | Elevator Apartments | 8 | 22332 | 1 | 6 | 35 | 35 | 1910
1008010011 | 151 25 STREET Manhattan, NY 10001 (40.74481181929714, -73.99330545611767) | Con Edison | ROYAL EQUITIES LLC % DEEGAN MGT. | ROYAL EQUITIES OPERAT | 110484 BROOKLYN NY 11211 (40.711589765255496, -73.95817675075642) | CB702005J | #N/A | FEDERAL FST-100 (NEW) | 1 | 3.3 | 2005 | 2040 | DUAL FUEL | 5 to 10 years old | IC MMG-42P (NEW) | #4 | 31755 | 22228 | 4604 | 3223 | Yes | 2021 | Factory & Industrial Buildings | 3 | 70804 | 1 | 12 | 6 | 19 | 1909
1008740069 | 112 19 STREET Manhattan, NY 10003 (40.73732740011572, -73.98727536656244) | Con Edison | RUGGLES HSE. INC. | RUGGLES HOUSE INC | ONE UNION SQUARE NEW YORK, NY 10003 (40.73194394755518, -73.98887214913032) | CB001705R | 7/6/05 | BEST 5B-100 (NEW) | 1 | 3.34 | 2005 | 2040 | DUAL FUEL | 5 to 10 years old | INDUSTRIAL COMBUSTION MMG-42P (NEW) | #4 | 31755 | 22228 | 4604 | 3223 | Yes | 2014 | Elevator Apartments | 2 | 55049 | 1 | 12 | 22 | 26 | 1913 |  | YES
1008750079 | 8 GRAMERCY PARK Manhattan, NY 10003 (40.7380535275797, -73.98719183518502) | Con Edison | SP GRAMERCH PROPERTIES % STONEHENGE MGT. | SP GRAMERCY PROPERTIE | 235 48 STREET NEW YORK, NY 10036 (40.76046677832929, -73.98558985323699) | CB097408X | 7/7/05 | BEST 5C-100 | 1 | 3.3 | 2008 | 2043 | DUAL FUEL | Fewer than 5 years old | INDUSTRIAL COMBUSTION MMG-42P | #4 | 31755 | 22228 | 4604 | 3223 |  |  | Elevator Apartments | 2 | 44713 | 1 | 6 | 55 | 63 | 1940
1021360180 | 656 162 STREET Manhattan, NY 10032 (40.838056343536515, -73.94475408384466) | Con Edison | SUSAN M. EDELSTEIN | 656 REALTY | 1324 15TH STREET BROOKLYN, NY 11230 (40.61735457024052, -73.9599434488966) | CA135697Y | 7/6/05 | FEDERAL FST-100 | 1 | 4.06 | 1997 | 2032 | DUAL FUEL | 11 to 15 years old | INDUSTRIAL COMB. MMG-42 P | #4 | 31755 | 22228 | 4604 | 3223 | Yes | 2016 | Elevator Apartments | 7 | 53034 | 1 | 6 | 50 | 50 | 1920
1005250007 | 183 SULLIVAN STREET Manhattan, NY 10012 (40.72842664821542, -74.00073762957197) | Con Edison | TOM SULLIVAN LLC | TOM SULLIVAN LLC | 3545 NEW HYDE PK NY 11040 (40.74529996182383, -73.6796319322678) | CB704705P | #N/A | (EXISTING) ROCKMILLS MP-100 | 1 | 3.3 | 2005 | 2040 | DUAL FUEL | 5 to 10 years old | (REPLACEMENT) IC MMG-42P | #4 | 31755 | 22228 | 4604 | 3223 |  |  | Elevator Apartments | 3 | 20934 | 1 | 6 | 40 | 42 | 1900
1021700340 | 54 WADSWORTH TERRACE Manhattan, NY 10040 (40.856427152645665, -73.93115708416502) | Con Edison | WADSWORTH TERRACE RLTY. LLC | 46-54 WADSWORTH LLC | 100492 BROOKLYN NY 11210 (40.62772226387142, -73.946537919989) | CB056005H | 7/6/05 | EASTMOND ESP - 100 (NEW) | 1 | 3.3 | 2005 | 2040 | DUAL FUEL | 5 to 10 years old | ICI MMG-42P (NEW) | #4 | 31755 | 22228 | 4604 | 3223 |  |  | Elevator Apartments | 10 | 29950 | 1 | 5 | 32 | 32 | 1922
1020980019 | 609 151 STREET Manhattan, NY 10031 (40.83037499803456, -73.94796404299443) | Con Edison | WEST 151st STREET ASSOC. LLC | WEST 151 STREET ASSOC | 507 186th ST NEW YORK, NY 10031 (40.851435294493115, -73.92916842004861) | CB015508J | 7/7/05 | FEDERAL FST - 100 (NEW) | 1 | 3.3 | 2008 | 2043 | DUAL FUEL | Fewer than 5 years old | ICI MMG - 42- | #4 | 31755 | 22228 | 4604 | 3223 |  |  | Elevator Apartments | 7 | 41874 | 1 | 6 | 48 | 48 | 1926
1005190036 | 2 KING STREET Manhattan, NY 10012 (40.727626251609365, -74.00285103634087) | Con Edison | 2 KING STREET APTS CORP. | 2 KING ST APARTMENTS | 271 MADISON AVENUE MANHATTAN, NY 10016 (40.75118848877702, -73.98044892459097) | CA334693Z | 7/7/05 | BEST 4 B 100 | 1 | 4.2 | 1993 | 2028 |  | 16 to 20 years old | ICI MMG 42 | #4 | 31750 | 22225 | 4604 | 3223 |  |  | Elevator Apartments | 3 | 33100 | 1 | 7 | 40 | 41 | 1963
1020690048 | 870 ST NICHOLAS' AVENUE Manhattan, NY 10032 (40.82960936973194, -73.94187700275432) | Con Edison | 870 ST.NICHOLAS AVE CORP. | 870 ST. NICHOLAS AVE. | 245240 BROOKLYN NY 11224 (40.576304656334855, -73.99953200040147) | CA266294J | 7/5/05 | BEST 4 B 100 | 1 | 4.2 | 1994 | 2029 |  | 16 to 20 years old | INDUSTRIAL COMB. MMG-42 (P) | #4 | 31750 | 22225 | 4604 | 3223 | Yes | 2019 | Condominiums | 7 | 58500 | 1 | 5 | 48 | 48 | 1926
1020230028 | 2340 7 AVENUE Manhattan, NY 10030 (40.816655028971084, -73.94286383512826) | Con Edison | CHAPPAQUA REALTY | 137TH STREET PROPERTI | 4 EVARTS AVENUE ELMFORD, NY 10523 (41.05299212530926, -73.8150238658903) | CB062703H | 7/5/05 | FEDERAL FST-100 (NEW) | 1 | 4.2 | 2003 | 2038 | DUAL FUEL | 5 to 10 years old | ICI MMG-42P (NEW) | #4 | 31750 | 22225 | 4604 | 3223 | Yes | 2013 | Condominiums | 9 | 57834 | 1 | 7 | 54 | 56 | 1935
1016460019 | 231 96 STREET Manhattan, NY 10128 (40.78490835328003, -73.94858440708856) | Con Edison | FRANK & WALTER EBERHART | EBERHART L P #1 C/O | 312 82 STREET MANHATTAN, NY 10028 (40.77511842021297, -73.95330906950133) | CA244692H | 7/6/05 | BEST 5 C 100 | 1 | 4.2 | 1992 | 2027 |  | 16 to 20 years old | ICI MMG-42 | #4 | 31750 | 22225 | 4604 | 3223 |  |  | Walk-Up Apartments | 8 | 13547 | 1 | 6 | 22 | 22 | 1920
1018480042 | 315 115 STREET Manhattan, NY 10026 (40.80395481515462, -73.9562932139351) | Con Edison | GREG RAMERIZ | WEST 115 REALTY LLC | 138 ATLANTIC AVENUE BROOKLYN, NY 11201 (40.69042815707081, -73.99514916854224) | CA150896M | 7/7/05 | ROCKMILLS MP-100 | 1 | 4.1 | 1996 | 2031 | DUAL FUEL | 11 to 15 years old | ICI MMG 42 (P) | #4 | 31750 | 22225 | 4604 | 3223 | Yes | 2018 | Elevator Apartments | 9 | 62000 | 1 | 6 | 49 | 49 | 1914
1021550039 | 520 183 STREET Manhattan, NY 10033 (40.84954360699249, -73.93064823201013) | Con Edison | KWIK REALTY LLC | KWIK REALTY LLC | 1324 15TH STREET N Y 11230 (40.61735457024052, -73.9599434488966) | CB054800L | 7/4/05 | FEDERAL FST-100 | 1 | 4.2 | 2000 | 2035 | DUAL FUEL | 5 to 10 years old | IND. COMB. MMG 42 P | #4 | 31750 | 22225 | 4604 | 3223 |  |  | Walk-Up Apartments | 10 | 47658 | 1 | 6 | 48 | 48 | 1909
1016020025 | 53 96 STREET Manhattan, NY 10128 (40.78719103737679, -73.95399606889767) | Con Edison | MOUNT SINAI MEDICAL CENTER | MSMC RESIDENTIAL REAL | 902 BROADWAY MANHATTAN, NY 10010 (40.73945233629462, -73.9896759686116) | CA256894Y | 7/4/05 | FEDERAL FST-100 (NEW) | 1 | 4.06 | 1994 | 2029 |  | 16 to 20 years old | ICI MMG-42P (NEW) | #4 | 31750 | 22225 | 4604 | 3223 |  |  | Condominiums | 4 | 21600 | 1 | 6 | 17 | 20 | 1929
1019950001 | 550 RIVERSIDE DRIVE Manhattan, NY 10027 (40.81605658675039, -73.9605019619811) | Con Edison | APPLE MANAGEMENT LLC. | 550 RIVERSIDE DRIVE | 1881 BROADWAY NY, NY 10023 (40.770928607320116, -73.98226555509018) | CA184181Y | 7/7/05 | ROCKMILLS - MP 100 | 1 | 4.06 | 1981 | 2016 | DUAL FUEL | 26 to 30 years old | ICI DEG-42P | #4 | 31690 | 22183 | 4595 | 3217 | Yes | 2015 | Walk-Up Apartments | 9 | 58560 | 1 | 6 | 50 | 50 | 1926 |  | YES
1005420049 | 103 MAC DOUGAL STREET Manhattan, NY 10012 (40.72964073295498, -74.00078259567346) | Con Edison | FEENJON CORPORATION | FEENJON CORPORATION | 103 MAC DOUGAL STREET MANHATTAN, NY 10012 (40.72964073295498, -74.00078259567346) | CA314883L | 7/6/05 | FEDERAL FST-70 SPECIAL | 1 | 2.9 | 1983 | 2018 | DUAL FUEL | 26 to 30 years old | IRON FIREMAN AGO-4.2 RK | #6 | 31575 | 22102 | 4736 | 3315 |  |  | Elevator Apartments | 3 | 19824 | 1 | 7 | 36 | 37 | 1900
1021420022 | 605 170 STREET Manhattan, NY 10032 (40.84250963567993, -73.93939600445857) | Con Edison | CONCOURSE MANAGEMENT CO. | IG GREENPOINT CORP | 417 FIFTH AVENUE MANHATTAN, NY 10016 (40.7508150795849, -73.98282286232246) | CA243782R | 7/6/05 | ROCKMILLS MP 4-162 | 1 | 6.7 | 1982 | 2017 |  | 26 to 30 years old | IRON FIREMAN AGO6-6.3RK | #6 | 31500 | 22050 | 4725 | 3308 | Yes | 2022 | Elevator Apartments | 10 | 70920 | 1 | 6 | 60 | 66 | 1922
1015240044 | 166 96 STREET Manhattan, NY 10128 (40.78555043534242, -73.9502578649543) | Con Edison | MAUTNER-GLICK MANAGEMENT CORP. | AKAM ASSOCIATES | 8 WEST38THST MANHATTAN, NY 10017 (40.75245652744684, -73.97297648087982) | CA256089L | 7/6/05 | FEDERAL FST 125 | 1 | 5.3 | 1989 | 2024 |  | 21 to 26 years old | IND COMB MEG 54P | #6 | 31500 | 22050 | 4725 | 3308 | Yes | 2014 | Factory & Industrial Buildings | 4 | 62789 | 1 | 16 | 65 | 65 | 1928 |  | YES
1011280021 | 15 75 STREET Manhattan, NY 10023 (40.77839471625293, -73.97498835246886) | Con Edison | POWER,MICHAEL | POWER, LEE | 15 75 STREET MANHATTAN, NY 10023 (40.77839471625293, -73.97498835246886) | CA028193R | 7/6/05 | ROCKMILLS MP-5-4 | 1 | 4.33 | 1993 | 2028 |  | 16 to 20 years old | ICI MMG-42 (P) | #4 | 31320 | 21924 | 4541 | 3179 | Yes | 2018 | Walk-Up Apartments | 6 | 59956 | 1 | 9 | 41 | 41 | 1927
1021800070 | 24 BENNETT AVENUE Manhattan, NY 10033 (40.851444908603355, -73.93616630786823) | Con Edison | 24-42 BENNETT AVE. APT. COR | 24-42 BENNETT AVENUE | 210 70 STREET MANHATTAN, NY 10023 (40.77752434059586, -73.98323378395732) | CA456088X | 7/5/05 | FEDERAL FST 125 | 1 | 5.3 | 1988 | 2023 |  | 21 to 26 years old | ICI DEG 54P | #4 | 31228 | 21859 | 4528 | 3170 | Yes | 2020 | Elevator Apartments | 7 | 75522 | 1 | 6 | 58 | 58 | 1920 |  | YES
1021760133 | 706 181 STREET Manhattan, NY 10033 (40.85047077714515, -73.93682726758202) | Con Edison | APPLE BANK OF SAVINGS | APPLE BANK FOR SAVING | 2100 BROADWAY MANHATTAN, NY 10023 (40.77983189541021, -73.98151911780587) | CA196769N | 7/5/05 | KEWANEE 1780 TYPE C | 2 | 3.5 | 1969 | 2010 |  | 41 - 45 years old | RAY AR0134 SIZE 3 | #4 | 31220 | 21854 | 4527 | 3169 |  |  | Elevator Apartments | 7 | 35910 | 1 | 3 | 0 | 4 | 1941
1019490026 | 303 122 STREET Manhattan, NY 10027 (40.80846305880016, -73.95303311832377) | Con Edison | LAVONIA MANAGEMENT LTD. | 303 W 122ND ST HDFC | 303 122 STREET MANHATTAN, NY 10027 (40.80846305880016, -73.95303311832377) | CA163083H | 7/7/05 | FEDERAL #FST-80 | 1 | 3.4 | 1983 | 2018 |  | 26 to 30 years old | INDUSTRIAL COMBUSTION #MMG-34-P | #4 | 31200 | 21840 | 4524 | 3167 |  |  | Elevator Apartments | 9 | 46410 | 1 | 6 | 42 | 42 | 1913
1014710128 | 440 77 STREET Manhattan, NY 10021 (40.76920532766377, -73.959183941086) | Con Edison | LONDON MGMT. EAST 77 STREET OWNERS CO. | EAST 77 OWNERS CO., | 340 51 STREET MANHATTAN, NY 10022 (40.75505932580168, -73.96710067387549) | CA306393Z | 7/7/05 | FEDERAL FST #70 | 1 | 2.8 | 1993 | 2028 |  | 16 to 20 years old | I.C. MEG #34P | #6 | 31171 | 21820 | 4676 | 3273 |  |  | Elevator Apartments | 5 | 8405 | 1 | 5 | 20 | 20 | 1940
1020947502 | 700 RIVERSIDE DRIVE Manhattan, NY 10031 (40.82847622397503, -73.95064539253997) | Con Edison | 700 R.S.D. ALDO ASSOC. |  | 1920 MANHATTAN NY 10116 (40.8110019996426, -73.95309800037239) | CA022595M | 7/5/05 | FEDERAL FST-70 | 1 | 2.8 | 1995 | 2030 | DUAL FUEL | 11 to 15 years old | INDUSTRIAL COMB. DEG-42 Y (P) | #6 | 31171 | 21820 | 4676 | 3273 |  |  | Elevator Apartments | 7 | 32830 | 1 | 6 | 36 | 36 | 1920
1018710010 | 243 99 STREET Manhattan, NY 10025 (40.796681569215814, -73.9705240855956) | Con Edison | FISHER ASSOCIATES | 99TH ST ASSOCIATES LL | 152 57 ST MANHATTAN, NY 10019 (40.76492963045104, -73.97870228969026) | CA192191H | 7/5/05 | ROCKMILLS MP-70 | 1 | 2.8 | 1991 | 2026 |  | 16 to 20 years old | I.C. MEG-34 P | #6 | 31171 | 21820 | 4676 | 3273 |  |  | Elevator Apartments | 9 | 31576 | 1 | 7 | 32 | 35 | 1950
1012070006 | 57 93 STREET Manhattan, NY 10025 (40.790440798708474, -73.96768776228215) | Con Edison | METRO MANAGEMENT | 57 65 W 93 CORP | 2109 BROADWAY NEW YORK, NY 10023 (40.77992630106403, -73.98178152708138) | CA024986Z | 7/5/05 | FEDERAL FST-70 | 1 | 2.94 | 1986 | 2021 |  | 21 to 26 years old | INDUSTRIAL COMBUSTION MEG-34P | #6 | 31171 | 21820 | 4676 | 3273 |  |  | Elevator Apartments | 6 | 28764 | 1 | 6 | 42 | 42 | 1926
1007790066 | 242 30 STREET Manhattan, NY 10001 (40.74897140790087, -73.99370375602567) | Con Edison | BRADLEY ACQUISITION%BERSTEIN RLTY | ACGC 242 LLC | 150 30TH STREET N Y, NEW YORK 10001 (40.747873861245175, -73.99111945938847) | CB193602R | 7/7/05 | ROCKMILLS MP-150 | 1 | 6.3 | 2002 | 2037 | DUAL FUEL | 5 to 10 years old | INDUSTRIAL COMB.-DEG 63 P | #6 | 31125 | 21788 | 4669 | 3268 | Yes | 2019 | Elevator Apartments | 3 | 94914 | 1 | 14 | 2 | 59 | 1927
1007870072 | 256 38 STREET Manhattan, NY 10018 (40.75417204230626, -73.9904132659813) | Con Edison | CHANUKKA 26 LLC | CHANUKKA 26 LLC | 485 7TH AVENUE NEW YORK, NY 10018 (40.75248351249917, -73.9895590567478) | CB165906R | 7/5/05 | ROCKMILLS MP - 150 (NEW) | 1 | 5 | 2006 | 2041 | DUAL FUEL | Fewer than 5 years old | ICI MEG - 63P (NEW) | #6 | 31125 | 21788 | 4669 | 3268 | Yes | 2017 | Elevator Apartments | 3 | 96736 | 1 | 14 | 0 | 0 | 1924
1020350001 | 226 150 STREET Manhattan, NY 10031 (40.82495420507257, -73.9501244360938) | Con Edison | PINNACLE DUNBAR MANOR LLC | PINNACLE DUNBAR MANO | 1920 NEW YORK, NY 10116 (40.8110019996426, -73.95309800037239) | CB001607Y | 7/5/05 | FEDERAL FST-150 (NEW) | 1 | 5 | 2007 | 2042 | DUAL FUEL | Fewer than 5 years old | ICI DEG-63P (NEW) | #6 | 31125 | 21788 | 4669 | 3268 | Yes | 2015 | Elevator Apartments | 9 | 436115 | 6 | 6 | 538 | 550 | 1928
1002850029 | 197 BROADWAY Manhattan, NY 10002 (40.714215401222326, -73.98812347574558) | Con Edison | THE EDUCATIONAL ALLIANCE | EDUCATIONAL ALLIANCE | 197 BROADWAY MANHATTAN, NY 10002 (40.714215401222326, -73.98812347574558) | CA082382N | 7/5/05 | ROCKMILLS #MP 80 | 1 | 3.3 | 1982 | 2017 |  | 26 to 30 years old | ICI MEG 34-P | #4 | 31000 | 21700 | 4495 | 3146 |  |  | Elevator Apartments | 1 | 48517 | 1 | 6 | 0 | 1 | 1900
1005230046 | 625 BROADWAY Manhattan, NY 10012 (40.725962505855136, -73.99630397196756) | Con Edison | 625 BROADWAY, LLC | 625 BROADWAY OWNERS, | 50 17 STREET NEW YORK, NY 10011 (40.73891274307704, -73.99459526011185) | CA209672R | 7/4/05 | H.B.SMITH 450-S-17 | 1 | 4.2 | 1972 | 2010 |  | 36 - 40 year old | (HEV-E-OIL) -DE-42 S | #6 | 31000 | 21700 | 4650 | 3255 | Yes | 2013 | Elevator Apartments | 1 | 78958 | 1 | 12 | 0 | 14 | 1896
1007840019 | 225 34 STREET Manhattan, NY 10001 (40.75132814462002, -73.99133543478304) | Con Edison | PENNSYLVANIA BUILDING CO. | 14 SO. WILLIAMSPORT H | 225 34 STREET MANHATTAN, NY 10001 (40.75132814462002, -73.99133543478304) | CA259668J | 7/7/05 | FITZGIBBONS 35 | 1 | 9.1 | 1968 | 2010 |  | 41 - 45 years old | ACE DS GH-100 | #6 | 30928 | 21650 | 4639 | 3247 | Yes | 2014 | Warehouses | 3 | 461386 | 1 | 22 | 0 | 184 | 1924
1004140005 | 55 DELANCEY STREET Manhattan, NY 10002 (40.7193434957195, -73.99111488385847) | Con Edison | 55 DELANCEY REALTY LLC | MADISON 55 DELANCEY R | 55 59TH STREET MANHATTAN, NY 10022 (40.76338308328096, -73.97085552100945) | CA256387J | 7/6/05 | ROCKMILLS MP 80 | 1 | 3.4 | 1987 | 2022 |  | 21 to 26 years old | ICI MMG 34 P | #4 | 30870 | 21609 | 4476 | 3133 |  |  | Loft Buildings | 1 | 21865 | 1 | 6 | 30 | 33 | 1900
1010540041 | 420 45 STREET Manhattan, NY 10036 (40.760691116021775, -73.99211357897178) | Con Edison | NEWMARK & CO R.E., AGENT FOR 410-22 ASSOC. | 410-22 ASSOCIATES, | 1501 BROADWAY MANHATTAN, NY 10036 (40.75664722311285, -73.98607810294877) | CA302892P | 7/6/05 | ROCKMILLS MP-100 | 1 | 4.2 | 1992 | 2027 |  | 16 to 20 years old | INDUSTRIAL COMB. MMG-42 (P) | #4 | 30694 | 21486 | 4451 | 3115 | Yes | 2014 | Elevator Apartments | 3 | 59152 | 3 | 3 | 0 | 2 | 1910
1010780008 | 543 49 STREET Manhattan, NY 10019 (40.76471808538404, -73.99372216711505) | Con Edison | LIEBMAN GERALD | 541 OPERATING CORP | 185 SHERMAN AVENUE MANHATTAN, NY 10034-4604 (40.8650215897717, -73.92200661192761) | CA312093H | 7/7/05 | ROCKMILLS MP #100 | 1 | 3.79 | 1993 | 2028 |  | 16 to 20 years old | I.C. DEG #42 (P) | #6 | 30664 | 21465 | 4600 | 3220 |  |  | Walk-Up Apartments | 3 | 30618 | 1 | 6 | 66 | 66 | 1910
1015170027 | 161 88 STREET Manhattan, NY 10128 (40.78055917768581, -73.95404048393127) | Con Edison | 161 E 88 ST. OWNERS CORP. | 161 E 88 OWNERS | 2736 INDEPENDENCE AVENUE RIVERDALE, NY 10463 (40.882258954549314, -73.91765023386792) | CA246571K | 7/7/05 | KEWANEE 1782 | 1 | 2.9 | 1971 | 2010 |  | 36 - 40 year old | YORK B55-100 | #4 | 30660 | 21462 | 4446 | 3112 |  |  | Walk-Up Apartments | 5 | 36432 | 1 | 6 | 42 | 42 | 1937
1013240016 | 235 50 STREET Manhattan, NY 10022 (40.75550438558887, -73.96994218394424) | Con Edison | 235 EAST 50TH STREET COMPANY | UNITED HAY, | 29 32 STREET MANHATTAN, NY 10016 (40.74646468208251, -73.98371855108839) | CA020485M | 7/7/05 | BEST 5A-70 | 1 | 2.9 | 1985 | 2020 |  | 21 to 26 years old | IND COMB INC MM-30 | #4 | 30660 | 21462 | 4446 | 3112 |  |  | Elevator Apartments | 5 | 27522 | 1 | 6 | 40 | 42 | 1906
1012450088 | 324 84 STREET Manhattan, NY 10024 (40.78778799034348, -73.97941775971222) | Con Edison | 324 WEST 84 REALTY, LLC | 324 W. 84TH REATLY, | 1881 BROADWAY NEW YORK, NY 10023 (40.770928607320116, -73.98226555509018) | CB185903H | 7/5/05 | FEDERAL FST-70 (NEW) | 1 | 2.34 | 2003 | 2038 | DUAL FUEL | 5 to 10 years old | INDUSTRIAL COMBUSTION MMG-34P (NEW) | #4 | 30660 | 21462 | 4446 | 3112 |  |  | Elevator Apartments | 6 | 38016 | 1 | 12 | 48 | 48 | 1914
1012520029 | 316 93 STREET Manhattan, NY 10025 (40.793439714015776, -73.97494152338909) | Con Edison | BORG,ABRAHAM | 316 WEST 93RD STREET | 316 93 STREET MANHATTAN, NY 10025 (40.793439714015776, -73.97494152338909) | CA081878M | 7/5/05 | ROCKMILLS MP4-78 | 1 | 3.26 | 1978 | 2013 | DUAL FUEL | 31 to 35 years old | HEV-E-OIL MM34S | #4 | 30660 | 21462 | 4446 | 3112 |  |  | Elevator Apartments | 6 | 31614 | 1 | 6 | 49 | 49 | 1910
1015020020 | 1261 MADISON AVENUE Manhattan, NY 10128 (40.78357307505212, -73.95683272810157) | Con Edison | CARNEGIE HILL-90TH STREET INC. | TIMOTHY C. GROGAN | 360 LEXINGTON AVENUE MANHATTAN, NY 10017 (40.7504906605329, -73.97680280734616) | CA347283Z | 7/6/05 | ROCKMILLS MP-80 | 1 | 2.9 | 1983 | 2018 |  | 26 to 30 years old | ICI MMG 34P | #4 | 30660 | 21462 | 4446 | 3112 |  |  | Walk-Up Apartments | 4 | 37240 | 1 | 7 | 16 | 16 | 1901
1020630046 | 435 CONVENT AVENUE Manhattan, NY 10031 (40.827010329067264, -73.94450302307985) | Con Edison | GARRISON APARTMENTS | THE GARRISON APARTMEN | 109 15 14 AVENUE COLLEGE POINT, NY 11356 (40.7849280967543, -73.84181070040347) | CA123266Y | 7/5/05 | ROCKMILLS MP-90 | 1 | 2.8 | 1966 | 2010 |  | 41 - 45 years old | YORK 548-F-90-6 | #4 | 30660 | 21462 | 4446 | 3112 |  |  | Elevator Apartments | 7 | 44268 | 1 | 6 | 29 | 29 | 1902
1022430386 | 83 PARK TERRACE Manhattan, NY 10034 (40.87109422724384, -73.91572594470084) | Con Edison | KOSOVA PROPERTIES INC. | KOSOVA PROPERTIES INC | 2126 MULINER AVENUE BRONX, NY 10462 (40.855072774712745, -73.86194037772134) | CA172983H | 7/5/05 | ROCKMILLS MP-60 | 1 | 2.9 | 1983 | 2018 |  | 26 to 30 years old | I.C.I. AMG-4 3/4 | #4 | 30660 | 21462 | 4446 | 3112 |  |  | Loft Buildings | 7 | 33280 | 1 | 6 | 36 | 36 | 1940
1012080052 | 46 95 STREET Manhattan, NY 10025 (40.791598276180025, -73.96669148547457) | Con Edison | METRO MGMT/46 W 95 ST | 46 WEST 95TH STREET O | 42 25 21 STREET L I CITY, NY 11101 (40.74570244980828, -73.93866902925225) | CA535585M | 7/7/05 | BEST BOILER 5B-70 | 1 | 2.9 | 1985 | 2020 |  | 21 to 26 years old | IND. COMB. MM-30 | #4 | 30660 | 21462 | 4446 | 3112 |  |  | Elevator Apartments | 6 | 39941 | 1 | 9 | 38 | 38 | 1923
1021660001 | 615 184 STREET Manhattan, NY 10033 (40.851303221775986, -73.93284285236133) | Con Edison | WADSWORTH ASSOC IV | 221 WADSWORTH REALTY | 1920 MANHATTAN NY 10116 (40.8110019996426, -73.95309800037239) | CA046077Z | 7/7/05 | ROCKMILLS MP70 | 1 | 3 | 1977 | 2012 |  | 31 to 35 years old | ICI AM 4 34 CM | #4 | 30660 | 21462 | 4446 | 3112 |  |  | Office Buildings | 10 | 41736 | 1 | 6 | 54 | 54 | 1928
1022420065 | 623 207 STREET Manhattan, NY 10034 (40.868196729270515, -73.92149673021025) | Con Edison | KAY MANAGEMENT GROUP INC. | 623-631 WEST 207TH IN | 3 73RD ST NEW YORK, NY 10023 (40.77714292254262, -73.97604224664741) | CA029076M | 7/6/05 | SPENCER 5M85 | 1 | 4.34 | 1976 | 2011 |  | 31 to 35 years old | HEV E OIL AM6CM | #4 | 30551 | 21385 | 4430 | 3101 |  |  | Elevator Apartments | 7 | 23035 | 1 | 5 | 26 | 27 | 1925
1021310001 | 565 174 STREET Manhattan, NY 10033 (40.844407107273646, -73.93605729667924) | Con Edison | 565 REALTY LLC. | 565 REALTY CO | 574 CEDARHURST NY 11516 (40.63035943500745, -73.72995581741695) | CA221288Y | 7/4/05 | FEDERAL FST 70 | 1 | 2.8 | 1988 | 2023 |  | 21 to 26 years old | ICI MMG 28 | #4 | 30495 | 21346 | 4422 | 3095 |  |  | Elevator Apartments | 10 | 43260 | 1 | 6 | 60 | 67 | 1910
1008680072 | 437 5 AVENUE Manhattan, NY 10016 (40.75143130572491, -73.98240944661484) | Con Edison | J.P.DAY REALTY CORP. | ROBNET 437 LLC | 9 40 STREET MANHATTAN, NY 10016 (40.751842689786, -73.9808777214277) | CA059378P | 7/4/05 | BURNHAM-SPENCER 4F-450 NY | 1 | 4.1 | 1978 | 2013 |  | 31 to 35 years old | HEV-E-OIL MM42P | #4 | 30450 | 21315 | 4415 | 3091 | Yes | 2018 | Walk-Up Apartments | 3 | 69378 | 1 | 11 | 0 | 17 | 1906
1014397502 | 334 65 STREET Manhattan, NY 10021 (40.76920532766377, -73.959183941086) | Con Edison | 330-334 E65 ST. CONDOMINIUM |  | 825 3 AVENUE MANHATTAN, NY 10022 (40.75645516364731, -73.97025013666433) | CA329289K | 7/6/05 | FEDERAL FST 70 | 1 | 2.8 | 1989 | 2024 |  | 21 to 26 years old | ICI MMG 28 | #4 | 30405 | 21284 | 4409 | 3086 |  |  | Elevator Apartments | 5 | 1621 | 2 | 6 | 28 | 29 | 1910
1015430018 | 333 80 STREET Manhattan, NY 10021 (40.76920532766377, -73.959183941086) | Con Edison | 33380 OWNERS CORP, C/O PLYMOUTH MGMT | 33380 OWNERS CORP | 404 PARK AVE MANHATTAN, NY 10016 (40.74338720170832, -73.98417235632) | CA246788L | 7/4/05 | ROCKMILLS MP-70 | 1 | 2.8 | 1988 | 2023 |  | 21 to 26 years old | ICI MMG 28 | #4 | 30405 | 21284 | 4409 | 3086 |  |  | Elevator Apartments | 5 | 45634 | 1 | 6 | 54 | 54 | 1920
1006180028 | 204 14 STREET Manhattan, NY 10011 (40.738611501261815, -73.9998968093177) | Con Edison | HARRY GENE INC | 2675 CONCOURSE ASSOCI | 145 HUGUENOT ST NEW ROCHELLE, NY 10801 (40.91319235913511, -73.77945045104241) | CA131189J | 7/5/05 | FEDERAL FST70 | 1 | 2.8 | 1989 | 2024 |  | 21 to 26 years old | ICI MMG28 | #4 | 30405 | 21284 | 4409 | 3086 |  |  | Walk-Up Apartments | 3 | 32000 | 1 | 6 | 52 | 56 | 1969
1021270023 | 555 170 STREET Manhattan, NY 10032 (40.84195524876625, -73.93807271146584) | Con Edison | HEIGHTS 170, LLC%BRONSTEIN PROP.LLC | HEIGHTS 170 LLC | 108 18 QUEENS BLVD FOREST HILLS, NY 11375 (40.720707263029794, -73.84628429608335) | CA151087R | 7/6/05 | FEDERAL FST 70 | 1 | 2.8 | 1987 | 2022 |  | 21 to 26 years old | ICI MM 28 | #4 | 30405 | 21284 | 4409 | 3086 |  |  | Elevator Apartments | 10 | 31902 | 1 | 6 | 45 | 45 | 1909
1020980023 | 605 151 STREET Manhattan, NY 10031 (40.83034322437655, -73.94789087996614) | Con Edison | LANGSON PROPERTY SERVICE CORP. | 605 WEST 151ST STREET | 36 08 30th AVE ASTORIA, NY 11103 (40.76286893025696, -73.91327185810974) | CA122188N | 7/7/05 | FEDERAL FST 70 | 1 | 2.8 | 1988 | 2023 |  | 21 to 26 years old | ICI MMG 28 | #4 | 30405 | 21284 | 4409 | 3086 |  |  | Elevator Apartments | 7 | 30978 | 1 | 6 | 25 | 25 | 1920
1018750026 | 205 103 STREET Manhattan, NY 10025 (40.798626361954064, -73.96732952784495) | Con Edison | R & L REALTY ASSOC | 205 W 103 OWNERS CORP | 450 42 ST MANHATTAN, NY 10036 (40.75914161040988, -73.9943919430948) | CA403587L | 7/6/05 | FEDERAL FST 70 | 1 | 2.8 | 1987 | 2022 |  | 21 to 26 years old | ICI MMG 28 | #4 | 30405 | 21284 | 4409 | 3086 |  |  | Elevator Apartments | 8 | 33200 | 1 | 6 | 36 | 36 | 1920
1012710017 | 39 55 STREET Manhattan, NY 10019 (40.76222386836093, -73.97615711167684) | Con Edison | THE RONBET COMPANY | RONBET WEST 55TH STRE | 505 PARK AVE NEW YORK, NY 10022 (40.76306994694055, -73.96951609105548) | CA405087Y | 7/7/05 | FEDERAL FST 70 | 1 | 2.8 | 1987 | 2022 |  | 21 to 26 years old | ICI MMG 28 | #4 | 30405 | 21284 | 4409 | 3086 |  |  | Walk-Up Apartments | 4 | 40197 | 1 | 10 | 0 | 1 | 1913
1013470018 | 345 54 STREET Manhattan, NY 10022 (40.75696008318539, -73.96563863687368) | Con Edison | 1097 HOLDING LLC. | 345 EAST 54TH OWNERS | 314 MC DONALD AVENUE BKLYN, NY 11218 (40.64645924920414, -73.9801659240397) | CA323391J | 7/6/05 | PACIFIC 47 L 2 | 1 | 5.43 | 1991 | 2026 |  | 16 to 20 years old | ICI MMG-34 (P) | #4 | 30405 | 21283 | 4409 | 3086 |  |  | Educational Structures | 5 | 37732 | 1 | 7 | 59 | 59 | 1960
1018830025 | 507 111 STREET Manhattan, NY 10025 (40.803752970127505, -73.96360360759813) | Con Edison | 507 WEST 11TH STREET 7 OWNERS | BLENNERHASSET CORP | 345 SEVENTH AVE 21st ST MANHATTAN, NY (40.74988399964684, -73.98797699993861) | CA024097Z | 7/4/05 | EASTMOND ESP-70 | 1 | 2.8 | 1997 | 2032 | DUAL FUEL | 11 to 15 years old | INDUSTRIAL COMB. MMG-28 | #4 | 30405 | 21283 | 4409 | 3086 |  |  | Elevator Apartments | 9 | 26424 | 1 | 6 | 24 | 24 | 1915
1021420095 | 647 172 STREET Manhattan, NY 10032 (40.84422475849343, -73.93962262959099) | Con Edison | HEIGHTS REAL ESTATE CO. | 647 ASSOCIATES, | 369 62 STREET MANHATTAN, NY 10021 (40.76920532766377, -73.959183941086) | CA204196M | 7/7/05 | FEDERAL FST-70 | 1 | 2.8 | 1996 | 2031 | DUAL FUEL | 11 to 15 years old | I.C. MMG-28 | #4 | 30405 | 21283 | 4409 | 3086 |  |  | Walk-Up Apartments | 10 | 25400 | 1 | 5 | 31 | 31 | 1917
1020100021 | 111 141 STREET Manhattan, NY 10030 (40.818115436331304, -73.93854014961425) | Con Edison | REBECCA REALTY MGMT | 141 REALTY NY LLC | 1920 NEW YORK, NY 10116 (40.8110019996426, -73.95309800037239) | CA104789J | 7/7/05 | DERAL FST-70 | 1 | 2.8 | 1989 | 2024 |  | 21 to 26 years old | ICI MMG-28 | #4 | 30405 | 21283 | 4409 | 3086 |  |  | Elevator Apartments | 9 | 26165 | 1 | 5 | 58 | 58 | 1926
1008800006 | 105 24 STREET Manhattan, NY 10010 (40.74075504492938, -73.98559111149392) | Con Edison | RISKIN MARTIN | GOODMAN AND RISKIN EN | 11 WOODHILL LANE GLEN HEAD, NY 11545 (40.82951044430877, -73.57671628597734) | CA245595K | 7/6/05 | FEDERAL FST 70 | 1 | 2.8 | 1995 | 2030 | DUAL FUEL | 11 to 15 years old | INDUSTRIAL COMB. MMG-28 | #4 | 30405 | 21283 | 4409 | 3086 |  |  | Walk-Up Apartments | 2 | 26142 | 1 | 6 | 43 | 43 | 1939
1021300009 | 562 174 STREET Manhattan, NY 10033 (40.844336336936934, -73.93603836268298) | Con Edison | SCHARFMAN ORGANIZATION | 562 ASSOCIATES L P A | 111 CENTRAL PARK HARTSDALE, NY 10530 (41.02055398870775, -73.79672640788674) | CA353293N | 7/7/05 | FEDERAL FST-70 | 1 | 2.8 | 1993 | 2028 |  | 16 to 20 years old | INDUSTRIAL COMB. MMG-28 | #4 | 30405 | 21283 | 4409 | 3086 |  |  | Elevator Apartments | 10 | 31860 | 1 | 6 | 42 | 42 | 1920
1005290057 | 33 BLEECKER STREET Manhattan, NY 10012 (40.72564774314486, -73.9937948635058) | Con Edison | 33 BLEEKER ST CORPORATION | 33 BLECKER STREET COR | 33 BLEECKER STREET MANHATTAN, NY 10012 (40.72564774314486, -73.9937948635058) | CA392384K | 7/5/05 | ROCKMILLS MP 70 | 1 | 2.6 | 1984 | 2019 |  | 26 to 30 years old | ICI MMG-28-P | #4 | 30386 | 21270 | 4406 | 3084 |  |  | Walk-Up Apartments | 1 | 25132 | 1 | 6 | 10 | 13 | 1900
1018950047 | 615 113 STREET Manhattan, NY 10025 (40.80637505360624, -73.9659321318294) | Con Edison | 615 WEST OWNERS CORP. | 615-617 WEST 113TH CO |  | CA073480M | 7/6/05 | ROCKMILLS #MP4-69 | 1 | 2.6 | 1980 | 2015 |  | 26 to 30 years old | INDUSTRIAL COMBUSTION MMG-34-P | #4 | 30386 | 21270 | 4406 | 3084 |  |  | Walk-Up Apartments | 9 | 27592 | 1 | 8 | 49 | 49 | 1907
1021330026 | 565 175 STREET Manhattan, NY 10033 (40.845051970871914, -73.93558985719521) | Con Edison | WEST 175TH STREET REALTY LLC. | 175 REALTY LLC | 1920 NY NY 10116 (40.8110019996426, -73.95309800037239) | CA402892N | 7/6/05 | ROCKMILLS MP-80 | 1 | 3.36 | 1992 | 2027 |  | 16 to 20 years old | ICI MEG-34 (P) | #6 | 30251 | 21176 | 4538 | 3176 |  |  | Walk-Up Apartments | 10 | 24144 | 1 | 6 | 30 | 30 | 1914
1008300026 | 1182 BROADWAY Manhattan, NY 10001 (40.74550477355183, -73.98871369404026) | Con Edison | MOCAL ENTERPRISES,INC. | MOCAL ENTERPRISES, IN | 1225 BROADWAY MANHATTAN, NY 10001 (40.746675680844476, -73.98851516437571) | CA267482L | 7/5/05 | FEDERAL FL1215 | 1 | 5.6 | 1982 | 2017 |  | 26 to 30 years old | IRON FIREMAN A06-6.3 | #4 | 30240 | 21168 | 4385 | 3069 | Yes | 2020 | Elevator Apartments | 3 | 75338 | 1 | 16 | 0 | 90 | 1910
1008607501 | 45 30 STREET Manhattan, NY 10016 (40.7450746391193, -73.9843173520411) | Con Edison | 45 EAST 30TH STREET LLC |  | 380 BROADWAY JERICHO, NY 11753 (40.78174745133259, -73.53203796756173) | CA057376M | 7/6/05 | ROCKMILLS MP-100 | 1 | 4.3 | 1976 | 2011 |  | 31 to 35 years old | I.C.I. HEVEOIL AM 7 ES | #6 | 30153 | 21107 | 4523 | 3166 | Yes | 2020 | Hospitals & Health | 2 | 46918 | 1 | 19 | 40 | 46 | 1922 | YES
1007910050 | 114 16 STREET Manhattan, NY 10011 (40.738854773369326, -73.99635610607262) | Con Edison | ORIN MGMT CORP. | 114 ASSOCIATES | 1168 FLUSHING NY 11354 (40.76862022064671, -73.82719028070687) | CA075993R | 7/6/05 | ROCKMILLS MP-70 | 1 | 2.77 | 1993 | 2028 |  | 16 to 20 years old | ICI MMG-34 (P) | #4 | 30076 | 21053 | 4361 | 3053 |  |  | Walk-Up Apartments | 3 | 32736 | 1 | 6 | 41 | 41 | 1939
1015630005 | 411 83 STREET Manhattan, NY 10028 (40.77482671007584, -73.95051344693647) | Con Edison | SOVEREIGN REALTY CO. | SOVEREIGN REALTY PARN | 559 189TH STREET MANHATTAN, NY 10040 (40.853860649538326, -73.9289340156895) | CA180893Y | 7/6/05 | ROCKMILLS MP-60 | 1 | 2.59 | 1993 | 2028 |  | 16 to 20 years old | ICI MMG 28 | #4 | 30076 | 21053 | 4361 | 3053 |  |  | Walk-Up Apartments | 5 | 28900 | 1 | 6 | 37 | 37 | 1915
1022210030 | 74 POST AVENUE Manhattan, NY 10034 (40.86390051870916, -73.92184010794148) | Con Edison | 1071 HOME CORP | TEN SEVENTY ONE HOME | 9437 SHORE ROAD BROOKLYN, NY 11209 (40.61705649347334, -74.03865586600874) | CA075590M | 7/6/05 | FEDERAL FST 100 | 1 | 4.2 | 1990 | 2025 |  | 16 to 20 years old | ICI MMG 42P | #4 | 30000 | 21000 | 4350 | 3045 | Yes | 2021 | Elevator Apartments | 10 | 68454 | 1 | 6 | 60 | 60 | 1925
1021730025 | 141 NAGLE AVENUE Manhattan, NY 10040 (40.861067654316855, -73.92618383334303) | Con Edison | 145 NAGLE AVE CORP. | 145 NAGLE AVENUE CORP | 670423 STATION FLUSHING, NY 11367 (40.730323085042414, -73.82610630716033) | CA182984Z | 7/6/05 | ROCKMILLS MP 70 | 1 | 2.8 | 1984 | 2019 |  | 26 to 30 years old | I.C.I MMG 34P | #4 | 30000 | 21000 | 4350 | 3045 |  |  | Elevator Apartments | 10 | 35710 | 1 | 5 | 40 | 44 | 1923
1007970076 | 166 22 STREET Manhattan, NY 10011 (40.74299434237842, -73.99518097132987) | Con Edison | 166 WEST 22ND ST.OWNERS CORP. | 166 WEST 22 ST OWNER | 666 BROADWAY MANHATTAN, NY 10012 (40.727111630718575, -73.99526134940452) | CA215186M | 7/7/05 | ROCKMILLS MP 60 | 1 | 2.3 | 1986 | 2021 |  | 21 to 26 years old | I.C.I. MMG-28 | #4 | 30000 | 21000 | 4350 | 3045 |  |  | Elevator Apartments | 3 | 31759 | 1 | 6 | 42 | 42 | 1950
1021680070 | 602 190 STREET Manhattan, NY 10040 (40.85492772987976, -73.9297489084442) | Con Edison | 190A REALTY LLC. | FT. GEORGE 602 LLC | 108 18 QUEENS BLVD FOREST HILLS, NY 11375 (40.720707263029794, -73.84628429608335) | CA103389X | 7/5/05 | ROCKMILLS MP70 | 1 | 2.77 | 1989 | 2024 |  | 21 to 26 years old | ICI MMG 34P | #4 | 30000 | 21000 | 4350 | 3045 |  |  | Elevator Apartments | 10 | 37002 | 1 | 6 | 42 | 42 | 1915
1021770008 | 2 PINEHURST AVENUE Manhattan, NY 10033 (40.84825231539935, -73.94036614174507) | Con Edison | 2 PINEHURST OWNER LLC | 2 PINEHURST OWNER LLC | 31 10 37 AVENUE LONG ISLAND CITY, NY 11101 (40.74570244980828, -73.93866902925225) | CA196288M | 7/5/05 | ROCKMILLS MP 100 | 1 | 4.2 | 1988 | 2023 |  | 21 to 26 years old | ICI MMG 42P | #4 | 30000 | 21000 | 4350 | 3045 | Yes | 2017 | Elevator Apartments | 10 | 55548 | 1 | 6 | 54 | 54 | 1910
1006460047 | 29 9 AVENUE Manhattan, NY 10014 (40.74045058374713, -74.00574685327518) | Con Edison | 2935 EQUITIES LLC | 2935 EQUITIES | 311 18 ST MANHATTAN, NY 10003 (40.734760894542895, -73.98283130987706) | CA358684N | 7/7/05 | ROCKMILLS MP 100 | 1 | 4.1 | 1984 | 2019 |  | 26 to 30 years old | HEV-E-OILAM 6 | #4 | 30000 | 21000 | 4350 | 3045 | Yes | 2016 | Elevator Apartments | 3 | 59934 | 1 | 6 | 0 | 2 | 1910
1005110006 | 580 BROADWAY Manhattan, NY 10012 (40.72465848891267, -73.99741013806357) | Con Edison | 580 BDWY CORP | BROAD PRINCE REALTY C | 580 BROADWAY NEW YORK, NY 10012 (40.72465848891267, -73.99741013806357) | CA286182N | 7/6/05 | ROCKMILLS MP125 | 1 | 5.2 | 1982 | 2017 |  | 26 to 30 years old | ICI MM54P | #4 | 30000 | 21000 | 4350 | 3045 | Yes | 2021 | Elevator Apartments | 1 | 127597 | 1 | 12 | 0 | 13 | 1900
1021440025 | 605 177 STREET Manhattan, NY 10033 (40.8468120125196, -73.93574272580456) | Con Edison | 605 REALTY LLC | 605 REALTY | 5414 NEW UTRECHT AVE BROOKLYN, NY 11219-4129 (40.632301542122185, -73.9953293000187) | CA639986J | 7/6/05 | ROCKMILLS MP 70 | 1 | 2.59 | 1986 | 2021 |  | 21 to 26 years old | ICI MMG 30 | #4 | 30000 | 21000 | 4350 | 3045 |  |  | Hospitals & Health | 10 | 15840 | 1 | 5 | 20 | 20 | 1910
1011290047 | 22 77 STREET Manhattan, NY 10024 (40.78002425943724, -73.97495678495181) | Con Edison | 77 REALTY CORP/MARBROSE RLTY | 77TH STREET RLTY ASOC | 43 75 TH STREET MANHATTAN, NY 10023 (40.778711123445305, -73.97574917892379) | CA063683N | 7/5/05 | FEDERAL FST 60 | 1 | 2.52 | 1983 | 2018 |  | 26 to 30 years old | ICI MMG34P | #4 | 30000 | 21000 | 4350 | 3045 |  |  | Elevator Apartments | 6 | 26910 | 1 | 6 | 42 | 42 | 1921
1021770145 | 803 180 STREET Manhattan, NY 10033 (40.85004980862186, -73.93883870444549) | Con Edison | 803 WEST 180TH STREET CO.INC. | 803 WEST 180TH STREET | 250 57TH ST NY, NY 10107 (40.766393521786576, -73.98218601253214) | CA373188J | 7/5/05 | FEDERAL FST90 | 1 | 3.72 | 1988 | 2023 |  | 21 to 26 years old | ICI MMG42P | #4 | 30000 | 21000 | 4350 | 3045 |  |  | Elevator Apartments | 7 | 46752 | 1 | 6 | 36 | 36 | 1913
1021640026 | 190 WADSWORTH AVENUE Manhattan, NY 10033 (40.85087833572493, -73.93420578584437) | Con Edison | ANDREAS REALTY OF NEW YORK CORP. | ANDREAS REALTY OF NEW | 330 COLUMBUS AVENUE MT VERNON, NY 10552 (40.921677109208396, -73.8237687429195) | CA380886M | 7/5/05 | FEDERAL FST -90 | 1 | 3.72 | 1986 | 2021 |  | 21 to 26 years old | I.C.I. MMG-42P | #4 | 30000 | 21000 | 4350 | 3045 |  |  | Educational Structures | 10 | 21500 | 1 | 5 | 20 | 22 | 1910
1020270041 | 214 142 STREET Manhattan, NY 10030 (40.8199007999637, -73.94097027294472) | Con Edison | ARCHDIOCESE OF NEW YORK | ST CHARLES BOROMEO | 2118 1412nd ST MANHATTAN, NY 10030 (40.81843517604261, -73.94276530357587) | CA346988Y | 7/5/05 | ROCKMILLS MP 4-133 | 1 | 3.25 | 1988 | 2023 |  | 21 to 26 years old | ICI MMG 54 P | #4 | 30000 | 21000 | 4350 | 3045 |  |  | Elevator Apartments | 7 | 44425 | 1 | 4 | 0 | 1 | 1900
1022430258 | 5057 BROADWAY Manhattan, NY 10034 (40.870258725456324, -73.91535599611024) | Con Edison | CHAIM SCHWEID | FIS ASSOCIATES LLC |  | CA256585K | 7/4/05 | ROCKMILLS MP70 | 1 | 2.6 | 1985 | 2020 |  | 21 to 26 years old | ICI MMG30 | #4 | 30000 | 21000 | 4350 | 3045 |  |  | Elevator Apartments | 7 | 34008 | 1 | 6 | 40 | 43 | 1939
1020580047 | 310 CONVENT AVENUE Manhattan, NY 10031 (40.823161230781864, -73.94731790103157) | Con Edison | CHESTNUT HOLDING /CONVENT 1 LLC. | CONVENT 1 LLC | 5676 RIVERDALE AVE ST BRONX, NY 10471 (40.90603192863733, -73.90429477417916) | CA483885M | 7/6/05 | ROCKMILLS MP 90 | 1 | 3.6 | 1985 | 2020 | DUAL FUEL | 21 to 26 years old | ICI DEG42P | #4 | 30000 | 21000 | 4350 | 3045 | Yes | 2018 | Condominiums | 7 | 55176 | 1 | 6 | 37 | 37 | 1925
1004650055 | 145 2 AVENUE Manhattan, NY 10003 (40.7293259702447, -73.9871129008281) | Con Edison | CLEARWATER ASSOCIATES. | SECOND AVENUE VILLAGE | 6 GRAG AVE GREAT NECK, NY 11021 (40.78664779925657, -73.72844675971015) | CA324288X | 7/4/05 | FEDERAL ESP-125 | 1 | 5.25 | 1988 | 2023 |  | 21 to 26 years old | ICI MMG 54 P | #4 | 30000 | 21000 | 4350 | 3045 |  |  | Vacant Land | 2 | 25340 | 1 | 7 | 24 | 27 | 1920
1008640032 | 55 34 STREET Manhattan, NY 10016 (40.74751428588191, -73.98227725737968) | Con Edison | DOCS AFFILIATES | BETH ISRAEL MEDICALCN | 55 34TH STREET MANHATTAN, NY 10016 (40.74751428588191, -73.98227725737968) | CA344867Z | 7/5/05 | KEWANEE M8184 | 1 | 5.6 | 1967 | 2010 |  | 41 - 45 years old | JOHNSON 130 AVH 4 1/2 | #4 | 30000 | 21000 | 4350 | 3045 |  |  | Elevator Apartments | 2 | 44100 | 1 | 6 | 0 | 3 | 1951
1020740061 | 540 143 STREET Manhattan, NY 10031 (40.824475004381654, -73.94990270521704) | Con Edison | EVELYN RAMIREZ | 3480-3496 BROADWAY AS | 156 WILLIAM STREET MANHATTAN, NY 10038 (40.70999054661479, -74.0060256431043) | CA308289H | 7/6/05 | ROCKMILLS MP 80 | 1 | 3.43 | 1989 | 2024 |  | 21 to 26 years old | ICI MMG 42 P | #4 | 30000 | 21000 | 4350 | 3045 |  |  | Elevator Apartments | 7 | 46946 | 1 | 6 | 43 | 49 | 1920
1008290032 | 15 27 STREET Manhattan, NY 10001 (40.744423833095745, -73.98850421678016) | Con Edison | F.M.RING ASSOC. INC. | FRANK RING | 20 47 STREET MANHATTAN, NY 10036 (40.7569253914677, -73.97925477654863) | CA114666Z | 7/5/05 | RUTZLER HRT | 1 | 5.71 | 1966 | 2010 |  | 41 - 45 years old | PETRO WD 4 AH | #4 | 30000 | 21000 | 4350 | 3045 | Yes | 2019 | Hospitals & Health | 3 | 50234 | 1 | 11 | 0 | 6 | 1908
1021690025 | 608 192 STREET Manhattan, NY 10040 (40.85620563704876, -73.92884249854606) | Con Edison | JABAR REALTY. | JABAR RLTY CORP | 141 12 77 AVENUE FLUSHING, NY 11367 (40.730323085042414, -73.82610630716033) | CA417190K | 7/7/05 | ROCKMILLS MP70 | 1 | 2.59 | 1990 | 2025 |  | 16 to 20 years old | ICI MMG-30 | #4 | 30000 | 21000 | 4350 | 3045 |  |  | Elevator Apartments | 10 | 27055 | 1 | 5 | 38 | 40 | 1940
1008030026 | 115 27 STREET Manhattan, NY 10001 (40.745638174943146, -73.99142009713974) | Con Edison | JOEL BERMAN | 115 WEST 27TH STREET | 780 THIRD AVENUE NEW YORK, NY 10017 (40.75471658938644, -73.97162386846965) | CA321173M | 7/7/05 | ROCKMILLS MP 125 | 1 | 5.3 | 1973 | 2010 |  | 36 - 40 year old | ICI DM 54 | #4 | 30000 | 21000 | 4350 | 3045 | Yes | 2013 | Walk-Up Apartments | 3 | 59440 | 1 | 12 | 0 | 0 | 1910
1022410042 | 677 204 STREET Manhattan, NY 10034 (40.86753903503679, -73.92340726478527) | Con Edison | LADA REALTY CORP | IADA REALTY CORP. | 5925 BROADWAY BRONX, NY 10463 (40.888406443876256, -73.899128719106) | CA230482M | 7/5/05 | FEDERAL FST 60 | 1 | 2.6 | 1982 | 2017 |  | 26 to 30 years old | I C I MMG 34P | #4 | 30000 | 21000 | 4350 | 3045 |  |  | Elevator Apartments | 7 | 33000 | 1 | 5 | 31 | 31 | 1915
1020020011 | 629 135 STREET Manhattan, NY 10031 (40.82032214540266, -73.95552910630627) | Con Edison | LAURSTEN ASSOCIATES | 629-33 WEST 135TH ST | 507 186 ST MANHATTAN, NY 10033 (40.851435294493115, -73.92916842004861) | CA157088X | 7/4/05 | ROCKMILLS MP 60 | 1 | 2.32 | 1988 | 2023 |  | 21 to 26 years old | ICI MMG 28 | #4 | 30000 | 21000 | 4350 | 3045 |  |  | Walk-Up Apartments | 7 | 34074 | 1 | 6 | 30 | 30 | 1930
1007630018 | 333 39 STREET Manhattan, NY 10018 (40.75575855425208, -73.99212336793875) | Con Edison | NEWMARK & CO.REAL ESTATE, INC. | JOFFEE-333 W. 39 REAL | 125 PARK AVENUE MANHATTAN, NY 10017 (40.75150189626578, -73.97791375384898) | CA333687H | 7/7/05 | ROCKMILLS MP 150 | 1 | 6.27 | 1987 | 2022 |  | 21 to 26 years old | ICI DEG 63 P | #4 | 30000 | 21000 | 4350 | 3045 | Yes | 2013 | Elevator Apartments | 3 | 93661 | 1 | 14 | 0 | 10 | 1929
1021580062 | 575 189 STREET Manhattan, NY 10040 (40.85404099358604, -73.92936796855435) | Con Edison | OMIBAT REALTY INC. | OMNIBAT REALTY INC | 656599 FRESH MEADOWS NY 11365 (40.73987184371066, -73.79462153515567) | CA322190Z | 7/7/05 | ROCKMILLS MP90 | 1 | 3.72 | 1990 | 2025 |  | 16 to 20 years old | ICI MMG42P | #4 | 30000 | 21000 | 4350 | 3045 |  |  | Elevator Apartments | 10 | 42045 | 1 | 5 | 46 | 52 | 1923
1014970005 | 3 85 STREET Manhattan, NY 10028 (40.78079790913695, -73.96073957707728) | Con Edison | R.F.STUART REAL ESTATE | 3 EAST 85TH STREET CO | 444 PARK AVE NY, NY 10016 (40.74469474944843, -73.98322793062597) | CA298782P | 7/7/05 | FEDERAL FST 80 | 1 | 3.4 | 1982 | 2017 |  | 26 to 30 years old | ICI MMG34P | #4 | 30000 | 21000 | 4350 | 3045 |  |  | Elevator Apartments | 4 | 32762 | 1 | 9 | 30 | 32 | 1913
1011670055 | 242 76 STREET Manhattan, NY 10023 (40.78188656556921, -73.98147172281597) | Con Edison | ROBERT HACOPIAN | MILBURN HOTEL, | 242 76 STREET MANHATTAN, NY 10023 (40.78188656556921, -73.98147172281597) | CA187985N | 7/4/05 | FEDERAL FST-150 | 1 | 5.6 | 1985 | 2020 |  | 21 to 26 years old | ICI MEG-63-P | #4 | 30000 | 21000 | 4350 | 3045 | Yes | 2017 | Condominiums | 6 | 81560 | 1 | 15 | 0 | 1 | 1926
1008740017 | 67 IRVING PLACE Manhattan, NY 10003 (40.736628465122635, -73.98685209743962) | Con Edison | ROGERS & WELLS | PUBLE N V | 200 PARK AVENUE MANHATTAN, NY 10017 (40.75399870612365, -73.97705862623363) | CA146372J | 7/5/05 | H B SMITH 440-S-11 | 1 | 2.4 | 1972 | 2010 |  | 36 - 40 year old | HEV-E-OIL AM 4DH | #4 | 30000 | 21000 | 4350 | 3045 |  |  | Condominiums | 2 | 49125 | 1 | 12 | 0 | 16 | 1910
1004970012 | 552 BROADWAY Manhattan, NY 10012 (40.72380413298481, -73.99812060246671) | Con Edison | ROYAL CROSPIN CORP. | ROYAL CROSPIN CORP | 127 59TH STREET MANHATTAN, NY 10022 (40.76241654818314, -73.96854870758665) | CA134488N | 7/4/05 | FEDERAL FST 100 | 1 | 4.1 | 1988 | 2023 |  | 21 to 26 years old | ICI MMG 42 P | #4 | 30000 | 21000 | 4350 | 3045 | Yes | 2017 | Elevator Apartments | 1 | 67440 | 2 | 6 | 3 | 16 | 1900
1012450034 | 320 83 STREET Manhattan, NY 10024 (40.78705831572528, -73.97966263275373) | Con Edison | SATELLITE 83 OWNERS | SATELLITE 83 OWNERS C | 50 17TH STREET MANHATTAN, NY 10011 (40.738563940959885, -73.99384605181096) | CA425688H | 7/5/05 | ROCKMILLS MP70 | 1 | 2.77 | 1988 | 2023 |  | 21 to 26 years old | ICI MMG28 | #4 | 30000 | 21000 | 4350 | 3045 |  |  | Elevator Apartments | 6 | 38623 | 1 | 7 | 50 | 50 | 1940
1020740001 | 547 142 STREET Manhattan, NY 10031 (40.824013592404405, -73.95058301701592) | Con Edison | STELLA MGMT. | 3480-3496 BROADWAY AS | 156 WILLIAM STREET MANHATTAN, NY 10038 (40.70999054661479, -74.0060256431043) | CA308389P | 7/6/05 | ROCKMILLS MP 80 | 1 | 3.43 | 1989 | 2024 |  | 21 to 26 years old | ICI MMG 42 P | #4 | 30000 | 21000 | 4350 | 3045 |  |  | Walk-Up Apartments | 7 | 44298 | 1 | 6 | 40 | 44 | 1906
1006090053 | 117 13 STREET Manhattan, NY 10011 (40.736891418311224, -73.99780524795969) | Con Edison | WEMBLY MANAGEMENT CO INC. | PHILLIPS&HUYLER ASSOC | 417 FIFTH AVE MANHATTAN, NY 10016 (40.7508150795849, -73.98282286232246) | CA012888R | 7/4/05 | FEDERAL FST 70 | 1 | 3.1 | 1988 | 2023 |  | 21 to 26 years old | ICI MMG 34 | #4 | 30000 | 21000 | 4350 | 3045 |  |  | Elevator Apartments | 3 | 34027 | 1 | 6 | 58 | 59 | 1910
1020020024 | 611 135 STREET Manhattan, NY 10031 (40.82023892463833, -73.95533100470422) | Con Edison | WEST 135TH STREET CORP. | 609-619 WEST 135 LLC | 1969 JAF STATION MANHATTAN, NY 10116 (40.8110019996426, -73.95309800037239) | CA385288P | 7/5/05 | FEDERAL FST 90 | 1 | 3.72 | 1988 | 2023 |  | 21 to 26 years old | ICI MMG42P | #4 | 30000 | 21000 | 4350 | 3045 |  |  | Walk-Up Apartments | 7 | 14260 | 1 | 5 | 20 | 20 | 1905
1012250023 | 111 94 STREET Manhattan, NY 10025 (40.79170969774723, -73.96874926576736) | Con Edison | 111 94 OWNERS CORP. | 11194 OWNERS CORP | 666 BDWY MANHATTAN, NY 10012 (40.72553802086304, -73.99789641059084) | CA470185Z | 7/5/05 | FEDERAL FST-80 | 1 | 3.3 | 1985 | 2020 |  | 21 to 26 years old | ICI MEG-34 | #6 | 30000 | 21000 | 4500 | 3150 |  |  | Elevator Apartments | 6 | 44094 | 1 | 6 | 50 | 50 | 1936
1008480001 | 119 5 AVENUE Manhattan, NY 10003 (40.73921851256699, -73.99128575504403) | Con Edison | 119 FIFTH AVE.CORP. | 119 FIFTH AVE CORP | 1370 BROADWAY MANHATTAN, NY 10018 (40.75213303749607, -73.9874689825059) | CA342190R | 7/7/05 | ROCKMILLS MP-100 | 1 | 4.07 | 1990 | 2025 |  | 16 to 20 years old | ICI DEG-42P | #6 | 30000 | 21000 | 4500 | 3150 | Yes | 2018 | Elevator Apartments | 2 | 56731 | 1 | 8 | 2 | 9 | 1906
1014980061 | 12 87 STREET Manhattan, NY 10128 (40.78199617015179, -73.95950282701422) | Con Edison | 12 E. 87TH OWNERS INC. | 12 E.87TH ST OWNRS IN | 415 MADISON AVENUE MANHATTAN, NY 10017 (40.756779530947306, -73.976317020908) | CA126688H | 7/7/05 | FEDERAL FST 100 | 1 | 4.07 | 1988 | 2023 |  | 21 to 26 years old | ICI DEG 42 P | #6 | 30000 | 21000 | 4500 | 3150 |  |  | Elevator Apartments | 4 | 45000 | 1 | 8 | 31 | 32 | 1920
1014130027 | 169 78 STREET Manhattan, NY 10021 (40.76920532766377, -73.959183941086) | Con Edison | 169 E. 75TH ST./AKAM ASSOC. | 169 EAST 78TH STREET | 420 LEXINGTON AVE MANHATTAN, NY 10170 (40.75203399986924, -73.97536900037903) | CA270069P | 7/4/05 | HEGI SIMPLEX MODEL #320 | 1 | 4.2 | 1969 | 2010 |  | 41 - 45 years old | RAY BURNER AR 141-5 | #6 | 30000 | 21000 | 4500 | 3150 | Yes | 2013 | Elevator Apartments | 4 | 55883 | 1 | 10 | 38 | 39 | 1928 |  | YES
1018790027 | 203 107 STREET Manhattan, NY 10025 (40.801195213873655, -73.96536056194101) | Con Edison | 203 WEST 107 ST. ASSOC. LLC. | NUNZ REALTY LLC | 766 AMSTERDAM AVE NEW YORK, NY 10025 (40.79501245126477, -73.96967504667998) | CA155082X | 7/5/05 | ROCKMILLS MP80 | 1 | 3.4 | 1982 | 2017 |  | 26 to 30 years old | ICI DEG 42 P | #6 | 30000 | 21000 | 4500 | 3150 |  |  | Elevator Apartments | 8 | 34514 | 1 | 9 | 28 | 28 | 1911
1014320038 | 230 78 STREET Manhattan, NY 10021 (40.76920532766377, -73.959183941086) | Con Edison | 230 E.78 ST ASSO. LLC./SW MGMT % BLUM | 230 EAST 78 ASSOCS. | 145 HUGUENOT STREET NEW ROCHELLE, NY 10801 (40.91319235913511, -73.77945045104241) | CA269190Z | 7/7/05 | ROCKMILLS MP80 | 1 | 3.28 | 1990 | 2025 |  | 16 to 20 years old | ICI DEG 42YP | #6 | 30000 | 21000 | 4500 | 3150 |  |  | Condominiums | 4 | 16999 | 1 | 6 | 28 | 31 | 1910
1021420175 | 350 FORT WASHINGTON AVENUE Manhattan, NY 10033 (40.847074203540956, -73.93983554174781) | Con Edison | 350 FORT WASHINGTON PROP | 350 FORT WASHINGTON P | 60 69 WOODHAVEN BLVD ELMHURST, NY 11373 (40.73871040256307, -73.87835115518163) | CA010884K | 7/6/05 | ROCKMILLS MP90 | 1 | 3.6 | 1984 | 2019 |  | 26 to 30 years old | ICI MEG 42P | #6 | 30000 | 21000 | 4500 | 3150 |  |  | Walk-Up Apartments | 10 | 40135 | 1 | 6 | 40 | 42 | 1923
1014710005 | 403 76 STREET Manhattan, NY 10021 (40.770386392653066, -73.95402372903975) | Con Edison | 403 EAST 76 STREET CO. | 403 EAST 76 STREET CO | 309 94 STREET MANHATTAN, NY 10128 (40.78286995989578, -73.94778436032365) | CA064476P | 7/4/05 | ROCKMILLS # MP-125 | 1 | 5.2 | 1976 | 2011 |  | 31 to 35 years old | RAY AR-141-5 | #6 | 30000 | 21000 | 4500 | 3150 | Yes | 2021 | Elevator Apartments | 5 | 68760 | 1 | 5 | 0 | 2 | 1950
1008610072 | 6 32 STREET Manhattan, NY 10016 (40.746983218442956, -73.98514727594662) | Con Edison | 6-32 ASSOC./MERINGOFF PROPERTIES,INC. | 6E32 FEE OWNERS LLC | 30 26 STREET MANHATTAN, NY 10010 (40.74275006547988, -73.98664002838736) | CA045178N | 7/4/05 | ROCKMILLS MP250 | 1 | 11.8 | 1978 | 2013 |  | 31 to 35 years old | ICI DE 105 | #6 | 30000 | 21000 | 4500 | 3150 | Yes | 2021 | Elevator Apartments | 3 | 145500 | 1 | 11 | 0 | 13 | 1910
1021700001 | 675 187 STREET Manhattan, NY 10033 (40.853907383002195, -73.93293842540115) | Con Edison | 675 W 187TH STREET COMPANY | 675 WEST 187TH STREET | 188 GLEN OAKS, NY 11004 (40.74323783435864, -73.71201500019208) | CA280692X | 7/5/05 | ROCKMILLS MP 70 | 1 | 2.98 | 1992 | 2027 |  | 16 to 20 years old | I.C.I. DEG 42 YP | #6 | 30000 | 21000 | 4500 | 3150 |  |  | Elevator Apartments | 10 | 32186 | 1 | 6 | 35 | 40 | 1928
1021700550 | 2 BROADWAY TERRACE Manhattan, NY 10040 (40.85734446111559, -73.93121104348683) | Con Edison | C & E ASSOCIATES | C&E ASSOC., | 700 END AVENUE MANHATTAN, NY 10025 (40.79685012763133, -73.96372581059762) | CA070386M | 7/5/05 | FEDERAL FST -80 | 1 | 3.4 | 1986 | 2021 |  | 21 to 26 years old | I.C.I. DEG 42 P | #6 | 30000 | 21000 | 4500 | 3150 |  |  | Walk-Up Apartments | 10 | 32422 | 1 | 5 | 42 | 42 | 1927
1021420030 | 620 171 STREET Manhattan, NY 10032 (40.843234344093844, -73.93926399509294) | Con Edison | CONCOURSE MGMT BLD MG CO INC. | IG GREENPOINT CORP | 417 FIFTH AVENUE MANHATTAN, NY 10016 (40.7508150795849, -73.98282286232246) | CA250682P | 7/6/05 | ROCKMILLS MP 4-162 | 1 | 5.5 | 1982 | 2017 |  | 26 to 30 years old | IRON FIREMAN AG06-6.3RK | #6 | 30000 | 21000 | 4500 | 3150 | Yes | 2022 | Loft Buildings | 10 | 68752 | 1 | 6 | 59 | 65 | 1922
1021420100 | 621 172 STREET Manhattan, NY 10032 (40.84399087481994, -73.93907032597646) | Con Edison | EDILSTEIN FLORENCE | MRS REALTY LLC | 2207 CONEY ISLAND AVENUE BROOKLYN, NY 11223 (40.60328584975498, -73.96145921904193) | CA041284Z | 7/6/05 | ROCKMILLS MP100 | 1 | 4.2 | 1984 | 2019 |  | 26 to 30 years old | ICI DEG 42 P | #6 | 30000 | 21000 | 4500 | 3150 | Yes | 2022 | Elevator Apartments | 10 | 64816 | 1 | 6 | 54 | 62 | 1924
1021360060 | 638 160 STREET Manhattan, NY 10032 (40.83657907746438, -73.94515535362157) | Con Edison | GIANOVKAKIS,GEORGE | 638 WEST 160 LLC | 207 HURON STREET BROOKLYN, NY 11222 (40.733248097547104, -73.95273856971552) | CA210984Y | 7/6/05 | ROCKMILLS MP80 | 1 | 3.4 | 1984 | 2019 |  | 26 to 30 years old | ICI DEG 42P | #6 | 30000 | 21000 | 4500 | 3150 |  |  | Walk-Up Apartments | 7 | 43632 | 1 | 6 | 42 | 42 | 1920
1008330057 | 22 32 STREET Manhattan, NY 10001 (40.74774731515138, -73.98698751995258) | Con Edison | IMPERIAL INVESTING CORP | IMPERIAL INVESTING CO | 7 GRACE AVENUE GREAT NECK, NY 11021 (40.7877729089289, -73.73507790211676) | CA078579P | 7/5/05 | ROCKMILLS MP 150 | 1 | 6.4 | 1979 | 2014 |  | 31 to 35 years old | HEV-E-OIL DEG 63-S (ICI) | #6 | 30000 | 21000 | 4500 | 3150 | Yes | 2013 | Elevator Apartments | 3 | 108000 | 1 | 17 | 0 | 14 | 1913
1020880087 | 605 141 STREET Manhattan, NY 10031 (40.82401407189419, -73.95251643331024) | Con Edison | MILBROOK PROPERTIES, LTD. | HAMILTON GRANGE, LLC | 42 BAYVIEW AVENUE MANHASSET, NY 11030 (40.799023427515465, -73.70257640397784) | CA112382H | 7/5/05 | ROCKMILLS MP80 | 1 | 3.4 | 1982 | 2017 |  | 26 to 30 years old | ICI DEG 42P | #6 | 30000 | 21000 | 4500 | 3150 |  |  | Elevator Apartments | 7 | 31674 | 1 | 6 | 24 | 24 | 1910
1005470020 | 15 WASHINGTON PLACE Manhattan, NY 10003 (40.729634930696434, -73.99495354302873) | Con Edison | NEW YORK UNIVERSITY. GRUBB &ELLIS MGT | NEW YORK UNIVERSITY | 2 WASHINGTON SQUARE VILLAGE MANHATTAN, NY 10012 (40.7277418866931, -73.99818975110709) | CA198690J | 7/6/05 | ROCKMILLS MP100 | 1 | 4.07 | 1990 | 2025 |  | 16 to 20 years old | ICI DEG 42P | #6 | 30000 | 21000 | 4500 | 3150 | Yes | 2017 | Office Buildings | 1 | 71270 | 1 | 6 | 78 | 78 | 1941
1015210028 | 159 92 STREET Manhattan, NY 10128 (40.783132213014774, -73.95233296491061) | Con Edison | SAMCO ASSOCIATES, LLC | ELLWOOD HOLDINGS LLC | 347 5 AVENUE MANHATTAN, NY 10016 (40.74821954900994, -73.9846663506232) | CA488785H | 7/5/05 | ROCKMILLS MP100 SL | 1 | 4.2 | 1985 | 2020 |  | 21 to 26 years old | ICI MEG42P | #6 | 30000 | 21000 | 4500 | 3150 |  |  | Loft Buildings | 4 | 17492 | 1 | 6 | 28 | 30 | 1910
1019630006 | 417 120 STREET Manhattan, NY 10027 (40.80877950788705, -73.95788155520954) | Con Edison | SILROB REALTY CO | SILROB REALTY LLC | 613 LENOX HILL STATION MANHATTAN, NY 10021 (40.76920532766377, -73.959183941086) | CA240267Z | 7/6/05 | ROCKMILLS MP70 | 1 | 4.2 | 1967 | 2010 |  | 41 - 45 years old | IRON FIREMAN AD-6-4.5 | #6 | 30000 | 21000 | 4500 | 3150 |  |  | Elevator Apartments | 9 | 31878 | 1 | 6 | 36 | 36 | 1926
1011130013 | 17 60 STREET Manhattan, NY 10023 (40.76907113482118, -73.98255717417318) | Con Edison | F.M. RING ASSOC. INC. | FRANK RING | 20 47 STREET MANHATTAN, NY 10036 (40.7569253914677, -73.97925477654863) | CA316183J | 7/6/05 | ROCKMILLS MP 125 | 1 | 4.96 | 1983 | 2018 |  | 26 to 30 years old | I.C.I. DEG 54 (P) | #6 | 29952 | 20966 | 4493 | 3145 | Yes | 2013 | Office Buildings | 6 | 76511 | 1 | 11 | 0 | 6 | 1921
1008800080 | 118 25 STREET Manhattan, NY 10010 (40.74104906786207, -73.98450750754128) | Con Edison | 118 25 OWNERS CORPORATION | 118-25 OWNERS CORP | 45 45TH STREET MANHATTAN, NY 10036 (40.756045087288264, -73.98091482150254) | CA282071M | 7/7/05 | FEDERAL FST 80 | 1 | 2.9 | 1971 | 2010 |  | 36 - 40 year old | IRON FIREMAN AO6-4.5 | #6 | 29930 | 20951 | 4490 | 3143 | Yes | 2020 | Condominiums | 2 | 50164 | 1 | 12 | 1 | 13 | 1912
1021440021 | 608 177 STREET Manhattan, NY 10033 (40.8468041308147, -73.93587416448385) | Con Edison | GOVAL REALTY CORP. | PASCOL REALTY INC. | 655 CASANOVA STREET MANHATTAN, NY 10474 (40.8128807192299, -73.889923371587) | CA137791J | 7/4/05 | ROCKMILLS MP 100 | 1 | 5.07 | 1991 | 2026 |  | 16 to 20 years old | ICI DEG 42 P | #6 | 29896 | 20927 | 4484 | 3139 |  |  | Churches, Synagogues, etc. | 10 | 34425 | 1 | 5 | 52 | 52 | 1923
1008580006 | 3 5 EAST 28 STREET Manhattan, NY 10016 (40.745242969987146, -73.97823298586354) | Con Edison | MALWIN REALTY CO.,/WINTER MGMT | MALWIN REALTY LLC | 730 FIFTH AVE MANHATTAN, NY 10019 (40.76267283109115, -73.97418065004678) | CA092579X | 7/5/05 | ROCKMILLS MP90 | 1 | 3.9 | 1979 | 2014 | DUAL FUEL | 31 to 35 years old | ICI AMG-6 | #4 | 29845 | 20891 | 4328 | 3029 | Yes | 2018 | Elevator Apartments | 3 | 53968 | 1 | 12 | 0 | 13 | 1916
1014090042 | 192 75 STREET Manhattan, NY 10021 (40.771735848268854, -73.95935198226641) | Con Edison | MACKLOWE MANAGEMENT CO. | EDR ASSETS LLC | 98 CUTTER MILL ROAD GREAT NECK, NY 11021 (40.7836584067361, -73.73280677517435) | CA333593R | 7/7/05 | ROCKMILLS MP#90 | 1 | 3.57 | 1993 | 2028 |  | 16 to 20 years old | I.C. DEG #42 (P) | #6 | 29784 | 20849 | 4468 | 3127 |  |  | Walk-Up Apartments | 4 | 40249 | 1 | 10 | 42 | 43 | 1927
1005640034 | 826 BROADWAY Manhattan, NY 10003 (40.733291980393915, -73.99110589063821) | Con Edison | BASS REAL ESTATE LLC. | BASS REAL ESTATE, | 826 BROADWAY MANHATTAN, NY 10003 (40.733291980393915, -73.99110589063821) | CA266295L | 7/6/05 | ROCKMILLS MP-100 | 1 | 3.79 | 1995 | 2030 | DUAL FUEL | 11 to 15 years old | INDUSTRIAL COMB. DEG-42 (P) | #4 | 29700 | 20790 | 4306 | 3015 | Yes | 2014 | Elevator Apartments | 2 | 119000 | 1 | 11 | 0 | 12 | 1903
1021790429 | 282 CABRINI BOULEVARD Manhattan, NY 10040 (40.85592516784145, -73.93771181190367) | Con Edison | RIVERSIDE GRP. LLC % EMPIRE MGMT. CORP. | RIVERSIDE GROUP LLC C | 347 5TH AVENUE NEW YORK, NY 10016 (40.74821954900994, -73.9846663506232) | CB016803J | 7/4/05 | FEDERAL FST-90 (NEW) | 1 | 3.01 | 2003 | 2038 | DUAL FUEL | 5 to 10 years old | INDUSTRIAL COMBUSTION DEG-42P (NEW) | #4 | 29675 | 20772 | 4303 | 3012 | Yes | 2019 | Elevator Apartments | 7 | 52446 | 1 | 6 | 53 | 53 | 1930
1010070054 | 150 55 STREET Manhattan, NY 10019 (40.763634483265584, -73.97959318063685) | Con Edison | 150 WEST 55TH STREET APT.CORP. | 150 WEST 55 ST APT CO | 150 55 STREET MANHATTAN, NY 10019 (40.763634483265584, -73.97959318063685) | CA006097J | 7/7/05 | FEDERAL FST-100 | 1 | 4.2 | 1997 | 2032 | DUAL FUEL | 11 to 15 years old | I.C. DEG-42 P | #6 | 29675 | 20772 | 4451 | 3116 | Yes | 2017 | Elevator Apartments | 4 | 75600 | 1 | 9 | 57 | 61 | 1923 |  | YES
1015220020 | 155 93 STREET Manhattan, NY 10128 (40.78393846835752, -73.95229691477708) | Con Edison | 155 TENANTS CORP. % A.J. CLARKE R.E. | AJ CLARKE RE CORP | 1881 BROADWAY NEW YORK, NY 10023 (40.770928607320116, -73.98226555509018) | CB049208P | #N/A | FEDERAL FST - 100 (EXSTG) | 1 | 3.3 | 2008 | 2043 | DUAL FUEL | Fewer than 5 years old | ICI DEG - 42P (NEW) | #6 | 29675 | 20772 | 4451 | 3116 | Yes | 2022 | Walk-Up Apartments | 4 | 77426 | 1 | 12 | 74 | 77 | 1928 |  | YES
1021370110 | 601 163 STREET Manhattan, NY 10032 (40.837899015815104, -73.9422732219809) | Con Edison | 163 B'WAY ASSOC. LLC % SDG MGT. CORP. | 163 BROADWAY ASSOCIAT | 888 7 AVENUE NEW YORK, NY 10019 (40.765163953112335, -73.98028704662573) | CB174707Z | 7/7/05 | ROCKMILLS MP - 100 (NEW) | 1 | 3.3 | 2007 | 2042 | DUAL FUEL | Fewer than 5 years old | ICI DEG - 42P (NEW) | #6 | 29675 | 20772 | 4451 | 3116 | Yes | 2017 | Office Buildings | 10 | 58269 | 1 | 6 | 64 | 71 | 1930
1019940066 | 189 CLAREMONT AVENUE Manhattan, NY 10027 (40.81478854268909, -73.9602591450332) | Con Edison | 189 - 191 CLAREMONT AVENUE | 189-191 | 745 FIFTH AVENUE NEW YORK, NY 10151 (40.763410275155195, -73.97365005004946) | CB079505P | 7/7/05 | (EXISTING) ROCKMILLS MP-100 | 1 | 3.3 | 2005 | 2040 | DUAL FUEL | 5 to 10 years old | (NEW) ICI DEG-42P | #6 | 29675 | 20772 | 4451 | 3116 |  |  | Churches, Synagogues, etc. | 9 | 28416 | 1 | 6 | 31 | 31 | 1905
1021710032 | 30 ELLWOOD STREET Manhattan, NY 10040 (40.859751659808246, -73.92813771291982) | Con Edison | 30 ELLWOOD REALTY LLC | 30 ELLWOOD REALTY LLC | 574 CEDARHURST N Y 11516 (40.63035943500745, -73.72995581741695) | CB144801R | 7/6/05 | FEDERAL-FST-100 | 1 | 4.2 | 2001 | 2036 | DUAL FUEL | 5 to 10 years old | ICI- DEG-42 P | #6 | 29675 | 20772 | 4451 | 3116 |  |  | Hotels | 10 | 43248 | 1 | 6 | 52 | 52 | 1940
1021370065 | 38 FORT WASHINGTON AVENUE Manhattan, NY 10032 (40.83652515613727, -73.94453000274075) | Con Edison | 38 FT. WASHINGTON LLC % LANGSAM PROPERTY | STAHL BROS | 1601 BRONXDALE AVENUE BRONX, NY 10462 (40.84351657306597, -73.85691921749257) | CB607505Z | 7/5/05 | FEDERAL FST 100 (NEW) | 1 | 3.3 | 2005 | 2040 | DUAL FUEL | 5 to 10 years old | INDUSTRIAL COMBUSTION MEG 42P (NEW) | #6 | 29675 | 20772 | 4451 | 3116 | Yes | 2017 | Elevator Apartments | 10 | 53202 | 1 | 6 | 43 | 43 | 1950
1021220052 | 560 163 STREET Manhattan, NY 10032 (40.83742650360343, -73.94131333370568) | Con Edison | 3890-98 BWAY ASSOC % SDG MGMT | 3890-98 BROADWAY ASSO | 888 7 AVENUE NEW YORK, NY 10019 (40.765163953112335, -73.98028704662573) | CB006408X | 7/4/05 | ROCKMILLS MP - 100 (NEW) | 1 | 3.3 | 2008 | 2043 | DUAL FUEL | Fewer than 5 years old | ICI DEG - 42P (NEW) | #6 | 29675 | 20772 | 4451 | 3116 |  |  | Office Buildings | 10 | 48233 | 1 | 6 | 38 | 42 | 1910
1005740067 | 45 10 STREET Manhattan, NY 10011 (40.73407886815044, -73.99694560130663) | Con Edison | 45 WEST 10TH STREET APT.CORP. | 45 W 10 TENANTS CORP | 855 AVENUE MANHATTAN, NY 10001 (40.75025902143676, -73.99688630375988) | CA090499R | 7/7/05 | NEW FEDERAL FST-100 | 2 | 3.79 | 1999 | 2034 | DUAL FUEL | 11 to 15 years old | I.C. DEG-42 P | #6 | 29675 | 20772 | 4451 | 3116 | Yes | 2014 | Elevator Apartments | 3 | 77829 | 1 | 11 | 90 | 90 | 1957 |  | YES
1021370058 | 46 FORT WASHINGTON AVENUE Manhattan, NY 10032 (40.836839918847545, -73.94440409765662) | Con Edison | 46 FT. WASHINGTON LLC % LANGSAM PROPERTY | 46 FORT WASHINGTON LL | 1601 BRONXDALE AVENUE BRONX, NY 10462 (40.84351657306597, -73.85691921749257) | CB607405K | 7/5/05 | FEDERAL FST-100 (NEW) | 1 | 3.3 | 2005 | 2040 | DUAL FUEL | 5 to 10 years old | INDUSTRIAL COMBUSTION MEG 42P (NEW) | #6 | 29675 | 20772 | 4451 | 3116 | Yes | 2017 | Elevator Apartments | 10 | 64074 | 1 | 6 | 43 | 44 | 1920
1022390037 | 685 ACADEMY STREET Manhattan, NY 10034 (40.8671692054842, -73.92549884827991) | Con Edison | 83 AVENUE POST ASSOC., LLC | 83 POST AVE ASSOC | 5925 BRODWAY BRONX, NY 10463 (40.888406443876256, -73.899128719106) | CB010709N | 7/4/05 | ROCKMILLS MP-100 (NEW) | 1 | 3.3 | 2009 | 2044 | DUAL FUEL | Fewer than 5 years old | ICI ME - 42P (NEW) | #6 | 29675 | 20772 | 4451 | 3116 |  |  | Condominiums | 7 | 37690 | 1 | 5 | 53 | 53 | 1925
1021360190 | 91 FORT WASHINGTON AVENUE Manhattan, NY 10032 (40.83809896968853, -73.94390047732026) | Con Edison | 91 REALTY LLC | 91 REALTY LLC | 1920 NY N Y 10116 (40.8110019996426, -73.95309800037239) | CB155601Y | 7/6/05 | ROCKMILLS -MP-100 | 1 | 4.2 | 2001 | 2036 | DUAL FUEL | 5 to 10 years old | ICI DEG-42 P | #6 | 29675 | 20772 | 4451 | 3116 | Yes | 2016 | Loft Buildings | 7 | 60414 | 1 | 6 | 42 | 42 | 1920
1011990055 | 40 86 STREET Manhattan, NY 10024 (40.78581765851179, -73.97065126263456) | Con Edison | CORLISS ESTATES%RUDIN MGMT.CO INC | CORLISS ESTATES INC | 345 PARK AVENUE N Y 10154 (40.75767700019344, -73.9731709997418) | CB254100Z | 7/5/05 | FEDERAL FST -100 | 2 | 4.2 | 2000 | 2035 | DUAL FUEL | 5 to 10 years old | IND.COMB. DEG-42 P | #6 | 29675 | 20772 | 4451 | 3116 | Yes | 2019 | Elevator Apartments | 6 | 92065 | 1 | 20 | 61 | 61 | 1931
1021440042 | 600 178 STREET Manhattan, NY 10033 (40.8473446802297, -73.93523188495602) | Con Edison | G.S.L. INCORPORATED | 600 WEST 178TH STREE | 640 5 AVENUE MANHATTAN, NY 10019 (40.75918853863369, -73.97674417161663) | CA087299P | 7/7/05 | FEDERAL FST-100 | 1 | 3.79 | 1999 | 2034 | DUAL FUEL | 11 to 15 years old | INDUSTRIAL COMB. DEG-42 P | #6 | 29675 | 20772 | 4451 | 3116 |  |  | Elevator Apartments | 10 | 44818 | 1 | 6 | 32 | 38 | 1910
1015820031 | 544 86 STREET Manhattan, NY 10028 (40.77517491219553, -73.9454074030284) | Con Edison | GRACETON ESTATES INC.%RUDIN MGMT. | GRACETON ESTATES INC | 345 PARK AVENUE N Y 10154 (40.75767700019344, -73.9731709997418) | CB235900Y | 7/5/05 | FEDERAL FST 100 | 2 | 4.2 | 2000 | 2035 | DUAL FUEL | 5 to 10 years old | IND.COMB. DEG-42 P | #6 | 29675 | 20772 | 4451 | 3116 | Yes | 2022 | Elevator Apartments | 5 | 74396 | 1 | 15 | 31 | 31 | 1929
1021630044 | 661 180 STREET Manhattan, NY 10033 (40.84925386360379, -73.93566118390069) | Con Edison | HEIGHTS EQUITIES INC. | HEIGHTS EQUITIES INC |  | CB138008M | 7/7/05 | FEDERAL FST - 100 (NEW) | 1 | 3.3 | 2008 | 2043 | DUAL FUEL | Fewer than 5 years old | ICI DEG - 42P (NEW) | #6 | 29675 | 20772 | 4451 | 3116 | Yes | 2013 | Walk-Up Apartments | 10 | 59200 | 1 | 6 | 45 | 49 | 1920
1018790037 | 204 108 STREET Manhattan, NY 10025 (40.80177097026978, -73.9649060490958) | Con Edison | IGPF CANTERBURY LLC %NORTHBROOK | LM 204 WEST 108 LLC | 1700 BROADWAY NEW YORK, NY 10019 (40.764051238028266, -73.98245545906843) | CB134507Y | 7/6/05 | ROCKMILLS MP -100 (NEW) | 1 | 3.3 | 2007 | 2042 | DUAL FUEL | Fewer than 5 years old | ICI MEG - 42P (NEW) | #6 | 29675 | 20772 | 4451 | 3116 |  |  | Condominiums | 8 | 42186 | 1 | 6 | 48 | 48 | 1915
1021090041 | 545 EDGECOMB AVENUE Manhattan, NY 10032 (40.83321494850822, -73.939288113588) | Con Edison | J & M REALTY SERVICES | MGJ REALTY CORPORATIO | 21 86 STREET NEW YORK, NY 10024 (40.78578540724419, -73.97050242294694) | CB034206J | 7/6/05 | FEDERAL FST-90 (NEW) | 1 | 3 | 2006 | 2041 | DUAL FUEL | Fewer than 5 years old | ICI DEG-42P (NEW) | #6 | 29675 | 20772 | 4451 | 3116 |  |  | Elevator Apartments | 7 | 42438 | 1 | 6 | 48 | 48 | 1912
1021790070 | 100 CABRINI BOULEVARD Manhattan, NY 10033 (40.85148088148452, -73.94013231801745) | Con Edison | L.S. CABRINI ASSOCIATES LLC | LS CABRINI ASSOCIATES | 165 BLYTHEBOURNE STA BROOKLY, NY 11219 (40.63277295540763, -73.99667681118586) | CB079605N | 7/7/05 | FEDERAL FST-100 (NEW) | 1 | 3.3 | 2005 | 2040 | DUAL FUEL | 5 to 10 years old | INDUSTRIAL COMBUSTION DEG-42P (NEW) | #6 | 29675 | 20772 | 4451 | 3116 | Yes | 2019 | Elevator Apartments | 7 | 54528 | 1 | 6 | 49 | 49 | 1920
1018750058 | 250 104 STREET Manhattan, NY 10025 (40.79988926589396, -73.96854417477985) | Con Edison | NEW SCHIRR PROPERTIES 104 LLC % GREYSTONE MGMT | NEW SCHIRR 104 LLC | 30 VESEY STREET NEW YORK, NY 10007 (40.71177931526664, -74.00944232782362) | CB081508P | 7/4/05 | ROCKMILLS MP 100 (EXSTG) | 1 | 3.3 | 2008 | 2043 | DUAL FUEL | Fewer than 5 years old | ICI DEG - 42P (NEW) | #6 | 29675 | 20772 | 4451 | 3116 |  |  | Office Buildings | 8 | 47673 | 1 | 9 | 40 | 40 | 1912
1021420211 | 712 176 STREET Manhattan, NY 10033 (40.84697277266251, -73.93872213165679) | Con Edison | OAK POINT MGMT. LLC | OAK POINT MANAGEMENT | 4179 PARKSIDE STA FOREST HILLS, NY 11375 (40.720707263029794, -73.84628429608335) | CB117608N | 7/7/05 | ROCKMILLS MP - 100 (EXSTG) | 1 | 3.3 | 2008 | 2043 | DUAL FUEL | Fewer than 5 years old | ICI MEG - 42P (NEW) | #6 | 29675 | 20772 | 4451 | 3116 |  |  | Condominiums | 10 | 34490 | 1 | 5 | 40 | 40 | 1930
1021490108 | 495 187 STREET Manhattan, NY 10033 (40.85186149126466, -73.9280633576832) | Con Edison | OVERLOOK REALTY LLC | OVERLOOK REALTY , | 485 187 STREET NEW YORK, NY 10033 (40.85181922314154, -73.9279615691418) | CB016807K | 7/6/05 | FEDERAL-FST-100 (NEW) | 1 | 3.3 | 2007 | 2042 | DUAL FUEL | Fewer than 5 years old | ICI-DEG-42-P (NEW) | #6 | 29675 | 20772 | 4451 | 3116 | Yes | 2019 | Elevator Apartments | 10 | 50700 | 1 | 6 | 49 | 49 | 1942
1014930033 | 940 PARK AVENUE Manhattan, NY 10028 (40.777133929322304, -73.95954868063006) | Con Edison | PARK 81ST CORP. % TUDOR RLTY. SVCS. | PARK 81 ST CORP | 250 PARK AVENUE NEW YORK, NY 10003 (40.738333453173844, -73.9878407889095) | CB221302J | 7/5/05 | (EXISTING) FEDERAL-FST-100 | 1 | 4.2 | 2002 | 2037 | DUAL FUEL | 5 to 10 years old | (NEW) ICI-DEG-42P | #6 | 29675 | 20772 | 4451 | 3116 | Yes | 2013 | Walk-Up Apartments | 4 | 64058 | 1 | 15 | 28 | 30 | 1926 |  | YES
1022150481 | 18 JACOBUS PLACE Manhattan, NY 10463 (40.87513491410156, -73.91207746697053) | Con Edison | PRIME REALTY SERVICES | JACOB ESTATES LLC | 1920 MANHATTAN NY 10116 (40.8110019996426, -73.95309800037239) | CA252196Z | 7/7/05 | ROCKMILLS MP-100 | 1 | 4.2 | 1996 | 2031 | DUAL FUEL | 11 to 15 years old | I.C. DEG-42 P | #6 | 29675 | 20772 | 4451 | 3116 | Yes | 2015 | Walk-Up Apartments | 10 | 60198 | 1 | 6 | 67 | 67 | 1945
1015430009 | 315 80 STREET Manhattan, NY 10021 (40.76920532766377, -73.959183941086) | Con Edison | 315 EAST 80TH ST. C/O PLYMOUTH MGMT. GROUP, INC. | 315 E 80TH STREET OWN | 404 PARK AVENUE MANHATTAN, NY 10016 (40.74338720170832, -73.98417235632) | CA306093R | 7/7/05 | ROCKMILLS MP-90 | 1 | 3.79 | 1993 | 2028 |  | 16 to 20 years old | ICI DEG-42 (P) | #6 | 29675 | 20772 | 4451 | 3116 | Yes | 2013 | Office Buildings | 5 | 54684 | 1 | 6 | 60 | 60 | 1920 |  | YES
1021760036 | 436 FORT WASHINGTON AVENUE Manhattan, NY 10033 (40.849799149289765, -73.93873836887207) | Con Edison | 436 FORT WASHINGTON REALTY | KATZENSTEIN, BELLA | 4815 15 AVENUE BROOKLYN, NY 11219-3258 (40.632814452719735, -73.98719281010634) | CA345894Z | 7/5/05 | ROCKMILLS MP-100 | 1 | 4.2 | 1994 | 2029 |  | 16 to 20 years old | ICI DEG-42 (NEW) | #6 | 29675 | 20772 | 4451 | 3116 | Yes | 2016 | Loft Buildings | 7 | 52206 | 1 | 6 | 49 | 53 | 1914
1007220026 | 415 24 STREET Manhattan, NY 10011 (40.74743617250249, -74.00142064246809) | Con Edison | SILVERBOW REALTY COMPANY. | SILVERBOW REALTY CO., | 309 109 STREET MANHATTAN, NY 10025 (40.803697391956916, -73.96736514467392) | CA203595P | 7/5/05 | ROCKMILLS MP-90 | 1 | 3.79 | 1995 | 2030 | DUAL FUEL | 11 to 15 years old | INDUSTRIAL COMB. DEG-42 (P) | #4 | 29674 | 20772 | 4303 | 3012 |  |  | Elevator Apartments | 3 | 42204 | 1 | 6 | 65 | 65 | 1926
1013290035 | 222 56 STREET Manhattan, NY 10022 (40.75932698239077, -73.96751715248935) | Con Edison | HUGUEL CORP. %DERMER MGMT. INC. | HUGUEL CORP | 10 40TH ST MANHATTAN, NY 10016 (40.75190122128258, -73.98116717703665) | CA002382K | 7/4/05 | ROCKMILLS CAT #MP-70 | 1 | 2.8 | 1982 | 2017 |  | 26 to 30 years old | HEV-E-OIL IND COMB INC CAT #DEG-42Y(P) | #6 | 29638 | 20747 | 4446 | 3112 |  |  | Office Buildings | 5 | 30635 | 1 | 5 | 60 | 60 | 1910
1008910062 | 138 36 STREET Manhattan, NY 10016 (40.74764502579044, -73.9787738718587) | Con Edison | T.U.C. MANAGEMENT CO.INC. | 138 APT CORPORATION | 200 57 ST MANHATTAN, NY 10019 (40.76552265308292, -73.98010731260749) | CA065885K | 7/7/05 | ROCKMILLS MP-80 | 1 | 2.8 | 1985 | 2020 |  | 21 to 26 years old | IND COMB INC MEG34P | #6 | 29638 | 20747 | 4446 | 3112 |  |  | Elevator Apartments | 4 | 40966 | 1 | 10 | 31 | 31 | 1916
1010817501 | 525 52 STREET Manhattan, NY 10019 (40.766512623354444, -73.9921610273817) | Con Edison | APPLE INDUSTRIAL CONDOMINIUM | APPLE INDUSTRIAL COND | 525 52 STREET MANHATTAN, NY 10019 (40.766512623354444, -73.9921610273817) | CA394184P | 7/7/05 | SPENCER 3-100-50 | 1 | 4.1 | 1984 | 2019 |  | 26 to 30 years old | ICI MM42P | #4 | 29580 | 20706 | 4289 | 3002 | Yes | 2021 | Elevator Apartments | 3 | 253045 | 1 | 7 | 0 | 8 | 1929 | YES
1008880055 | 142 33 STREET Manhattan, NY 10016 (40.745663582657095, -73.98011542528701) | Con Edison | 142 EAST 33RD STREET REALTY CO | 142 EAST 33RD ST RLTY | 318 80th STREET MANHATTAN, NY 10075 (40.77379605490571, -73.95408862643596) | CA139383J | 7/5/05 | FEDERAL FST-70 | 1 | 2.9 | 1983 | 2018 |  | 26 to 30 years old | HEVEOIL AM4 3/4 CM | #4 | 29565 | 20696 | 4287 | 3001 |  |  | Elevator Apartments | 2 | 26280 | 1 | 6 | 49 | 49 | 1927
1009400046 | 326 35 STREET Manhattan, NY 10016 (40.7449560205405, -73.97430280886873) | Con Edison | 326-30 EAST 35TH STREET ASSOC. | 326 E. 35TH LLC | 623 BROADWAY MANHATTAN, NY 10012 (40.7260254583972, -73.99625001264576) | CA186681J | 7/7/05 | FEDERAL FST 70 | 1 | 2.9 | 1981 | 2016 |  | 26 to 30 years old | HEV-E MMG 34-P | #4 | 29565 | 20696 | 4287 | 3001 |  |  | Elevator Apartments | 4 | 13752 | 1 | 6 | 30 | 31 | 1910
1020540092 | 48 ST NICHOLAS PLACE Manhattan, NY 10031 (40.82872803414324, -73.94126546377436) | Con Edison | EDGECOMBE ASSOC/JED MGMT. | NICHOLAS PLACE LLC | 16 32ND STREET MANHATTAN, NY 10001 (40.7475711979072, -73.98656624750451) | CA672386K | 7/7/05 | FEDERAL FST 80 | 1 | 3.27 | 1986 | 2021 |  | 21 to 26 years old | ICI MM 34 P | #4 | 29565 | 20696 | 4287 | 3001 |  |  | Elevator Apartments | 7 | 42924 | 1 | 6 | 41 | 41 | 1920
1021680080 | 601 189 STREET Manhattan, NY 10040 (40.854344533704854, -73.93009729653392) | Con Edison | 601 W 189 REALTY INC. | 601 W.189 ST.RLTY INC | 260 INWOOD STATION MANHATTAN, NY 10034 (40.8706171092922, -73.9242232587963) | CA212780L | 7/7/05 | ROCKMILLS MP 70 | 1 | 2.8 | 1980 | 2015 |  | 26 to 30 years old | HEVE MEG-34-P | #6 | 29565 | 20696 | 4435 | 3104 |  |  | Elevator Apartments | 10 | 34486 | 1 | 5 | 38 | 44 | 1922
1020907501 | 660 RIVERSIDE DRIVE Manhattan, NY 10031 (40.82601208161475, -73.9528037654103) | Con Edison | 666 REALTY CO., LLC |  | 1920 MANHATTAN NY 10116 (40.8110019996426, -73.95309800037239) | CA049094Y | 7/7/05 | FEDERAL FST-70 | 1 | 2.84 | 1994 | 2029 |  | 16 to 20 years old | HEVE MEG-34 | #6 | 29565 | 20696 | 4435 | 3104 |  |  | Elevator Apartments | 7 | 24968 | 1 | 6 | 54 | 54 | 1908
1012110052 | 158 81 STREET Manhattan, NY 10024 (40.784055713604445, -73.97649040433598) | Con Edison | GREYSTONE MGMT | GREYSTONE PROPERTIES8 | 30 VESEY STREET MANHATTAN, NY 10007 (40.71177931526664, -74.00944232782362) | CA188594K | 7/5/05 | ROCKMILLS MP-80 | 1 | 3.28 | 1994 | 2029 |  | 16 to 20 years old | HEVE MEG-34 (P) | #6 | 29565 | 20696 | 4435 | 3104 |  |  | Office Buildings | 6 | 37251 | 1 | 9 | 38 | 38 | 1930
1004840031 | 448 BROOME STREET Manhattan, NY 10013 (40.72205045502767, -74.00038689398059) | Con Edison | DSL REALTY CO INC | NOVA AMERICA SOHO, LL | 1818 BROADWAY BROOKLYN, NY 10023 (40.76848345427812, -73.98178205871473) | CA345583L | 7/6/05 | FEDERAL #FST-70 | 1 | 2.94 | 1983 | 2018 |  | 26 to 30 years old | INDUST COMBUS #AM 4 34 | #4 | 29500 | 20650 | 4278 | 2994 |  |  | Elevator Apartments | 1 | 5175 | 1 | 5 | 4 | 5 | 1900
1022330056 | 207 DYCKMAN STREET Manhattan, NY 10040 (40.86495272548348, -73.92690329096644) | Con Edison | JAN JAN REALTY CORPORATION | JAN JAN REALTY CORP | 88 21 53 AVENUE ELMHURST, NY 11373 (40.73871040256307, -73.87835115518163) | CA184683Y | 7/5/05 | FEDERAL #FST-80 | 1 | 3.1 | 1983 | 2018 |  | 26 to 30 years old | INDUSTRIAL COMBUSTION #MMG-34P | #4 | 29500 | 20650 | 4278 | 2994 |  |  | Elevator Apartments | 10 | 24924 | 1 | 6 | 23 | 24 | 1910
1010100053 | 152 58 STREET Manhattan, NY 10019 (40.7656147600492, -73.97824163481829) | Con Edison | JOHN J. GROGAN ASSOCIATESN | 152 W 58 ST OWNERS CO | 404 PARK AVENUE MANHATTAN, NY 10016 (40.74338720170832, -73.98417235632) | CA316083M | 7/6/05 | ROCKMILLS MP-80 | 1 | 3.1 | 1983 | 2018 |  | 26 to 30 years old | INDUSTRIAL COMB. MEG-34-P | #6 | 29500 | 20650 | 4425 | 3098 |  |  | Walk-Up Apartments | 4 | 38928 | 1 | 9 | 38 | 38 | 1916
1022010009 | 410 205 STREET Manhattan, NY 10034 (40.862536882975995, -73.91843848691019) | Con Edison | WEST 20TH ST. REALTY CO. LLC C/O FIVE STAR MGMT. CO. INC. | WEST 205TH STREET REA |  | CA021385J | 7/7/05 | ROCKMILLS MP-80 | 1 | 2.8 | 1985 | 2020 |  | 21 to 26 years old | IND. COMB. DEG-42 Y (P) | #6 | 29492 | 20644 | 4424 | 3097 |  |  | Elevator Apartments | 10 | 39330 | 1 | 3 | 42 | 42 | 1948
1004870010 | 379 BROADWAY Manhattan, NY 10012 (40.72353210853469, -74.00274604261527) | Con Edison | NEWMARK & CO REAL ESTATE | 379 BROADWAY ASSOCS. | 594 BROADWAY MANHATTAN, NY 10012 (40.725076114188276, -73.99702114886225) | CA329287R | 7/5/05 | FEDERAL FST 100 | 1 | 4.1 | 1987 | 2022 |  | 21 to 26 years old | ICI MMG 42 P | #4 | 29476 | 20633 | 4274 | 2992 | Yes | 2017 | Office Buildings | 1 | 55120 | 1 | 5 | 0 | 20 | 1853
1015270035 | 222 82 STREET Manhattan, NY 10028 (40.775976186303815, -73.95533922235775) | Con Edison | TUDOR REALTY SERVICES/222 OWNERS CORP. | 222 OWNERS CORP | 1345 3RD AVENUE NEW YORK, NY 10075 (40.772734838281785, -73.9583942951408) | CA199080R | 7/6/05 | ROCKMILLS MP80 | 1 | 3.4 | 1980 | 2015 |  | 26 to 30 years old | ICI MMG 42P | #4 | 29400 | 20580 | 4263 | 2984 |  |  | Elevator Apartments | 5 | 44310 | 1 | 6 | 48 | 48 | 1950
1007710004 | 224 8 AVENUE Manhattan, NY 10011 (40.74429968203259, -73.9992087821222) | Con Edison | BPC MANAGEMENT/SONYA JAYE | 224 EIGHTH AVE CORP | 15 MAIDENL AVE MANHTTHAN, NY 10038 (40.70935929189784, -74.00307186237649) | CA020595N | 7/5/05 | FEDERAL FST-70 | 1 | 2.8 | 1995 | 2030 | DUAL FUEL | 11 to 15 years old | INDUSTRIAL COMB. MMG-28 | #4 | 29382 | 20568 | 4260 | 2982 |  |  | Walk-Up Apartments | 3 | 16479 | 1 | 6 | 22 | 25 | 1910
1021150011 | 544 157 STREET Manhattan, NY 10032 (40.8336254864708, -73.94392354167498) | Con Edison | 544 W 157 ST HDFC | 544 W 157 ST HDF CORP | 544 157 STREET MANHATTAN, NY 10032 (40.8336254864708, -73.94392354167498) | CA177381N | 7/6/05 | FEDERAL FST-80 | 1 | 2.94 | 1981 | 2016 |  | 26 to 30 years old | IND. COMB. MM-34 (P) | #4 | 29365 | 20556 | 4258 | 2981 |  |  | Elevator Apartments | 7 | 42000 | 1 | 8 | 40 | 40 | 1910
1012260043 | 126 96 STREET Manhattan, NY 10025 (40.79317075160881, -73.96833466897871) | Con Edison | VB WEST 36TH STREET CORP. | 126 W 96TH ST CORP | 152 57TH ST NEW YORK, NY 10019 (40.7652269056544, -73.97932477205438) | CA223373H | 7/7/05 | ROCKMILLS R-60 | 1 | 1.8 | 1973 | 2010 |  | 36 - 40 year old | HEVE OIL AM4DH | #4 | 29200 | 20440 | 4234 | 2964 |  |  | Elevator Apartments | 6 | 19450 | 1 | 5 | 29 | 29 | 1910
1013340013 | 333 41 STREET Manhattan, NY 10017 (40.748836330164394, -73.97185069042611) | Con Edison | BUCHBINDER & WARREN | 333 EAST FORTY FIRST | 1 UNION SQUARE NEW YORK, NY 10003 (40.735387400722175, -73.99159152453399) | CA094977K | 7/5/05 | SPENCER 4F311-45 | 1 | 2.89 | 1977 | 2012 |  | 31 to 35 years old | HEV-E-OIL AM 5 CM | #4 | 29200 | 20440 | 4234 | 2964 |  |  | Elevator Apartments | 4 | 29040 | 1 | 6 | 36 | 36 | 1926
1014260021 | 261 71 STREET Manhattan, NY 10021 (40.768497247839186, -73.95970815214577) | Con Edison | CARLTON APARTMENTS LLC | CARLTON APARTMENTS L | 150 WHITE PLAINS RD TARRYTOWN, NY 10591-5521 (41.06412377335756, -73.855001221024) | CA275881Z | 7/5/05 | FEDERAL FM 608 | 1 | 2.59 | 1981 | 2016 |  | 26 to 30 years old | HEV-E-OIL AM 4 1/2 DH | #4 | 29200 | 20440 | 4234 | 2964 |  |  | Elevator Apartments | 4 | 21330 | 1 | 5 | 36 | 41 | 1950
1006080060 | 145 12 STREET Manhattan, NY 10011 (40.736606447578595, -73.99912546656779) | Con Edison | CENTR'SET/BUCHBINDER & WARR | CENTRENTSET CORP 45 | 1 UNION SQ MANHATTAN, NY 10003 (40.735387400722175, -73.99159152453399) | CA221983X | 7/5/05 | FEDERAL FST 80 | 1 | 2.2 | 1983 | 2018 |  | 26 to 30 years old | HEV-E-OIL MEG-34 P ( I.C.I. ) | #4 | 29200 | 20440 | 4234 | 2964 | Yes | 2018 | Elevator Apartments | 3 | 52200 | 3 | 6 | 105 | 105 | 1900 |  | YES
1010180061 | 760 8 AVENUE Manhattan, NY 10036 (40.76023566839177, -73.98760752794419) | Con Edison | CONCOURSE MGMT/BLDG MGMT INC. | IG GREENPOINT CORP | 417 FIFTH AVE MANHATTAN, NY 10016 (40.7508150795849, -73.98282286232246) | CA293873H | 7/4/05 | ROCKMILLS #R-54 | 1 | 2.4 | 1973 | 2010 |  | 36 - 40 year old | HEV-E-OIL #AM4 | #4 | 29200 | 20440 | 4234 | 2964 |  |  | Walk-Up Apartments | 3 | 22073 | 1 | 3 | 0 | 0 | 1928
1008950069 | 130 40 STREET Manhattan, NY 10016 (40.75011907146827, -73.97695609845832) | Con Edison | HILSON MGMT. | 353 LEXINGTON AVENUE | 185 MADISON AVE MANHATTAN, NY 10016 (40.74795992269179, -73.9828321279686) | CA043479H | 7/5/05 | ROCKMILLS MP-100 | 1 | 4.2 | 1979 | 2014 |  | 31 to 35 years old | ICI MM-42P | #4 | 29200 | 20440 | 4234 | 2964 | Yes | 2015 | Elevator Apartments | 4 | 70828 | 1 | 15 | 0 | 30 | 1925
1010380039 | 312 48 STREET Manhattan, NY 10036 (40.76117071900889, -73.98740733067677) | Con Edison | JNPJ REALTY LLC | JNPJ REALTY, LLC | 163 74TH STREET MANHATTAN, NY 10023 (40.779694711159564, -73.98004829885356) | CA586886X | 7/6/05 | BEST 5A- 50 | 1 | 2 | 1986 | 2021 |  | 21 to 26 years old | ICI MMG 22 | #4 | 29200 | 20440 | 4234 | 2964 |  |  | Elevator Apartments | 3 | 21270 | 1 | 6 | 35 | 35 | 1920
1015120059 | 124 84 STREET Manhattan, NY 10028 (40.77842063516137, -73.95720376776309) | Con Edison | 1124 E.84T ST CORP. | 124 E 84 ST TENANTS C | 38 57 STREET MANHATTAN, NY 10022 (40.76216589296036, -73.97215490875352) | CA191071Z | 7/4/05 | ROCKMILLS MP-80 | 1 | 2.8 | 1971 | 2010 |  | 36 - 40 year old | IRON FIREMAN A06-4.5 | #6 | 29200 | 20440 | 4380 | 3066 | Yes | 2022 | Walk-Up Apartments | 4 | 51744 | 1 | 9 | 34 | 37 | 1924 |  | YES
1008260019 | 27 24 STREET Manhattan, NY 10010 (40.741372722233045, -73.98705068771608) | Con Edison | 27 WEST 24 ST CORP. | 27 WEST 24 STREET COR | 420 LEXINGTON AVE MANHATTAN, NY 10170 (40.75203399986924, -73.97536900037903) | CA068180Y | 7/6/05 | ROCKMILLS MP150 | 1 | 6.3 | 1980 | 2015 | DUAL FUEL | 26 to 30 years old | ICI DEG-63P | #6 | 29200 | 20440 | 4380 | 3066 | Yes | 2016 | Walk-Up Apartments | 3 | 94075 | 1 | 11 | 0 | 18 | 1907
1022430309 | 98 PARK TERRACE Manhattan, NY 10034 (40.87113348393279, -73.91557649164587) | Con Edison | 98 PARK TERRACE EAST TENANTS | PARK TERRACE MANOR IN |  | CA395472Y | 7/6/05 | FITZGIBBONS DM 103 | 1 | 2.8 | 1972 | 2010 |  | 36 - 40 year old | HEV-EOIL AM6ESY | #6 | 29200 | 20440 | 4380 | 3066 |  |  | Elevator Apartments | 7 | 42763 | 1 | 6 | 49 | 49 | 1949
1017830029 | 240 119 STREET Manhattan, NY 10035 (40.79947222592765, -73.93768952929791) | Con Edison | ENF. 12/11/90, 06/22/92 | SOBRO HARLEM HOUSING | 2244 BRONX PARK BRONX, NY 10467 (40.85840735541852, -73.87087026496502) | CA050274J | 7/4/05 | FEDERAL FLW 850 | 1 | 2.8 | 1974 | 2010 |  | 36 - 40 year old | PETRO WD4AH | #6 | 29200 | 20440 | 4380 | 3066 |  |  | Elevator Apartments | 8 | 21536 | 1 | 6 | 33 | 35 | 1900
1021700450 | 10 FAIRVIEW AVENUE Manhattan, NY 10040 (40.857407413657654, -73.92882784010914) | Con Edison | FAIRVIEW ASSO. | 10-22 FAIRVIEW RLTYAS | 1276 50 th STREET BROOKLYN, NY 11219 (40.63474283762438, -73.99322956497903) | CA014580J | 7/5/05 | FEDERAL FST 125 | 1 | 5.3 | 1980 | 2015 |  | 26 to 30 years old | ICI DE-54-P | #6 | 29200 | 20440 | 4380 | 3066 | Yes | 2020 | Elevator Apartments | 10 | 55595 | 1 | 5 | 62 | 62 | 1925
1020880019 | 619 140 STREET Manhattan, NY 10031 (40.823498493453684, -73.95323724141838) | Con Edison | 140 REALTY NY LLC | 140TH STREET, LLC | 1920 NEW YORK, NY 10116 (40.8110019996426, -73.95309800037239) | CB254902J | 7/5/05 | FEDERAL-FST-90 (NEW) | 1 | 3.01 | 2002 | 2037 | DUAL FUEL | 5 to 10 years old | IC-MMG-42 (NEW) | #4 | 29127 | 20389 | 4223 | 2956 |  |  | Condominiums | 7 | 42042 | 1 | 6 | 46 | 46 | 1926
1021770166 | 825 179 STREET Manhattan, NY 10033 (40.849598049548185, -73.94017535636263) | Con Edison | 245/56 CABRINI OWNERS CORP. | 45-53CABRINI OWNERS C | 152 57TH ST NEW YORK, NY 10019 (40.7652269056544, -73.97932477205438) | CB151002L | 7/7/05 | FEDERAL FST 90 | 1 | 3.01 | 2002 | 2037 | DUAL FUEL | 5 to 10 years old | ICI MMG 42 | #4 | 29127 | 20389 | 4223 | 2956 |  |  | Elevator Apartments | 7 | 43536 | 1 | 6 | 42 | 42 | 1920
1012037501 | 30 90 STREET Manhattan, NY 10024 (40.78819993585924, -73.96835090258656) | Con Edison | 30 WEST 90TH CONDO % AKAM ASSOC. |  | 8 38 STREET NEW YORK, NY 10018 (40.751314393861094, -73.98349762627032) | CB539903K | 7/6/05 | FEDERAL FST 90 (NEW) | 1 | 3.01 | 2003 | 2038 | DUAL FUEL | 5 to 10 years old | IC MMG 42P (NEW) | #4 | 29127 | 20389 | 4223 | 2956 |  |  | Walk-Up Apartments | 6 | 31470 | 1 | 9 | 47 | 47 | 1927
1021770156 | 45 PINEHURST AVENUE Manhattan, NY 10033 (40.8497361967477, -73.93983554174781) | Con Edison | 45 PINEHURST AVENUE REALTY CO. LLC | 45 PINEHURST AVENUERE | 5414 NEW UTRECHT AVENUE BROOKLYN, NY 11219 (40.632301542122185, -73.9953293000187) | CB050608K | 7/7/05 | ROCKMILLS MP - 90 (EXSTG) | 1 | 3 | 2008 | 2043 | DUAL FUEL | Fewer than 5 years old | ICI MMG - 42P (NEW) | #4 | 29127 | 20389 | 4223 | 2956 |  |  | Elevator Apartments | 7 | 47580 | 1 | 6 | 41 | 41 | 1910
1021610055 | 540 AUDUBON AVENUE Manhattan, NY 10040 (40.85577964078459, -73.92719107401581) | Con Edison | 540 AUDUBON ASSO. % LEMLE & WOLFF APT. | 540 AUDUBON ASSOCIATE | 5925 BROADWAY BRONX, NY 10463 (40.888406443876256, -73.899128719106) | CB203401Y | 7/6/05 | FEDERAL FST-90 | 1 | 3.78 | 2001 | 2036 | DUAL FUEL | 5 to 10 years old | INDUSTRIAL COMBUSTION INC.MMG-42P | #4 | 29127 | 20389 | 4223 | 2956 |  |  | Elevator Apartments | 10 | 38510 | 1 | 5 | 45 | 45 | 1923
1021610064 | 520 AUDUBON AVENUE Manhattan, NY 10040 (40.85517709502494, -73.9276227485899) | Con Edison | 540 AUDUBON ASSOC. % LEMLE & WOLFF INC. | 520 AUDUBON ASSOCIATE | 5925 BROADWAY BRONX, NY 10463 (40.888406443876256, -73.899128719106) | CB203601K | 7/6/05 | FEDERAL FST-90 | 1 | 3.78 | 2001 | 2036 | DUAL FUEL | 5 to 10 years old | ICI MMG-42- P | #4 | 29127 | 20389 | 4223 | 2956 |  |  | Condominiums | 10 | 39485 | 1 | 5 | 45 | 45 | 1923
1004980017 | 543 BROADWAY Manhattan, NY 10012 (40.72346239061369, -73.99840838551609) | Con Edison | 543 BWAY CORP. % CORNERSTONE MGT | 543 BROADWAY COOPERAT | 271 MADISON AVENUE NEW YORK, NY 10016 (40.75118848877702, -73.98044892459097) | CB516903Y | 7/6/05 | ROCKMILLS MP-90 (NEW) | 1 | 3.01 | 2003 | 2038 | DUAL FUEL | 5 to 10 years old | IC MMG-42P (NEW) | #4 | 29127 | 20389 | 4223 | 2956 | Yes | 2018 | Elevator Apartments | 1 | 60000 | 1 | 10 | 18 | 19 | 1903 |  | YES
1006220056 | 55 PERRY STREET Manhattan, NY 10014 (40.73553153987317, -74.00346563536343) | Con Edison | 55 PERRY CORP | 55 PERRY ST COMPANY L | 219 81 STREET NY, NY 10028 (40.77542679795038, -73.95585756668432) | CA170296R | 7/7/05 | BEST 4B90 (NEW) | 1 | 3.7 | 1996 | 2031 | DUAL FUEL | 11 to 15 years old | ICI MMG42P (EX) | #4 | 29127 | 20389 | 4223 | 2956 |  |  | Walk-Up Apartments | 3 | 34140 | 1 | 6 | 72 | 72 | 1930
1021740012 | 47 SICKLES STREET Manhattan, NY 10040 (40.86147167123856, -73.92783952556704) | Con Edison | AE 25 - 29 LLC | AE 25-29 LLC | 507 186 STREET NEW YORK, NY 10033 (40.85143591538309, -73.92924152824264) | CB027407L | 7/6/05 | FEDERAL FST-90 (NEW) | 1 | 3 | 2007 | 2042 | DUAL FUEL | Fewer than 5 years old | ICI MMG-42P (NEW) | #4 | 29127 | 20389 | 4223 | 2956 |  |  | Elevator Apartments | 10 | 39176 | 1 | 6 | 43 | 47 | 1926
1009270009 | 315 21 STREET Manhattan, NY 10010 (40.73632754594875, -73.98111895038538) | Con Edison | ALGIN MANAGEMENT CO. | 315 EAST 21ST STREETC | 64 35 YELLOWSTONE BOULEVARD FOREST HILLS, NY 11375 (40.720707263029794, -73.84628429608335) | CA381492Y | 7/5/05 | FEDERAL FLW-1033 | 1 | 4.9 | 1992 | 2027 |  | 16 to 20 years old | ICI MMG-42(P) | #4 | 29127 | 20389 | 4223 | 2956 |  |  | Walk-Up Apartments | 2 | 44919 | 1 | 7 | 76 | 76 | 1967
1007920020 | 125 16 STREET Manhattan, NY 10011 (40.73901909428088, -73.99659255626727) | Con Edison | ALIMIR MANAGEMENT INC. | 125 W16 ST CP | 1881 BROADWAY MANHATTAN, NY 10023 (40.770928607320116, -73.98226555509018) | CA204998Y | 7/6/05 | FEDERAL FST-90 | 1 | 3.72 | 1998 | 2033 | DUAL FUEL | 11 to 15 years old | I.C. MMG-42 P | #4 | 29127 | 20389 | 4223 | 2956 |  |  | Utility Bureau | 3 | 39504 | 1 | 6 | 43 | 44 | 1918
1020100018 | 117 141 STREET Manhattan, NY 10030 (40.81819689855507, -73.93873150898895) | Con Edison | EQUITY MANAGEMENT | PINNACLE HAMILTON LL | 1920 NEW YORK, NY 10116 (40.8110019996426, -73.95309800037239) | CB566003N | 7/6/05 | FEDERAL FST-90 (NEW) | 1 | 3.01 | 2003 | 2038 | DUAL FUEL | 5 to 10 years old | ICI MMG-42P (NEW) | #4 | 29127 | 20389 | 4223 | 2956 | Yes | 2020 | Elevator Apartments | 9 | 52290 | 1 | 6 | 48 | 48 | 1910
1005370001 | 210 THOMPSON STREET Manhattan, NY 10012 (40.72877202764094, -73.99932541841902) | Con Edison | ILIBASSI BRUNO | THOMPSON OWNERS CORP | 3545 NEW HYDE PARK NY 11040 (40.74529996182383, -73.6796319322678) | CA223094P | 7/5/05 | FEDERAL FST-90 | 1 | 3.72 | 1994 | 2029 |  | 16 to 20 years old | I.C.I. MMG-42 (P) | #4 | 29127 | 20389 | 4223 | 2956 |  |  | Walk-Up Apartments | 1 | 44249 | 3 | 7 | 82 | 86 | 1909
1013420027 | 360 50 STREET Manhattan, NY 10022 (40.75423474840791, -73.96710659501291) | Con Edison | JAM RLTY | UNITED NATIONWIDE REA | 29 32ND STREET NEW YORK, NY 10016 (40.74646468208251, -73.98371855108839) | CB170202H | 7/4/05 | FEDERAL FST-90 | 1 | 3.78 | 2002 | 2037 | DUAL FUEL | 5 to 10 years old | INDUSTRIAL COMBUSTION MMG-42P | #4 | 29127 | 20389 | 4223 | 2956 |  |  | Elevator Apartments | 5 | 26955 | 2 | 5 | 41 | 44 | 1965
1018770061 | 936 END AVENUE Manhattan, NY 10025 (40.79685012763133, -73.96372581059762) | Con Edison | LANCASTER STUDIO ASSOC.LLC | LANCASTER STUDIO ASSO | 936 END AVENUE MANHATTAN, NY 10025 (40.79685012763133, -73.96372581059762) | CA175899Z | 7/6/05 | EASTMOND ESP-90 | 1 | 3.72 | 1999 | 2034 | DUAL FUEL | 11 to 15 years old | INDUSTRIAL COMB. MMG-42 P | #4 | 29127 | 20389 | 4223 | 2956 |  |  | Hospitals & Health | 8 | 40600 | 1 | 7 | 103 | 105 | 1910
1018730042 | 216 102 STREET Manhattan, NY 10025 (40.798168340981235, -73.96836079944231) | Con Edison | M. D. MANAGEMENT CO. % MILBROOK PROPERTIES | KOSS, LEONARD | 42 BAYVIEW AVENUE MANHASSETT, NY 11030 (40.799023427515465, -73.70257640397784) | CB130108H | 7/5/05 | FEDERAL FST - 90 (NEW) | 1 | 3 | 2008 | 2043 | DUAL FUEL | Fewer than 5 years old | ICI MMG - 42P (NEW) | #4 | 29127 | 20389 | 4223 | 2956 |  |  | Elevator Apartments | 8 | 45209 | 1 | 7 | 37 | 41 | 1920
1021180015 | 554 160 STREET Manhattan, NY 10032 (40.835506230704254, -73.94255558286414) | Con Edison | MATKE REALTY LTD | SOUTH WINDSOR REALTYL | 610484 BAYSIDE NY 10361 | CA182699J | 7/6/05 | FEDERAL FST 90 | 1 | 3.7 | 1999 | 2034 | DUAL FUEL | 11 to 15 years old | ICI MMG42 | #4 | 29127 | 20389 | 4223 | 2956 |  |  | Elevator Apartments | 10 | 15525 | 1 | 5 | 15 | 15 | 1906
1008330054 | 16 32 STREET Manhattan, NY 10001 (40.7475711979072, -73.98656624750451) | Con Edison | PND LLC | PND, | 217 20 LINDEN BOULEVARD N Y 11411 (40.694293339066405, -73.73568329125084) | CB153501H | #N/A | BEST 4B-90 | 1 | 3.78 | 2001 | 2036 | DUAL FUEL | 5 to 10 years old | IND.COMB. MMG- 42 P | #4 | 29127 | 20389 | 4223 | 2956 | Yes | 2013 | Elevator Apartments | 3 | 63479 | 1 | 11 | 0 | 15 | 1908
1022380042 | 4841 BROADWAY Manhattan, NY 10034 (40.86644560005209, -73.92472693165553) | Con Edison | SPRING ASSOC. % MILBROOK PROP. LLC | CITY OF NEW YORK | 42 BAYVIEW AVENUE MANHASSET, NY 11030 (40.799023427515465, -73.70257640397784) | CB214803X | 7/5/05 | FEDERAL FST-90 (NEW) | 1 | 3.01 | 2003 | 2038 | DUAL FUEL | 5 to 10 years old | ICI MMG-42P (EXSTG) | #4 | 29127 | 20389 | 4223 | 2956 |  |  | Elevator Apartments | 7 | 44275 | 1 | 6 | 35 | 38 | 1921
1007427501 | 305 18 STREET Manhattan, NY 10011 (40.74233228615992, -74.00081544734384) | Con Edison | THE 305 CONDOMINIUM | 305 CONDOMINIUM | 1 UNION SQUARE MANHATTAN, NY 10003 (40.735387400722175, -73.99159152453399) | CA082898Y | 7/5/05 | BEST 5C90 | 1 | 3.72 | 1998 | 2033 | DUAL FUEL | 11 to 15 years old | INDUSTRIAL COMP. MMG-42 P | #4 | 29127 | 20389 | 4223 | 2956 | Yes | 2022 | Educational Structures | 3 | 35239 | 1 | 6 | 60 | 60 | 1950 | YES
1021770028 | 5 PINEHURST AVENUE Manhattan, NY 10033 (40.848728956074865, -73.94019527055951) | Con Edison | TSISKOS MANGEMENT CO. | PINEHURST HOUSE APT C | 5698 LONG ISLAND CT NY 11105 (40.780092072491186, -73.90960650023976) | CA438784K | 7/7/05 | BEST 5 B-90 | 1 | 3.7 | 1984 | 2019 | DUAL FUEL | 26 to 30 years old | I C I MMG 42P | #4 | 29127 | 20389 | 4223 | 2956 |  |  | Elevator Apartments | 10 | 47550 | 3 | 5 | 38 | 38 | 1950
1008610066 | 16 32 STREET Manhattan, NY 10016 (40.746674661054726, -73.98438222269628) | Con Edison | HOTEL STANDFORD LLC. | FERRADO US LLC | 16 32NDST MANHATTAN, NY 10016 (40.746674661054726, -73.98438222269628) | CA205293Z | 7/6/05 | ROCKMILLS MP-90 | 1 | 3.7 | 1993 | 2028 |  | 16 to 20 years old | ICI MMG-42 (P) | #4 | 29125 | 20388 | 4223 | 2956 | Yes | 2021 | Elevator Apartments | 3 | 71250 | 1 | 12 | 0 | 1 | 1910
1021700042 | 4420 BROADWAY Manhattan, NY 10040 (40.85541091875257, -73.9332884773745) | Con Edison | BARRY MARTIN INC./FISHMAN | BARRY MARTIN 4420 COR | 4422 BROADWAY MANHATTAN, NY 10040 (40.855441766919576, -73.93324681471678) | CA116695R | 7/5/05 | FEDERAL FST-90 | 1 | 3.72 | 1995 | 2030 | DUAL FUEL | 11 to 15 years old | ICI MMG-42(P) | #4 | 29120 | 20384 | 4222 | 2956 | Yes | 2020 | Walk-Up Apartments | 10 | 53538 | 1 | 6 | 54 | 54 | 1925
1021700037 | 4410 BROADWAY Manhattan, NY 10040 (40.8550152170597, -73.9334233756789) | Con Edison | BARRY MARTIN INC./FISHMAN | BARRY MARTIN 4410 COR | 4422 BROADWAY MANHATTAN, NY 10040 (40.855441766919576, -73.93324681471678) | CA257794L | 7/5/05 | FEDERAL FST-90 | 1 | 3.72 | 1994 | 2029 |  | 16 to 20 years old | 1C1 MMG-42P | #4 | 29120 | 20384 | 4222 | 2956 | Yes | 2020 | Elevator Apartments | 10 | 52038 | 1 | 6 | 54 | 54 | 1939
1005690024 | 88 UNIVERSITY PLACE Manhattan, NY 10003 (40.73367868886652, -73.9929764804591) | Con Edison | 88 UNIVERSITY PL. ASSOC./MERINOFF PROPERTIES | 88 UNIVERSITY PLACE A | 30 26TH STREET MANHATTAN, NY 10010 (40.74275006547988, -73.98664002838736) | CA226294N | 7/4/05 | ROCKMILLS MP-100 | 1 | 4.07 | 1994 | 2029 |  | 16 to 20 years old | INDUSTRIAL COMB. DEG-42 (P) | #4 | 29100 | 20370 | 4220 | 2954 | Yes | 2019 | Elevator Apartments | 2 | 70642 | 1 | 11 | 0 | 1 | 1906
1008280064 | 28 27 STREET Manhattan, NY 10001 (40.74471931040356, -73.98935861224498) | Con Edison | 27 WEST 27TH ST. OWNERS INC C/O FAWN REALTY | 28 WEST 27TH STREET O | 137 FITH AVENUE MANHATTAN, NY 10010 (40.73914078212147, -73.98289845639863) | CA202899J | 7/7/05 | FEDERAL FST-100 | 1 | 4.06 | 1999 | 2034 | DUAL FUEL | 11 to 15 years old | INDUSTRIAL COMB. MMG-42 P | #4 | 29000 | 20300 | 4205 | 2944 | Yes | 2018 | Elevator Apartments | 3 | 63791 | 1 | 12 | 0 | 14 | 1909
1022190009 | 119 POST AVENUE Manhattan, NY 10034 (40.86442080003615, -73.92034216491298) | Con Edison | LEMLE & WOLFF, INC. | 83 POST AVENUE ASSOCI | 5925 BROADWAY BRONX, NY 10463 (40.888406443876256, -73.899128719106) | CA101294Y | 7/4/05 | FEDERAL FST-100 | 1 | 4.06 | 1994 | 2029 |  | 16 to 20 years old | I.C. MMG-42P | #4 | 29000 | 20300 | 4205 | 2944 |  |  | Walk-Up Apartments | 10 | 47400 | 1 | 6 | 52 | 52 | 1926
1005220010 | 632 BROADWAY Manhattan, NY 10012 (40.72623230246393, -73.99606115501962) | Con Edison | RENAISSANCE PROPERTIES NY | RENAISSANCE 632 BROAD | 632 BROADWAY MANHATTAN, NY 10012 (40.72623230246393, -73.99606115501962) | CA282285H | 7/5/05 | ROCKMILLS MP150 | 1 | 6 | 1985 | 2020 | DUAL FUEL | 21 to 26 years old | ICI DEG 63P | #4 | 29000 | 20300 | 4205 | 2944 | Yes | 2022 | Elevator Apartments | 1 | 136603 | 1 | 12 | 0 | 22 | 1900
1005230044 | 627 BROADWAY Manhattan, NY 10012 (40.72606143127837, -73.9962140397646) | Con Edison | RENASISSANCE PROPERTIES OF N.Y | RENAISSANCE 627 BROAD | 632 BROADWAY MANHATTAN, NY 10012 (40.72623230246393, -73.99606115501962) | CA282185K | 7/5/05 | ROCKMILLS MP 150 | 1 | 6 | 1985 | 2020 | DUAL FUEL | 21 to 26 years old | ICI DEG 63 P | #4 | 29000 | 20300 | 4205 | 2944 | Yes | 2013 | Elevator Apartments | 1 | 104500 | 1 | 10 | 0 | 19 | 1900
1021680074 | 600 190 STREET Manhattan, NY 10040 (40.854907652516225, -73.92970065232483) | Con Edison | WINFIELD ESTATES INC. | WINFIELD ESTATES INC | 4422 BROADWAY MANHATTAN, NY 10040 (40.855441766919576, -73.93324681471678) | CA295493P | 7/7/05 | FEDERAL FST 70 | 1 | 2.77 | 1993 | 2028 |  | 16 to 20 years old | I.C.I. MMG 30 | #4 | 29000 | 20300 | 4205 | 2944 |  |  | Elevator Apartments | 10 | 33755 | 1 | 5 | 35 | 41 | 1922
1014680017 | 429 73 STREET Manhattan, NY 10021 (40.768230763012504, -73.95481014009377) | Con Edison | TUDOR REALTY LEMLE 73RD LLC. | LEMLE 73RD, L.L.C. | 411 HEMSTEAD WEST HEMP, NY 10003 (40.73194394755518, -73.98887214913032) | CA169498R | 7/6/05 | FEDERAL FST-70 | 1 | 2.77 | 1998 | 2033 | DUAL FUEL | 11 to 15 years old | I.C.I. MMG-349 | #4 | 28908 | 20236 | 4192 | 2934 |  |  | Elevator Apartments | 5 | 9440 | 1 | 5 | 20 | 20 | 1910
1022500027 | 222 SEAMAN AVENUE Manhattan, NY 10034 (40.87120301358709, -73.91898026388833) | Con Edison | 222 SEAMAN AVE ASSOCIATES | 222 SEAMAN AVENUE INV | 320 57th ST flr N Y, NEW YORK 10019 (40.76695555576002, -73.98353281148049) | CB287500M | 7/5/05 | FEDERAL FST-70 | 1 | 2.94 | 2000 | 2035 | DUAL FUEL | 5 to 10 years old | ICI MMG 30 | #4 | 28900 | 20230 | 4190 | 2933 |  |  | Walk-Up Apartments | 7 | 32599 | 1 | 5 | 39 | 39 | 1926
1022170007 | 9 POST AVENUE Manhattan, NY 10034 (40.86285730515516, -73.9246549858932) | Con Edison | POST AVE PROPERTIES INC. | POST AVENUE PROPERTIE | 1046 MCLEAN AVENUE YONKERS, NY 10704 (40.901480913451834, -73.8626385728918) | CA185798Z | 7/6/05 | FEDERAL FST-90 | 1 | 3.85 | 1998 | 2033 | DUAL FUEL | 11 to 15 years old | INDUSTRIAL COMB. MMG-42 P | #4 | 28743 | 20120 | 4168 | 2917 |  |  | Garages & Gasoline Stations | 10 | 42064 | 1 | 5 | 48 | 48 | 1920
1021160058 | 547 157 STREET Manhattan, NY 10032 (40.83375974675159, -73.94409382050657) | Con Edison | 547 ASSOCIATES INC | 547 ASSOCIATES INC | 16 BROAD ST RED BANK, NJ 77071 (40.35166440168489, -74.06549958627424) | CA294493K | 7/7/05 | ROCKMILLS MP-100 | 1 | 3.79 | 1993 | 2028 |  | 16 to 20 years old | INDUSTRIAL COMB.DEG-42 (P) | #6 | 28685 | 20080 | 4303 | 3012 | Yes | 2016 | Elevator Apartments | 7 | 52896 | 1 | 6 | 48 | 48 | 1912
1008470029 | 37 18 STREET Manhattan, NY 10003 (40.73770688144204, -73.98986675136696) | Con Edison | 37-41 E 18TH REALTY LLC. | 37-41 EAST 18TH STREE | 271 MADISON AVENUE MANHATTAN, NY 10016 (40.75118848877702, -73.98044892459097) | CA392684M | 7/4/05 | ROCKMILLS MP-125 | 1 | 5.2 | 1984 | 2019 |  | 26 to 30 years old | I C I DEG-54-P | #6 | 28500 | 19950 | 4275 | 2992 | Yes | 2017 | Cultural & Public Assembly | 2 | 67051 | 1 | 10 | 0 | 18 | 1900
1008680012 | 9 38 STREET Manhattan, NY 10016 (40.75058238108704, -73.98167876193074) | Con Edison | WILLIAMS REAL ESTATE CO. | 9 EAST 38TH ST ASSCLP | 380 MADISON AVE NY, NY 10017-2513 (40.755596213835844, -73.97727528530339) | CA304084X | 7/7/05 | ROCKMILLS MP-125 | 1 | 5.2 | 1984 | 2019 |  | 26 to 30 years old | INDUS COMBUS DEG-63-P | #6 | 28500 | 19950 | 4275 | 2992 | Yes | 2018 | Walk-Up Apartments | 3 | 76547 | 1 | 12 | 0 | 25 | 1924
1012410038 | 204 94 STREET Manhattan, NY 10025 (40.79279050830806, -73.97147331636064) | Con Edison | 204 WEST 94TH STREET ASSOCIATES | 204 WEST 94 ASSOCIATE | 190312 BROOKLYN NY 11214 (40.604011809897145, -74.0009690001192) | CB280002N | 7/5/05 | ROCKMILLS MP-50 | 1 | 1.67 | 2002 | 2037 | DUAL FUEL | 5 to 10 years old | ICI MMG-22 | #4 | 28400 | 19880 | 4118 | 2883 |  |  | Walk-Up Apartments | 6 | 17760 | 1 | 6 | 30 | 30 | 1910
1022320008 | 5056 BROADWAY Manhattan, NY 10034 (40.86972812545906, -73.91606646051338) | Con Edison | M & N MANAGEMENT | M & N MGMT CORP | 5047 BROADWAY MANHATTAN, NY 10034 (40.86993967516595, -73.9158173039735) | CB096908H | 7/7/05 | (EXISTING) FEDERAL FST 60 | 1 | 2 | 2008 | 2043 | DUAL FUEL | Fewer than 5 years old | (NEW) INDUSTRIAL COMBUSTION MMG-28 | #4 | 28367 | 19857 | 4113 | 2879 |  |  | Miscellaneous | 10 | 22570 | 1 | 5 | 24 | 24 | 1920
1019700055 | 102 CONVENT AVENUE Manhattan, NY 10027 (40.816794030814435, -73.95258792812325) | Con Edison | 102 MANHATTAN LLC | 102 MANHATTAN LLC | 57 38th STREET MANHATTAN, NY 10018 (40.75177564604877, -73.984528334898) | CA280089L | 7/6/05 | FEDERAL FST 60 | 1 | 2.6 | 1989 | 2024 |  | 21 to 26 years old | ICI MMG 28 | #4 | 28361 | 19853 | 4112 | 2879 |  |  | Elevator Apartments | 7 | 24465 | 1 | 5 | 35 | 35 | 1901
1019630055 | 114 MORNINGSIDE DRIVE Manhattan, NY 10027 (40.810130054577314, -73.9572644026756) | Con Edison | 114 MORNINGSIDE DRIVE CORP. | KEVIN M OCONNOR | 114 MORNINGSIDE DRIVE MANHATTAN, NY 10027 (40.810130054577314, -73.9572644026756) | CA283485R | 7/4/05 | FEDERAL FST-60 | 1 | 2.6 | 1985 | 2020 |  | 21 to 26 years old | IND COMB MM-28 | #4 | 28361 | 19853 | 4112 | 2879 |  |  | Elevator Apartments | 9 | 33696 | 1 | 6 | 30 | 30 | 1910
1021740085 | 2 ARDEN STREET Manhattan, NY 10040 (40.8609980730453, -73.92656947827882) | Con Edison | ARDEN REALTY ASSOCIATES | ARDEN REALTY ASSOCIAT | 1601 BRONXDALE AVENUE BRONX, NY 10462 (40.84351657306597, -73.85691921749257) | CA042388H | 7/6/05 | BEST 5B-60 | 1 | 2.6 | 1988 | 2023 |  | 21 to 26 years old | ICI MMG 28 | #4 | 28361 | 19853 | 4112 | 2879 |  |  | Elevator Apartments | 10 | 25822 | 1 | 5 | 30 | 32 | 1920
1009230047 | 332 18 STREET Manhattan, NY 10003 (40.734488316427125, -73.98233236321502) | Con Edison | GRAMERCY FLOWER ASSOC. | GRAMERCY FLOWER ASSOC | 535 5 AVENUE MANHATTAN, NY 10017 (40.75494796272035, -73.97976493888528) | CA333287Z | 7/7/05 | FEDERAL FST 60 | 1 | 2.6 | 1987 | 2022 |  | 21 to 26 years old | ICI MMG 28 | #4 | 28361 | 19853 | 4112 | 2879 |  |  | Elevator Apartments | 2 | 16680 | 1 | 6 | 24 | 24 | 1910
1021450031 | 660 178 STREET Manhattan, NY 10033 (40.847970773987555, -73.93671766874293) | Con Edison | HEIGHT 660 LLC % BRONSTEIN PROP. | HEIGHTS 660 LLC | 108 18 QUEENS BLVD FOREST HILL, NY 11375 (40.720707263029794, -73.84628429608335) | CB025207R | 7/6/05 | FEDERAL FST-60 (NEW) | 1 | 2 | 2007 | 2042 | DUAL FUEL | Fewer than 5 years old | INDUSTRIAL COMBUSTION MMG28 | #4 | 28361 | 19853 | 4112 | 2879 |  |  | Walk-Up Apartments | 10 | 18050 | 1 | 6 | 25 | 25 | 1929
1017530069 | 2 129 STREET Manhattan, NY 10035 (40.808916492714985, -73.94037119405817) | Con Edison | KENZA OPERATING CORP/FRIEDMAN MGMT | KENZA OPERATING CORP | 225 34 STREET MANHATTAN, NY 10001 (40.75132814462002, -73.99133543478304) | CA165789Z | 7/5/05 | FEDERAL FST 60 | 1 | 2.6 | 1989 | 2024 |  | 21 to 26 years old | ICI MMG-28 | #4 | 28361 | 19853 | 4112 | 2879 |  |  | Elevator Apartments | 9 | 23508 | 1 | 4 | 36 | 36 | 1921
1022250030 | 168 SHERMAN AVENUE Manhattan, NY 10034 (40.864826820399344, -73.922622518107) | Con Edison | M & N MANAGEMENT | M & N MANAGEMENT CORP | 5047 BROADWAY MANHATTAN, NY 10034 (40.86993967516595, -73.9158173039735) | CB025307P | 7/6/05 | FEDERAL FST-60 (NEW) | 1 | 2 | 2007 | 2042 | DUAL FUEL | Fewer than 5 years old | INDUSTRIAL COMBUSTION MMG-28 | #4 | 28361 | 19853 | 4112 | 2879 |  |  | Walk-Up Apartments | 10 | 23700 | 1 | 5 | 41 | 41 | 1916
1014400047 | 310 66 STREET Manhattan, NY 10021 (40.76920532766377, -73.959183941086) | Con Edison | MEMORIAL SLOAN-KETTERING CANCER CTR. | MEMORIAL HOSPTL ETAL | 1233 YORK AVE- LOWER LEVEL N Y 10021 (40.76920532766377, -73.959183941086) | CB000302R | 7/6/05 | BEST 5B-60 | 1 | 2.59 | 2002 | 2037 | DUAL FUEL | 5 to 10 years old | INDUST.COMB.MMG-28 | #4 | 28361 | 19853 | 4112 | 2879 |  |  | Condominiums | 5 | 9450 | 1 | 4 | 20 | 20 | 1910
1006190083 | 89 CHRISTOPHER STREET Manhattan, NY 10014 (40.73343587191863, -74.00399317531804) | Con Edison | OSNOS MAYER C/O R.E.M.RESIPENTIAL | BENJAMIN L. MAYER (TR | 118 17 STREET MANHATTAN, NY 10008 (40.712344999722006, -74.00994500036143) | CA045587Y | 7/6/05 | FEDERAL FST-60 | 1 | 2.6 | 1987 | 2022 |  | 21 to 26 years old | INDUSTRIAL COMBUSTION MMG-28 | #4 | 28361 | 19853 | 4112 | 2879 |  |  | Elevator Apartments | 3 | 10950 | 1 | 6 | 20 | 22 | 1910
1006330008 | 338 11 STREET Manhattan, NY 10014 (40.73552940795581, -74.00799295267123) | Con Edison | CLOVER REALTY, C/O F. SCHUSTACK | CLOVER REALTY LLC C/O | 8 38 ST NEW YORK, NY 10018 (40.751314393861094, -73.98349762627032) | CA219491R | 7/4/05 | FEDERAL FST-60 | 1 | 2.6 | 1991 | 2026 |  | 16 to 20 years old | IND. COMB. MMG-28 | #4 | 28361 | 19852 | 4112 | 2879 |  |  | Elevator Apartments | 3 | 18965 | 2 | 5 | 20 | 20 | 1900
1021690001 | 617 190 STREET Manhattan, NY 10040 (40.855116306478415, -73.9300517672127) | Con Edison | LAR REALTY CORP | JPMORGAN CHASE BANK, | 108 18 QUEENS BLVD FOREST HILLS, NY 11375 (40.720707263029794, -73.84628429608335) | CA246486X | 7/6/05 | FEDERAL FST-60 | 1 | 2.6 | 1986 | 2021 |  | 21 to 26 years old | IND. COMB. MMG-28 | #4 | 28361 | 19852 | 4112 | 2879 |  |  | Elevator Apartments | 10 | 30140 | 1 | 5 | 34 | 37 | 1925
1014410014 | 321 66 STREET Manhattan, NY 10021 (40.76920532766377, -73.959183941086) | Con Edison | MARIN MGMT/EAST 66 ST.ASSOC. | EAST 66TH ST ASSOCIAT | 114 39 STREET MANHATTAN, NY 10016 (40.74984906410224, -73.9782655877672) | CA305295K | 7/7/05 | FEDERAL FLR-7290 | 1 | 2.6 | 1995 | 2030 | DUAL FUEL | 11 to 15 years old | I.C. MMG-28 | #4 | 28361 | 19852 | 4112 | 2879 |  |  | Elevator Apartments | 5 | 27210 | 1 | 5 | 45 | 45 | 1959
1018730063 | 850 END AVENUE Manhattan, NY 10025 (40.79685012763133, -73.96372581059762) | Con Edison | 850 WEST END CORP. | 850 WEST END CORP | 230 54th STREET MANHATTAN, NY 10019 (40.764023422640214, -73.982535796889) | CA484785J | 7/5/05 | ROCKMILLS MP-70 | 1 | 2.6 | 1985 | 2020 | DUAL FUEL | 21 to 26 years old | INDUSTRIAL COMBUS MMG-28 | #4 | 28290 | 19803 | 4102 | 2871 |  |  | Elevator Apartments | 9 | 25500 | 1 | 6 | 0 | 1 | 1930
1008050022 | 129 29 STREET Manhattan, NY 10001 (40.747046017130074, -73.99090805111801) | Con Edison | 129 WEST 29 LLC | 129 WEST 29TH STREET | 129 PARK AVE NEW YORK, NY 10017 (40.75158417823402, -73.9778528877355) | CB401505J | 7/6/05 | (EXISTING) ROCKMILLS MP-125 | 1 | 4.1 | 2005 | 2040 | DUAL FUEL | 5 to 10 years old | (NEW) ICI MMG-57P | #4 | 28125 | 19688 | 4078 | 2855 | Yes | 2015 | Elevator Apartments | 3 | 85869 | 1 | 12 | 0 | 16 | 1911
1007800013 | 247 30 STREET Manhattan, NY 10001 (40.74906489092485, -73.99377698781602) | Con Edison | 247 ASSOCIATES | 247 WEST 30TH SUBSIDI | 100 33RD ST MANHATTAN, NY 10001 (40.7491218840206, -73.98832295792911) | CA147997Y | 7/5/05 | FEDERAL FST-125 | 1 | 5.3 | 1997 | 2032 | DUAL FUEL | 11 to 15 years old | INDUSTRIAL COMB. DEG-54 (P) | #4 | 28125 | 19688 | 4078 | 2855 | Yes | 2020 | Loft Buildings | 3 | 65447 | 1 | 16 | 2 | 22 | 1926
1020060052 | 132 138 STREET Manhattan, NY 10030 (40.81641747568547, -73.9404504957448) | Con Edison | ABYSSINIAN BAPTIST CHURCH | ABYSSINIAN BAPTIST CH | 132 138 STREET MANHATTAN, NY 10030 (40.81641747568547, -73.9404504957448) | CA412084Y | 7/6/05 | ROCKMILLS MP-125 | 1 | 5.25 | 1984 | 2019 |  | 26 to 30 years old | ICI MMG-54 | #4 | 28125 | 19688 | 4078 | 2855 |  |  | Elevator Apartments | 9 | 19745 | 1 | 3 | 0 | 1 | 1922
1007970054 | 118 22 STREET Manhattan, NY 10011 (40.74244778951476, -73.99386841634669) | Con Edison | ADLIE ASSOC. % NEWMARK & CO R.E. | ADLIE ASSOCIATES, LLC | 125 PARK AVENUE NEW YORK, NY 10017 (40.75150189626578, -73.97791375384898) | CB562303L | 7/6/05 | ROCKMILLS MP-125 (EXSTG) | 1 | 4.18 | 2003 | 2038 | DUAL FUEL | 5 to 10 years old | ICI MMG-54P (NEW) | #4 | 28125 | 19688 | 4078 | 2855 | Yes | 2017 | Educational Structures | 3 | 89389 | 1 | 12 | 0 | 13 | 1911
1008120019 | 135 36 STREET Manhattan, NY 10018 (40.75175579727769, -73.98836104495247) | Con Edison | HOWARD WAREHOUSE INC. | HOWARD WAREHOUSE INC. | 135 36TH STREET NEW YORK, NY 10018 (40.751764054875764, -73.98845289065173) | CB532103L | 7/6/05 | ROCKMILLS MP-125 (NEW) | 1 | 4.18 | 2003 | 2038 | DUAL FUEL | 5 to 10 years old | IC MMG-54P (NEW) | #4 | 28125 | 19688 | 4078 | 2855 | Yes | 2022 | Elevator Apartments | 3 | 108214 | 1 | 22 | 0 | 25 | 1925
1007600021 | 327 36 STREET Manhattan, NY 10018 (40.75383817114558, -73.99330975135103) | Con Edison | 4 BROS.RLTY/M.FRUCHT | 327 W 36 STREET LLC | 2083 13 STREET BROOKLYN, NY 11229 (40.59905312941899, -73.95829974947448) | CA183881K | 7/4/05 | FEDERAL FST 125 | 1 | 5.2 | 1981 | 2016 |  | 26 to 30 years old | ICI #DEG 54 | #6 | 28125 | 19688 | 4219 | 2953 | Yes | 2020 | Educational Structures | 3 | 115763 | 1 | 12 | 0 | 18 | 1924
1021340206 | 156 20 RIVERSIDE DRIVE Manhattan, NY 10032 (40.83693034905639, -73.94917852197119) | Con Edison | 158TH ST & RIVERSIDE DR IV | 158TH STREET RIVERSID | 156 20 RIVERSIDE DRIVE MANHATTAN, NY 10032 (40.83693034905639, -73.94917852197119) | CA211598K | 7/6/05 | FEDERAL FLR-2429 | 1 | 8.55 | 1998 | 2033 | DUAL FUEL | 11 to 15 years old | ICI DEG-84P | #6 | 28106 | 19674 | 4216 | 2951 | Yes | 2014 | Elevator Apartments | 7 | 646044 | 1 | 16 | 434 | 434 | 1963 |  | YES
1011450029 | 105 73 STREET Manhattan, NY 10023 (40.778208920101534, -73.97848409959686) | Con Edison | 105 W.73 OWNERS CORP. | 105 W 73RD OWNERS COR | 7 PENN PLAZA MANHATTAN, NY 10001 (40.74956954963903, -73.99160848411982) | CA100282M | 7/4/05 | ROCKMILLS MP 80 | 1 | 3.4 | 1982 | 2017 |  | 26 to 30 years old | I.C.I DEG 42 (P) | #6 | 28032 | 19622 | 4205 | 2943 |  |  | Elevator Apartments | 6 | 46621 | 1 | 9 | 38 | 38 | 1920
1021800100 | 41 BENNETT AVENUE Manhattan, NY 10033 (40.851714705212146, -73.93602241634358) | Con Edison | SIMILIS MANAGEMENT CORP. | 41 BENNETT SIMILIS | 247 BROOKLYN NY 11211 (40.711589765255496, -73.95817675075642) | CA070186H | 7/5/05 | ROCKMILLS MP-90 | 1 | 3.78 | 1986 | 2021 |  | 21 to 26 years old | I.C.I. DEG-42 (P) | #6 | 28032 | 19622 | 4205 | 2943 |  |  | Elevator Apartments | 7 | 42924 | 1 | 6 | 37 | 37 | 1920
1022250028 | 172 SHERMAN AVENUE Manhattan, NY 10034 (40.86488977294141, -73.92246064014171) | Con Edison | 18TH AVENUE LLC. | 18TH AVENUE | 448 AVENUE BROOKLYN, NY 11223 (40.596939623165156, -73.97331147204676) | CA641086R | 7/6/05 | ROCKMILLS MP 70 | 1 | 2.59 | 1986 | 2021 |  | 21 to 26 years old | ICI MMG 30 | #4 | 28000 | 19600 | 4060 | 2842 |  |  | Elevator Apartments | 10 | 23700 | 1 | 5 | 41 | 41 | 1915
1011430024 | 119 71 STREET Manhattan, NY 10023 (40.77697590256203, -73.97980681698732) | Con Edison | DAVID CONELL | 119 W 71 ST OWNERS CO | 119 71 STREET MANHATTAN, NY 10023 (40.77697590256203, -73.97980681698732) | CA183386N | 7/5/05 | ROCKMILLS MP-90 | 1 | 3.72 | 1986 | 2021 |  | 21 to 26 years old | ICI MMG 42P | #4 | 28000 | 19600 | 4060 | 2842 | Yes | 2013 | Elevator Apartments | 6 | 55382 | 1 | 9 | 36 | 36 | 1913 |  | YES
1008770053 | 152 22 STREET Manhattan, NY 10010 (40.73860447826973, -73.98472890622963) | Con Edison | GAIL PONTRELLI | 152-156 EAST 22ND ST. | 1881 BROADWAY NY, NY 10023 (40.770928607320116, -73.98226555509018) | CA138085R | 7/4/05 | ROCKMILLS MP-70 | 1 | 2.9 | 1985 | 2020 |  | 21 to 26 years old | ICI MMG-30 | #4 | 28000 | 19600 | 4060 | 2842 |  |  | Elevator Apartments | 2 | 24486 | 1 | 6 | 43 | 45 | 1930
1021700134 | 65 HILLSIDE AVENUE Manhattan, NY 10040 (40.859013866260355, -73.92757669008172) | Con Edison | S.W. MANAGEMENT C/O BLUH | 65 HILLSIDE REALTY LL | 145 HUGUENOT ST NEW ROCHELLE, NY 10801 (40.91319235913511, -73.77945045104241) | CA069889X | 7/5/05 | FEDERAL FST 100 | 1 | 4.2 | 1989 | 2024 |  | 21 to 26 years old | ICI MM42P | #4 | 28000 | 19600 | 4060 | 2842 | Yes | 2020 | Walk-Up Apartments | 10 | 52943 | 1 | 6 | 55 | 55 | 1920
1022280018 | 181 VERMILYEA AVENUE Manhattan, NY 10034 (40.86750680004667, -73.91866550117805) | Con Edison | SIGMUND SACKS | 181 REALTY CORP. | 754 MACE AVENUE BRONX, NY 10467 (40.86314421709324, -73.86531286966195) | CA070286P | 7/5/05 | ROCKMILLS MP70 | 1 | 2.5 | 1986 | 2021 |  | 21 to 26 years old | I.C.I. MMG30 | #4 | 28000 | 19600 | 4060 | 2842 |  |  | Warehouses | 10 | 31500 | 1 | 5 | 40 | 40 | 1916
1007690031 | 205 19 STREET Manhattan, NY 10011 (40.74174342519538, -73.9976048455714) | Con Edison | 205 WEST 19TH STREET CORP | 205 W 19 ST CORP | 404 PARK AVENUE MANHATTAN, NY 10016 (40.74338720170832, -73.98417235632) | CA074869P | 7/6/05 | ROCKMILLS MP-125 | 1 | 4.2 | 1969 | 2010 |  | 41 - 45 years old | HEV- E- OIL AM 7E | #6 | 28000 | 19600 | 4200 | 2940 | Yes | 2019 | Office Buildings | 3 | 77615 | 1 | 12 | 19 | 20 | 1913 |  | YES
1007880004 | 580 8 AVENUE Manhattan, NY 10018 (40.75492966841887, -73.9914836058905) | Con Edison | 580 8TH AVENUE REALTY CO., LLC | 580 8TH AVENUE REALTY | 250 39TH ST NEW YORK, NY 10018-3105 (40.75490268875802, -73.99016160250744) | CA346683N | 7/6/05 | ROCKMILLS MP100 | 1 | 4.2 | 1983 | 2018 |  | 26 to 30 years old | I.C.I. DEG42P | #6 | 28000 | 19600 | 4200 | 2940 | Yes | 2018 | Elevator Apartments | 3 | 72649 | 1 | 20 | 0 | 0 | 1928
1022430306 | 95 PARK TERRACE Manhattan, NY 10034 (40.871146639730455, -73.91566000641123) | Con Edison | 95 PK. TERR.E%INTERBORO MG | 95 PARK TERRACE EAST | 89 95 HPARK TERRACE NEW YORK, NY 10034 (40.8706171092922, -73.9242232587963) | CA401888X | 7/5/05 | FEDERAL FST 100 | 1 | 4.2 | 1988 | 2023 |  | 21 to 26 years old | ICI ME42P | #6 | 28000 | 19600 | 4200 | 2940 |  |  | Office Buildings | 7 | 41176 | 1 | 6 | 46 | 46 | 1925
1021800096 | 21 BENNETT AVENUE Manhattan, NY 10033 (40.85124705775689, -73.93626523329146) | Con Edison | SIMILIS MANAGEMENT CORP. | 21 BENNETT SIMILIS | 247 BROOKLYN NY 11211 (40.711589765255496, -73.95817675075642) | CA070086K | 7/5/05 | ROCKMILLS MP-90 | 1 | 3.78 | 1986 | 2021 |  | 21 to 26 years old | I.C.I. DEG-42 (P) | #6 | 28000 | 19600 | 4200 | 2940 |  |  | Elevator Apartments | 7 | 38670 | 1 | 6 | 36 | 36 | 1920
1020010055 | 626 626 30 WEST 135 STREET Manhattan, NY 10031 (40.82495420507257, -73.9501244360938) | Con Edison | 630 WEST 135 STREET REALTY CORP | 630 WEST 135TH STREET | 161 SUFFOLK STREET N Y 10002 (40.72099824825341, -73.98504446016068) | CB223801X | 7/4/05 | ROCKMILLS MP 70 | 1 | 2.94 | 2001 | 2036 | DUAL FUEL | 5 to 10 years old | HEVE (IC) MMG-30 | #4 | 27923 | 19546 | 4049 | 2834 |  |  | Walk-Up Apartments | 7 | 29860 | 1 | 6 | 30 | 30 | 1926
1018510016 | 125 96 STREET Manhattan, NY 10025 (40.79319594383571, -73.96824525559423) | Con Edison | 125 W. 96TH ST. OWNERS % BLUE WOODS MGMT. | 125 WEST 96 ST OWNERS | 307 7 AVENUE NEW YORK, NY 10001 (40.74698865490018, -73.99355204655791) | CB528203J | 7/6/05 | FEDERAL FST 90(EXISTING TO REMAIN) | 1 | 3.01 | 2003 | 2038 | DUAL FUEL | 5 to 10 years old | INDUSTRIAL COMBUSTION MEG 42P | #6 | 27923 | 19546 | 4188 | 2932 |  |  | Elevator Apartments | 8 | 46810 | 1 | 6 | 60 | 60 | 1920
1021770152 | 435 FORT WASHINGTON AVENUE Manhattan, NY 10033 (40.84972720352738, -73.93876534853291) | Con Edison | 435 REALTY LLC | 435 REALTY | 574 CEDARHURST NY 11516 (40.63035943500745, -73.72995581741695) | CB540403M | 7/6/05 | (EXISTING)FEDERAL FST-90 | 1 | 3.01 | 2003 | 2038 | DUAL FUEL | 5 to 10 years old | (NEW) INDUSTRIAL COMBUSTION DEG-42P | #6 | 27923 | 19546 | 4188 | 2932 |  |  | Elevator Apartments | 7 | 49422 | 1 | 6 | 44 | 46 | 1909
1022220045 | 585 204 STREET Manhattan, NY 10034 (40.86461846176635, -73.9215377071101) | Con Edison | 585 ASSOCIATES,LLC | AE 585 LLC C/O SOLAR | 5925 BROADWAY BRONX, NY 10463 (40.888406443876256, -73.899128719106) | CA173799M | 7/4/05 | FEDERAL FST-90 | 1 | 3.57 | 1999 | 2034 | DUAL FUEL | 11 to 15 years old | INDUSTRIAL COMB. MEG-42 P | #6 | 27923 | 19546 | 4188 | 2932 |  |  | Elevator Apartments | 10 | 41490 | 1 | 6 | 54 | 54 | 1920
1022380011 | 25 COOPER STREET Manhattan, NY 10034 (40.867560759368416, -73.92434022318298) | Con Edison | COOPER KINGS REALTY CORP. | COOPER KINGS REALTY C | 2207 CONEY ISLAND AVENUE BROOKLYN, NY 11223 (40.60328584975498, -73.96145921904193) | CA175799L | 7/6/05 | FEDERAL FST-90 | 1 | 3.57 | 1999 | 2034 | DUAL FUEL | 11 to 15 years old | INDUSTRIAL COMB. DEG-42 P | #6 | 27923 | 19546 | 4188 | 2932 |  |  | Elevator Apartments | 7 | 44644 | 1 | 6 | 43 | 43 | 1937
1021530036 | 560 180 STREET Manhattan, NY 10033 (40.848228512102544, -73.93335902961817) | Con Edison | 560 WEST 180TH ST.NYC, LLC | 560 WEST 180 ST. NYC | 5570 274 NETHERLAND AVE RIVERDALE, NY 10471 (40.90199442310421, -73.9036265005625) | CA087597N | 7/4/05 | ROCKMILLS MP-90 SS | 1 | 3.57 | 1997 | 2032 | DUAL FUEL | 11 to 15 years old | INDUSTRIAL COMB.DEG-42 (P) | #6 | 27922 | 19546 | 4188 | 2932 |  |  | Elevator Apartments | 10 | 47472 | 1 | 6 | 18 | 27 | 1925
1022500018 | 580 215 STREET Manhattan, NY 10034 (40.87185041159452, -73.91904345999816) | Con Edison | JOSEPH MOSKOWITZ | 215 & SEAMAN ASSOCIAT | 145 HUGUENOT ST NEW ROCHELLE, NY 10801 (40.91319235913511, -73.77945045104241) | CA270694K | 7/5/05 | ROCKMILLS MP-90 | 1 | 3.57 | 1994 | 2029 |  | 16 to 20 years old | ICI DEG-42 (P) | #6 | 27922 | 19546 | 4188 | 2932 |  |  | Elevator Apartments | 7 | 42933 | 1 | 6 | 52 | 52 | 1953
1021230026 | 1 AUDUBON AVENUE Manhattan, NY 10032 (40.838845406972894, -73.93957473835928) | Con Edison | MILBROOK POPERTIES | LISSARD EQUITIES LLC | 42 BAYVIEW AVENUE MANHASSET, NY 11030 (40.799023427515465, -73.70257640397784) | CA144797X | 7/5/05 | FEDERAL FST-90 | 1 | 3.57 | 1997 | 2032 | DUAL FUEL | 11 to 15 years old | I.C.I MEG-42 P | #6 | 27922 | 19546 | 4188 | 2932 |  |  | Walk-Up Apartments | 10 | 40122 | 1 | 6 | 55 | 59 | 1910
1010550040 | 410 46 STREET Manhattan, NY 10036 (40.761166218286135, -73.9912580243583) | Con Edison | EMPIRE MANAGEMENT | HIGHPOINT ASSOCIATES | 102 MADISON AVENUE MANHATTAN, NY 10016 (40.74481229558927, -73.98508942626216) | CA088980K | 7/5/05 | SPENCER-4F-186-45 | 1 | 1.4 | 1980 | 2015 | DUAL FUEL | 26 to 30 years old | HEV-E-OIL AMG 3 1/2 | #4 | 27814 | 19469 | 4033 | 2823 |  |  | Office Buildings | 3 | 13500 | 1 | 5 | 16 | 16 | 1910
1015640041 | 416 85 STREET Manhattan, NY 10028 (40.77599406319245, -73.94946232984015) | Con Edison | HALPERN & PINTEL INC. | CAMEO APARTMENTS EAST | 150 WHITE PLAINS ROAD TARRYTOWN, NY 10591 (41.06412377335756, -73.855001221024) | CA042982K | 7/6/05 | FEDERAL FM 729 | 1 | 2.6 | 1982 | 2017 |  | 26 to 30 years old | HEV E OIL AM4 1/2 | #4 | 27740 | 19418 | 4022 | 2816 |  |  | Elevator Apartments | 5 | 23577 | 1 | 6 | 44 | 44 | 1930
1021340110 | 625 156 STREET Manhattan, NY 10032 (40.833752767480014, -73.94598970532954) | Con Edison | SHOMER MGMT CORP | 625 W. 156TH STREET | 1920 NEW YORK, NY 10116 (40.8110019996426, -73.95309800037239) | CA175483P | 7/5/05 | FEDERAL FST-70 | 1 | 2.9 | 1983 | 2018 |  | 26 to 30 years old | INDUSTRIAL COMBUSTION MMG-34-P | #4 | 27740 | 19418 | 4022 | 2816 |  |  | Walk-Up Apartments | 7 | 41016 | 1 | 8 | 32 | 32 | 1910
1021370046 | 66 72 FT WASHINGTON AVENUE Manhattan, NY 10032 (40.83693034905639, -73.94917852197119) | Con Edison | BPII 66 FT. WASHINGTON LLC % VANTAGE MGT. | BPII - 66 FT. WASHING | 31 10 37 AVENUE L I C, NY 11101 (40.74570244980828, -73.93866902925225) | CB184707N | 7/6/05 | FEDERAL FST - 100 (NEW) | 1 | 3.3 | 2007 | 2042 | DUAL FUEL | Fewer than 5 years old | ICI DEG - 42P (NEW) | #6 | 27675 | 19372 | 4151 | 2906 | Yes | 2017 | Office Buildings | 10 | 68178 | 1 | 6 | 45 | 47 | 1920
1008260011 | 49 24 STREET Manhattan, NY 10010 (40.74123608402294, -73.98673186522582) | Con Edison | 49WEST 24TH TENANTS | 49 W 24 ST TENANTS CO | 462 SEVENTH AVE MANHATTAN, NY 10018 (40.751862980298995, -73.98999972454214) | CA540286Z | 7/6/05 | FEDERAL FST-90 | 1 | 3.8 | 1986 | 2021 |  | 21 to 26 years old | IND COMB ME-42P | #6 | 27612 | 19329 | 4142 | 2899 |  |  | Elevator Apartments | 3 | 41799 | 1 | 11 | 0 | 11 | 1915
1011847501 | 22 RIVERSIDE DRIVE Manhattan, NY 10023 (40.78186810331389, -73.98499619999897) | Con Edison | 22 RIVER DE DRIVER LLC. |  | 200 MADISON AVE MANHATTAN, NY 10016 (40.74877830573848, -73.9822475686496) | CA114887M | 7/6/05 | FEDERAL FST 90 | 1 | 3.9 | 1987 | 2022 |  | 21 to 26 years old | HEVE MMG 42 S | #4 | 27563 | 19294 | 3997 | 2798 |  |  | Elevator Apartments | 6 | 52672 | 1 | 19 | 23 | 23 | 1931
1018670023 | 47 MORNINGSIDE DRIVE Manhattan, NY 10025 (40.80530137335371, -73.95983953505541) | Con Edison | ST.LUKEROOSEVELT HOSP. CNTR. | TRUSTEES OF COLUMBIA | 400 119TH STREET MANHATTAN, NY 10027 (40.808041658732606, -73.9580165248943) | CA035788L | 7/4/05 | FEDERAL FST 100 | 1 | 4.2 | 1988 | 2023 |  | 21 to 26 years old | I.C.I. MMG-42P | #4 | 27563 | 19294 | 3997 | 2798 |  |  | Elevator Apartments | 9 | 47145 | 1 | 6 | 37 | 41 | 1920
1021210024 | 1090 ST NICHOLAS' AVENUE Manhattan, NY 10032 (40.83817990867118, -73.93990748751014) | Con Edison | TANEN CO @ AARON STEINBERG | 1090 ST. NICK, | 397 BRIDGE STREET BROOKLYN, NY 11201 (40.69183690502387, -73.98524524367228) | CA461587R | 7/7/05 | FEDERAL FST 100 | 1 | 4.2 | 1987 | 2022 |  | 21 to 26 years old | ICI MMG 42 P | #4 | 27563 | 19294 | 3997 | 2798 | Yes | 2021 | Elevator Apartments | 10 | 51550 | 1 | 6 | 40 | 42 | 1920
1019630048 | 110 MORNINGSIDE DRIVE Manhattan, NY 10027 (40.809707373223546, -73.95712051115095) | Con Edison | TRUSTEES OF COLUMBIA UNIVERSITY | TRUSTEES OF COLUMBIA | 400 119 STREET MANHATTAN, NY 10027 (40.808041658732606, -73.9580165248943) | CA294286H | 7/5/05 | FEDERAL FST 100 SP | 1 | 3.34 | 1986 | 2021 |  | 21 to 26 years old | HEVEOIL MEG-42 (P) | #6 | 27563 | 19294 | 4134 | 2894 | Yes | 2013 | Elevator Apartments | 9 | 72222 | 1 | 6 | 54 | 54 | 1910
1009980012 | 145 45 STREET Manhattan, NY 10036 (40.75762643183614, -73.9847007261664) | Con Edison | PRAEDIUM II TIMES SQUARE | 145 W. 45TH STREET | 97 77 QUEENS BLVD REGO PARK, NY 11374 (40.72646491702238, -73.86148084756303) | CA208293M | 7/4/05 | HEPHAESTUS 2 P 5100 | 1 | 3.92 | 1993 | 2028 |  | 16 to 20 years old | POWERFLAME PA 06 B 5 V | #4 | 27563 | 19294 | 3997 | 2798 | Yes | 2018 | Elevator Apartments | 3 | 76660 | 1 | 12 | 0 | 85 | 1911
1013410044 | 310 49 STREET Manhattan, NY 10017 (40.75409476051919, -73.96870023371878) | Con Edison | 310 E 49 STREET OWNERS CORP. | 310 E 49TH OWNERS COR | 7 PENN PLAZA MANHATTAN, NY 10001 (40.74956954963903, -73.99160848411982) | CA253792J | 7/5/05 | ROCKMILLS MP-100 | 1 | 3.34 | 1992 | 2027 |  | 16 to 20 years old | HEVE MEG 42 (P) | #6 | 27562 | 19294 | 4134 | 2894 | Yes | 2021 | Office Buildings | 4 | 60043 | 1 | 13 | 102 | 102 | 1959 |  | YES
1020610051 | 450 147 STREET Manhattan, NY 10031 (40.825936259720265, -73.94532027593121) | Con Edison | IRWIN RIKOON, PAUKL REVERE, C/O Z&R MANAGEMENT CORP. | PAUL REVERE APTMNT CO | 1751 2ND AVENUE MANHATTAN, NY 10128 (40.78121444413522, -73.94934503180373) | CA250482K | 7/5/05 | FEDERAL FST-70 | 1 | 2.6 | 1982 | 2017 | DUAL FUEL | 26 to 30 years old | ICI MMG-34P | #4 | 27527 | 19269 | 3991 | 2794 |  |  | Elevator Apartments | 7 | 33220 | 1 | 6 | 32 | 32 | 1909
1007930001 | 163 17 STREET Manhattan, NY 10011 (40.74004249911463, -73.99719656203533) | Con Edison | ENF 4-3-90 | WEST 17TH ST CO | 111 GREAT NECK ROAD NEW YORK, NY 11021 (40.785020983519246, -73.72934922079014) | CA352888H | 7/6/05 | FEDERAL FST 90 | 1 | 3.8 | 1988 | 2023 |  | 21 to 26 years old | ICI DEG 42 P | #4 | 27500 | 19250 | 3988 | 2791 | Yes | 2013 | Office Buildings | 3 | 53123 | 1 | 6 | 55 | 59 | 1950
1010187502 | 247 46 STREET Manhattan, NY 10036 (40.759169981512386, -73.98640276810715) | Con Edison | G&C REALTY CO. LLC. |  | 228 47 STREET MANHATTAN, NY 10036 (40.75967208025688, -73.9857893257573) | CA144296H | 7/7/05 | ROCKMILLS MP-80 | 1 | 2.84 | 1996 | 2031 | DUAL FUEL | 11 to 15 years old | I.C. ME-34S | #6 | 27375 | 19162 | 4106 | 2874 |  |  | Walk-Up Apartments | 3 | 266446 | 1 | 43 | 218 | 221 | 2006
1008490001 | 135 5 AVENUE Manhattan, NY 10010 (40.73984803798754, -73.99084508724968) | Con Edison | GORDON & GORDON INC. | 135 FIFTH AVENUE LLC | 441 LEXINGTON AVE NEW YORK, NY 10017 (40.752873285897365, -73.9749863067917) | CA503685N | 7/5/05 | FEDERAL FST 60 | 1 | 2.3 | 1985 | 2020 |  | 21 to 26 years old | ICI MM-28 | #4 | 27266 | 19086 | 3954 | 2767 |  |  | Office Buildings | 2 | 29040 | 1 | 10 | 0 | 13 | 1900
1018840006 | 539 112 STREET Manhattan, NY 10025 (40.80473120901728, -73.96399375738315) | Con Edison | TRUSTEES OF COLUMBIA UNIVERSITY | TRUSTEES OF COLUMBIA | 400 119 STREET MANHATTAN, NY 10027 (40.808041658732606, -73.9580165248943) | CA303589R | 7/5/05 | FEDERAL FST 80 | 1 | 3.1 | 1989 | 2024 |  | 21 to 26 years old | RAY PAECR-144 SIZE 80 | #6 | 27225 | 19058 | 4084 | 2859 |  |  | Elevator Apartments | 9 | 43050 | 1 | 6 | 39 | 39 | 1920
1005580010 | 127 4 AVENUE Manhattan, NY 10003 (40.73322708645454, -73.98987720687002) | Con Edison | MANOCO | MANOCO | 150 58 STREET MANHATTAN, NY 10055 (40.75867799959008, -73.97363100027042) | CA016996M | 7/6/05 | FEDERAL FST-70 | 1 | 2.77 | 1996 | 2031 | DUAL FUEL | 11 to 15 years old | I.C.I. MMG-28 | #4 | 27106 | 18974 | 3930 | 2751 |  |  | Walk-Up Apartments | 2 | 37299 | 1 | 7 | 46 | 49 | 1930
1003000001 | 83 CANAL STREET Manhattan, NY 10002 (40.71539282266209, -73.99341206222059) | Con Edison | AMICUS ASSOCIATES LP | AMICUS ASSOCIATES LIM | 225 34 STREET MANHATTAN, NY 10001 (40.75132814462002, -73.99133543478304) | CA311186M | 7/5/05 | FEDERAL FST-90 | 1 | 3.7 | 1986 | 2021 |  | 21 to 26 years old | INDUSTRIAL COMBUSTION MMG-42(P) | #4 | 27104 | 18973 | 3930 | 2751 |  |  | Elevator Apartments | 1 | 40860 | 4 | 6 | 0 | 27 | 1925
1007460038 | 301 22 STREET Manhattan, NY 10011 (40.74466240640333, -73.99897187291664) | Con Edison | ABRAHAM FELDSTEIN | FELDS REALTY, | 301 22 STREET MANHATTAN, NY 10011 (40.74466240640333, -73.99897187291664) | CA228493P | 7/6/05 | ROCKMILLS MP #80 | 1 | 3.36 | 1993 | 2028 |  | 16 to 20 years old | INDUSTRIAL COMBUSTION MMG-34 P | #4 | 27101 | 18971 | 3930 | 2751 |  |  | Elevator Apartments | 3 | 38802 | 1 | 6 | 44 | 50 | 1910
1012600064 | 56 45 STREET Manhattan, NY 10036 (40.756139966767535, -73.98129500091387) | Con Edison | VALERAY REAL ESTATE CO.INC. | VALERAY REAL ESTATECO | 666 5 AVENUE MANHATTAN, NY 10019 (40.76043886719997, -73.97583492618365) | CA242696X | 7/4/05 | BEST 4B-100 | 1 | 4.2 | 1996 | 2031 | DUAL FUEL | 11 to 15 years old | INDUSTRIAL COM. DEG-42 (P) | #6 | 27100 | 18970 | 4065 | 2846 | Yes | 2020 | Factory & Industrial Buildings | 3 | 58538 | 1 | 17 | 0 | 62 | 1914
1022270001 | 145 VERMILYEA AVENUE Manhattan, NY 10034 (40.86687727462618, -73.92032025371196) | Con Edison | 145 VERMILYEA ASSOC. | 145 VERMILYEA ASSOCIA | 888 7TH AVENUE MANHATTAN, NY 10019 (40.765163953112335, -73.98028704662573) | CA347483N | 7/6/05 | ROCKMILLS MP-60 | 1 | 2.6 | 1983 | 2018 |  | 26 to 30 years old | IND COMB INC MM-34(P) | #4 | 27010 | 18907 | 3916 | 2742 |  |  | Elevator Apartments | 10 | 39050 | 1 | 5 | 32 | 40 | 1920
1015200041 | 166 92 STREET Manhattan, NY 10128 (40.78305647454445, -73.95229976426513) | Con Edison | 166 EAST 92 OWNERS INC. | 166 E 92ND ST OWRS IN | 1881 BROADWAY MANHATTAN, NY 10023 (40.770928607320116, -73.98226555509018) | CA574786K | 7/6/05 | BEST BOILER INC. 5 A-60 | 1 | 2.59 | 1986 | 2021 |  | 21 to 26 years old | ICI MM-28 | #4 | 27010 | 18907 | 3916 | 2742 |  |  | Elevator Apartments | 5 | 32658 | 1 | 6 | 41 | 41 | 1941
1011210043 | 22 69 STREET Manhattan, NY 10023 (40.7745292738843, -73.97803763052943) | Con Edison | 22-24 69TH STREET CORP. | 22 24 WEST 69TH ST CO | 392 CENTRAL PARK NEW YORK, NY 10025 (40.79378038008463, -73.96315496196752) | CA535385H | 7/7/05 | BEST 4A-65 | 1 | 2.5 | 1985 | 2020 |  | 21 to 26 years old | IND COMB INC MM-28 | #4 | 27010 | 18907 | 3916 | 2742 |  |  | Walk-Up Apartments | 6 | 28168 | 1 | 9 | 19 | 19 | 1922
1011210045 | 26 69 STREET Manhattan, NY 10023 (40.77457612106053, -73.97814823213345) | Con Edison | 26-28 WEST 69TH HOUSING CORP. | 26-28 WEST 69TH STREE | 26 COURT STREET BROOKLYN, NY 11242 (40.69312156018867, -73.99072228607592) | CA535485P | 7/5/05 | BEST 4A-65 | 1 | 2.5 | 1985 | 2020 |  | 21 to 26 years old | IND COMB INC MM-28 | #4 | 27010 | 18907 | 3916 | 2742 |  |  | Vacant Land | 6 | 27308 | 1 | 9 | 20 | 20 | 1925
1014370032 | 340 63 STREET Manhattan, NY 10021 (40.76920532766377, -73.959183941086) | Con Edison | 340 E. 63 REALTY LLC C/O: SW MGMT. | 340 E 63 REALTY LLC | 145 HUQUENOT STREET NEW ROCHELLE, NY 10801 (40.91319235913511, -73.77945045104241) | CA079987Z | 7/6/05 | ROCKMILLS MP 70 | 1 | 2.8 | 1987 | 2022 |  | 21 to 26 years old | HEV E OIL ICI MM 30 | #4 | 27010 | 18907 | 3916 | 2742 |  |  | Elevator Apartments | 5 | 32964 | 1 | 6 | 42 | 42 | 1940
1022250042 | 603 ACADEMY STREET Manhattan, NY 10034 (40.86450963242621, -73.92380135196659) | Con Edison | ACADEMY STREET TRUST | LM ACADEMY REALTY LL |  | CA580386M | 7/6/05 | FEDERAL FST 70 | 1 | 2.59 | 1986 | 2021 |  | 21 to 26 years old | ICI MMG 28 P | #4 | 27010 | 18907 | 3916 | 2742 |  |  | Elevator Apartments | 10 | 39780 | 1 | 5 | 41 | 46 | 1917
1009070046 | 220 27 STREET Manhattan, NY 10016 (40.74089708377553, -73.98032706944595) | Con Edison | ALAN TABACK | TABAK FAMILY NY PROPE |  | CA086285J | 7/7/05 | FEDERAL FM 729 | 1 | 2.6 | 1985 | 2020 |  | 21 to 26 years old | ICI AM 4.5 DH | #4 | 27010 | 18907 | 3916 | 2742 |  |  | Elevator Apartments | 2 | 9625 | 1 | 5 | 20 | 20 | 1920
1020410068 | 90 EDGECOMBE AVENUE Manhattan, NY 10030 (40.81947401046176, -73.94618475527466) | Con Edison | EDGECOMBE REV. CORP. | EDGECOMBE REVITALIZAT | 27 70 STREET MANHATTAN, NY 10023 (40.77532896339491, -73.9778360881884) | CA013595H | 7/5/05 | FEDERAL FST-60 | 1 | 2.59 | 1995 | 2030 | DUAL FUEL | 11 to 15 years old | ICI MMG-28 | #4 | 27010 | 18907 | 3916 | 2742 |  |  | Elevator Apartments | 9 | 23235 | 1 | 5 | 31 | 31 | 1920
1006190056 | 210 10 STREET Manhattan, NY 10014 (40.73403465268989, -74.00421712293277) | Con Edison | EMPIRE MANAGEMENT | QUARTZ WEST 10 LLC | 347 FIFTH AVE MANHATTAN, NY 10016 (40.74821954900994, -73.9846663506232) | CA109184J | 7/6/05 | ROCKMILLS MP-70 | 1 | 2.8 | 1984 | 2019 |  | 26 to 30 years old | ICI MMG-34P | #4 | 27010 | 18907 | 3916 | 2742 |  |  | Hotels | 3 | 22005 | 1 | 6 | 39 | 41 | 1910
1005880045 | 120 CHRISTOPHER STREET Manhattan, NY 10014 (40.73318406175042, -74.00563893463169) | Con Edison | N & E CHRISTOPHER LLC. | M&E CHRISTOPHER | 632 BROADWAY MANHATTAN, NY 10012 (40.72623230246393, -73.99606115501962) | CA031283H | 7/5/05 | SPENCER 5M70 | 1 | 2.6 | 1983 | 2018 |  | 26 to 30 years old | HEVEOIL AM 4 1/2 | #4 | 27010 | 18907 | 3916 | 2742 |  |  | Loft Buildings | 3 | 22785 | 2 | 5 | 34 | 38 | 1890
1013040026 | 145 49 STREET Manhattan, NY 10017 (40.755838246519566, -73.97269617540672) | Con Edison | SAMPSON MANAGEMENT | 145 EAST 49TH STREET | 97 77 QUEENS BLVD REGO PARK, NY 11374 (40.72646491702238, -73.86148084756303) | CA031879Z | 7/6/05 | ROCKMILLS MP 60 | 1 | 1.9 | 1979 | 2014 | DUAL FUEL | 31 to 35 years old | I.C.I. AMG 4 3/4 | #4 | 27010 | 18907 | 3916 | 2742 |  |  | Walk-Up Apartments | 4 | 37371 | 1 | 9 | 0 | 3 | 1916
1004570020 | 21 2 STREET Manhattan, NY 10003 (40.725267443079794, -73.99123655236899) | Con Edison | SLOVER-FORMAN INC. | SLOYER-FURMAN INC | 185 BROADWAY BROOKLYN, NY 11211 (40.709899097530226, -73.96218600731349) | CA389384N | 7/7/05 | ROCKMILLS MP-70 | 1 | 2.6 | 1984 | 2019 |  | 26 to 30 years old | HEV-E-OIL MMG-30 | #4 | 27010 | 18907 | 3916 | 2742 |  |  | Elevator Apartments | 1 | 27600 | 1 | 6 | 42 | 42 | 1900
1021740200 | 47 ARDEN STREET Manhattan, NY 10040 (40.86239865092023, -73.92743389096375) | Con Edison | WEISS REALTY LLC | JH ASSOCIATES | 198 BRONX NY 10461 (40.846960590359004, -73.840632836736) | CA002684X | 7/6/05 | FEDERAL FST-70 | 1 | 2.6 | 1984 | 2019 |  | 26 to 30 years old | INDUSTRIAL COMB INC MMG-34(P) | #4 | 27010 | 18907 | 3916 | 2742 |  |  | Condominiums | 10 | 32928 | 1 | 6 | 36 | 36 | 1939
1018320010 | 41 96 STREET Manhattan, NY 10025 (40.792188513694946, -73.96584485091246) | Con Edison | 41 WEST 96TH TENANTS CORP. | 41 WEST 96TH ST CORP | 1740 BROADWAY MANHATTAN, NY 10019 (40.76509834187077, -73.98206124052132) | CA084484N | 7/5/05 | ROCKMILLS MP-80 | 1 | 3.7 | 1984 | 2019 |  | 26 to 30 years old | IND COMB MMG-42-P | #4 | 27000 | 18900 | 3915 | 2740 | Yes | 2022 | Elevator Apartments | 8 | 93857 | 1 | 15 | 61 | 61 | 1926 |  | YES
1010660057 | 450 57 STREET Manhattan, NY 10019 (40.768515041036395, -73.98718936168171) | Con Edison | ARTHUR HARUVI | HARUVI, ABE | 114 71ST STREET MANHATTAN, NY 10021 (40.7701147144732, -73.96368259551441) | CA112282K | 7/5/05 | FEDERAL FST 80 | 1 | 3.1 | 1982 | 2017 |  | 26 to 30 years old | ICI AM5CM | #4 | 27000 | 18900 | 3915 | 2740 |  |  | Elevator Apartments | 6 | 42630 | 3 | 5 | 40 | 42 | 1890
1012100026 | 117 79 STREET Manhattan, NY 10024 (40.78267286399905, -73.9771211470896) | Con Edison | DLRH ASSOC/DAVID BEIT | DLRH ASSOCIATES LLC | 117 79TH ST MANHATTAN, NY 10024 (40.78267286399905, -73.9771211470896) | CA138485X | 7/4/05 | ROCKMILLS MP-90 | 1 | 3.7 | 1985 | 2020 |  | 21 to 26 years old | I.C.I. AM6DH | #4 | 27000 | 18900 | 3915 | 2740 |  |  | Elevator Apartments | 6 | 30702 | 1 | 7 | 0 | 1 | 1900
1010460036 | 939 8 AVENUE Manhattan, NY 10019 (40.76588341073574, -73.98348863305) | Con Edison | 8TH-56TH ASSOCIATES | EIGHTH & 56TH ASSOCIA | 244 54 ST MANHATTAN, NY 10019 (40.76433809589014, -73.9833074894785) | CA249084R | 7/7/05 | ROCKMILLS MP 100 | 1 | 4.1 | 1984 | 2019 |  | 26 to 30 years old | ICI DE 42P | #6 | 27000 | 18900 | 4050 | 2835 | Yes | 2016 | Walk-Up Apartments | 6 | 50425 | 4 | 4 | 31 | 34 | 1930
1008390060 | 22 38 STREET Manhattan, NY 10018 (40.75127117442507, -73.98347531745823) | Con Edison | ALVIN JACOBSON REALTY CO. | ALVIN JACOBSON REALTY | 22 38th NEW YORK, NY 10018 (40.75127117442507, -73.98347531745823) | CA223883H | 7/5/05 | ROCKMILLS MODEL MP-100 | 1 | 4.2 | 1983 | 2018 |  | 26 to 30 years old | I.C.I. MEG-42-P | #6 | 27000 | 18900 | 4050 | 2835 | Yes | 2019 | Elevator Apartments | 3 | 60000 | 1 | 12 | 0 | 20 | 1912
1009210017 | 329 14 STREET Manhattan, NY 10003 (40.73208991029297, -73.98425593973266) | Con Edison | JUFRA REALTY CORP. | 329 EAST 14TH STREET, | 201 CLINTON STREET BROOKLYN, NY 11201 (40.68955531993634, -73.99465194129863) | CA055183R | 7/6/05 | SPENCER 4F-180-45 | 1 | 2.4 | 1983 | 2018 |  | 26 to 30 years old | HEVEOIL AM 4 DH | #4 | 26937 | 18856 | 3906 | 2734 |  |  | Elevator Apartments | 2 | 10688 | 1 | 6 | 16 | 18 | 1910
1003450020 | 155 RIDGE STREET Manhattan, NY 10002 (40.72041368893434, -73.98243642627574) | Con Edison | STELLAR MANAGEMENT | SIDE KICKS RIDGE ASSO | 156 WILLIAM STREET MANHATTAN, NY 10038 (40.70999054661479, -74.0060256431043) | CA055880M | 7/6/05 | ROCKMILLS MP-100 | 1 | 4.2 | 1980 | 2015 | DUAL FUEL | 26 to 30 years old | HEV-E-OIL MMG-42 | #4 | 26912 | 18838 | 3902 | 2732 |  |  | Walk-Up Apartments | 1 | 35045 | 1 | 5 | 56 | 56 | 1940
1021160027 | 512 158 STREET Manhattan, NY 10032 (40.83362983894389, -73.94199717037955) | Con Edison | GREEN REAL ESTATE | WEST 158TH STREET MAN | 31 GRIFFEN AVE SLARSDALE, NY 10583 (40.96066075924887, -73.77006912967794) | CA024480L | 7/6/05 | ROCKMILLS MP-60 | 1 | 2.6 | 1980 | 2015 | DUAL FUEL | 26 to 30 years old | ICI MARK II CAT # MMG-34 | #4 | 26898 | 18828 | 3900 | 2730 |  |  | Walk-Up Apartments | 7 | 14540 | 1 | 5 | 16 | 16 | 1905
1008290022 | 1165 BROADWAY Manhattan, NY 10001 (40.74470493292933, -73.98888616545834) | Con Edison | 1165 BROADWAY CORP. | 1165 BROADWAY CORP | 1370 BROADWAY NEW YORK, NY 10018 (40.75213303749607, -73.9874689825059) | CB570203J | 7/5/05 | FEDERAL FST-80 (NEW) | 1 | 2.67 | 2003 | 2038 | DUAL FUEL | 5 to 10 years old | ICI MMG-34P (NEW) | #4 | 26828 | 18780 | 3890 | 2723 |  |  | Elevator Apartments | 3 | 41095 | 1 | 5 | 0 | 67 | 1923
1015120059 | 124 84 STREET Manhattan, NY 10028 (40.77842063516137, -73.95720376776309) | Con Edison | 124 E. 84TH ST. % R.F. STUART R.E. | 124 E 84 ST TENANTS C | 444 PARK AVENUE NEW YORK, NY 10016 (40.74469474944843, -73.98322793062597) | CB076005R | 7/6/05 | (EXISTING) ROCKMILLS MP-80 | 1 | 2.67 | 2005 | 2040 | DUAL FUEL | 5 to 10 years old | (NEW) INDUSTRIAL COMBUSTION MMG-34P | #4 | 26828 | 18780 | 3890 | 2723 | Yes | 2022 | Condominiums | 4 | 51744 | 1 | 9 | 34 | 37 | 1924 |  | YES
1008040013 | 141 28 STREET Manhattan, NY 10001 (40.74656286054309, -73.99168571984276) | Con Edison | 141 WEST 28TH STREET OWNERS INC. C/O FAWN REALTY CO. | 141 W 28TH ST OWNERS | 137 FIFTH AVE NEW YORK, NY 10010 (40.73991099052961, -73.9908001211482) | CA230196L | 7/7/05 | FEDERAL FST-80 | 1 | 3.43 | 1996 | 2031 | DUAL FUEL | 11 to 15 years old | INDUSTRIAL COMB. MMG-34 (P) | #4 | 26828 | 18780 | 3890 | 2723 | Yes | 2014 | Elevator Apartments | 3 | 55392 | 1 | 12 | 0 | 41 | 1913
1008927501 | 150 37 STREET Manhattan, NY 10016 (40.7479896884671, -73.97765407775937) | Con Edison | 150 E. 37TH ST. CONDO. % C. H. GREENTHAL | 351-353 21ST STREET R | 4 PARK AVENUE NEW YORK, NY 10016 (40.74650915812013, -73.98194367109245) | CB208305M | 7/7/05 | BEST 5B-80 (NEW) | 1 | 2.6 | 2005 | 2040 | DUAL FUEL | 5 to 10 years old | ICI MMG-34P (NEW) | #4 | 26828 | 18780 | 3890 | 2723 |  |  | Walk-Up Apartments | 4 | 42232 | 1 | 13 | 78 | 82 | 1963
1021800122 | 4329 BROADWAY Manhattan, NY 10033 (40.85253308825884, -73.93453853499523) | Con Edison | 1963 CORPORATION | 1963 CORP | 754 MACE AVENUE N Y 10467 (40.86314421709324, -73.86531286966195) | CB275200P | 7/5/05 | FEDERAL FST- 80 | 1 | 3.43 | 2000 | 2035 | DUAL FUEL | 5 to 10 years old | ICI MMG 34 P | #4 | 26828 | 18780 | 3890 | 2723 |  |  | Walk-Up Apartments | 7 | 35270 | 1 | 5 | 47 | 51 | 1923
1009050040 | 234 25 STREET Manhattan, NY 10010 (40.739748584753244, -73.98142846354762) | Con Edison | 234-240 E.25TH ST.ASSOCIATES | 234-240 E 25TH ASSOC | 349 END AVENUE MANHATTAN, NY 10023 (40.774536138232236, -73.97994335610099) | CA092897L | 7/5/05 | ROCKMILLS P-80 | 1 | 3.43 | 1997 | 2032 | DUAL FUEL | 11 to 15 years old | INDUSTRIAL COMB. MMG-34 (P) | #4 | 26828 | 18780 | 3890 | 2723 |  |  | Walk-Up Apartments | 2 | 15726 | 1 | 6 | 30 | 31 | 1920
1008820056 | 142 27 STREET Manhattan, NY 10016 (40.74187885331658, -73.98264878711548) | Con Edison | 27 REALTY LLC % HELLER REALTY | 27 D REALTY LLC | 745 5 AVENUE NEW YORK, NY 10151 (40.763410275155195, -73.97365005004946) | CB516703H | 7/5/05 | ROCKMILLS MP-80SS (NEW) | 1 | 2.67 | 2003 | 2038 | DUAL FUEL | 5 to 10 years old | ICI MMG-34P (NEW) | #4 | 26828 | 18780 | 3890 | 2723 |  |  | Elevator Apartments | 2 | 30777 | 1 | 7 | 42 | 42 | 1930
1015530016 | 327 90 STREET Manhattan, NY 10128 (40.78016792944835, -73.94918442495475) | Con Edison | 327/333 E.90 ST REALTYLLC%S.W. MGMT. | 327-333 E. 90 REALTY | 145 HUGUENOT STREET N Y 10801 (40.91319235913511, -73.77945045104241) | CB093800K | 7/4/05 | FEDERAL FST-80 | 1 | 3.43 | 2000 | 2035 | DUAL FUEL | 5 to 10 years old | IND.COMB MMG-34 P | #4 | 26828 | 18780 | 3890 | 2723 |  |  | Elevator Apartments | 5 | 33300 | 1 | 5 | 59 | 59 | 1930
1021170061 | 545 158 STREET Manhattan, NY 10032 (40.83403381703409, -73.94280657522673) | Con Edison | 545-547 W. 158TH ST. ASSOC. % HGHTS. R.E. | 545 547 W 158 ST ASSO | 369 62 STREET NEW YORK, NY 10065 (40.761584651435726, -73.96085269757253) | CB117508P | 7/4/05 | FEDERAL FST - 80 (NEW) | 1 | 2.6 | 2008 | 2043 | DUAL FUEL | Fewer than 5 years old | ICI MMG - 34P (NEW) | #4 | 26828 | 18780 | 3890 | 2723 |  |  | Elevator Apartments | 7 | 42338 | 1 | 6 | 36 | 36 | 1911
1021660027 | 605 184 STREET Manhattan, NY 10033 (40.85118849398566, -73.93256509034262) | Con Edison | 603-607 RLTY HOLDING INC. | 603-607 REALTY HOLDIN | 919 BRONX NY 10451 (40.82069640711353, -73.92384136798472) | CA161399P | 7/7/05 | FEDERAL FST-80 | 1 | 3.43 | 1999 | 2034 | DUAL FUEL | 11 to 15 years old | INDUSTRIAL COMBUSTION MMG-34 | #4 | 26828 | 18780 | 3890 | 2723 |  |  | Elevator Apartments | 10 | 14535 | 1 | 5 | 20 | 20 | 1909
1022210036 | 70 POST AVENUE Manhattan, NY 10034 (40.8637296475236, -73.92230775539673) | Con Edison | 70 POST AVE.ASSOC.LLC.APT. REHAB. CORP. | 70 POST ASSOCIATES | 5925 BROADWAY BRONX, NY 10463 (40.888406443876256, -73.899128719106) | CB229302M | 7/7/05 | FEDERAL FST-80 | 1 | 2.68 | 2002 | 2037 | DUAL FUEL | 5 to 10 years old | INDUSTRIAL COMBUSTION MMG-34P | #4 | 26828 | 18780 | 3890 | 2723 |  |  | Walk-Up Apartments | 10 | 30400 | 1 | 5 | 40 | 40 | 1930
1008480012 | 889 BROADWAY Manhattan, NY 10003 (40.73867891934947, -73.98988281267833) | Con Edison | 889 BROADWAY REALTY INC. | 889 REALTY INC | 889 BROADWAY MANHATTAN, NY 10003 (40.73867891934947, -73.98988281267833) | CA208498X | 7/6/05 | ROCKMILLS MP-80 | 1 | 3.43 | 1998 | 2033 | DUAL FUEL | 11 to 15 years old | INDUSTRIAL COMB. MMG-34 P | #4 | 26828 | 18780 | 3890 | 2723 |  |  | Office Buildings | 2 | 38983 | 1 | 9 | 18 | 19 | 1920
1022180044 | 545 ACADEMY STREET Manhattan, NY 10034 (40.86266844752902, -73.92266748420843) | Con Edison | ACADEMY ROW ASSOCIATES | ACADEMY ROW ASSOCIATE | 5925 BROADWAY BRONX, NY 10463 (40.888406443876256, -73.899128719106) | CB548203Z | 7/6/05 | FEDERAL FST-80 (NEW) | 1 | 2.67 | 2003 | 2038 | DUAL FUEL | 5 to 10 years old | ICI MMG-34P (NEW) | #4 | 26828 | 18780 | 3890 | 2723 |  |  | Office Buildings | 10 | 13640 | 1 | 5 | 26 | 26 | 1940
1011860009 | 325 77 STREET Manhattan, NY 10024 (40.78324981257769, -73.9825753344218) | Con Edison | BEERMA REALTY | 325 WEST 77TH STREETN | 400 56 STREET N Y 10024 (40.78362556816552, -73.96653900057436) | CA268099N | 7/7/05 | FEDERAL FST-80 | 1 | 3.43 | 1999 | 2034 | DUAL FUEL | 11 to 15 years old | ICI MMG-34 P | #4 | 26828 | 18780 | 3890 | 2723 |  |  | Elevator Apartments | 6 | 41931 | 1 | 10 | 48 | 48 | 1920
1022270023 | 248 SHERMAN AVENUE Manhattan, NY 10034 (40.86609486446065, -73.91917811473479) | Con Edison | BPIV-248-SHERMAN AVE.OWN.,LLC | BPIV - 248 SHERMAN AV | 31 10 37 AVENUE L I C, NY 11101 (40.74570244980828, -73.93866902925225) | CB106106N | 7/5/05 | FEDERAL FST-80 (NEW) | 1 | 2.6 | 2006 | 2041 | DUAL FUEL | Fewer than 5 years old | ICI MMG - 34P (NEW) | #4 | 26828 | 18780 | 3890 | 2723 |  |  | Elevator Apartments | 10 | 32295 | 1 | 5 | 44 | 44 | 1913
1014980045 | 56 87 STREET Manhattan, NY 10128 (40.781355109741725, -73.95797109603028) | Con Edison | EAST 87 ST.OWNERS CORP%ANDREA BUNIS | EAST 87TH ST OWNERS C | 56 87TH STREET N Y, NEW YORK 10036 (40.75934682719435, -73.989860554421) | CB185602K | 7/7/05 | FEDERAL FST 80 | 1 | 3.36 | 2002 | 2037 | DUAL FUEL | 5 to 10 years old | INDUSTRIAL COMB. MMG-34 P | #4 | 26828 | 18780 | 3890 | 2723 |  |  | Elevator Apartments | 4 | 33402 | 1 | 6 | 33 | 33 | 1923
1010360054 | 352 46 STREET Manhattan, NY 10036 (40.76040515542097, -73.98945411786751) | Con Edison | ENCORE TOVER GROUP%RA COHN ASSOC. | PRIME CROSSTOWN HOLD | 352 46TH STREET N Y 10036 (40.76040515542097, -73.98945411786751) | CB217601L | 7/6/05 | FEDERAL FST-80 | 1 | 3.36 | 2001 | 2036 | DUAL FUEL | 5 to 10 years old | ICI MMG-34 P | #4 | 26828 | 18780 | 3890 | 2723 |  |  | Elevator Apartments | 3 | 32520 | 1 | 6 | 30 | 30 | 1900
1022270011 | 546 ISHAM STREET Manhattan, NY 10034 (40.867057139032, -73.91907019609124) | Con Edison | FREEWAY COMPANY LLC | FREEWAY COMPANY, . | 455 CENTRAL PK AVE SCARSDALE, NY 10583 (41.00577938986657, -73.8114886957748) | CB547003N | 7/6/05 | ROCKMILLS MP 90(EXISTING) | 1 | 3.01 | 2003 | 2038 | DUAL FUEL | 5 to 10 years old | INDUSTRIAL COMBUSTION MMG 42P | #4 | 26828 | 18780 | 3890 | 2723 |  |  | Elevator Apartments | 10 | 37700 | 1 | 5 | 49 | 49 | 1928
1021430013 | 600 174 STREET Manhattan, NY 10033 (40.84478132667399, -73.93709290321831) | Con Edison | J. S. L. REALTY, LLC | HEIGHTS 600 LLC | 108 18 QUEENS BLVD FOREST HILLS, NY 10040 (40.85809553188335, -73.92925548994884) | CB562003R | 7/6/05 | FEDERAL FST-80 (NEW) | 1 | 2.67 | 2003 | 2038 | DUAL FUEL | 5 to 10 years old | IC MMG-34P (NEW) | #4 | 26828 | 18780 | 3890 | 2723 |  |  | Elevator Apartments | 10 | 40580 | 1 | 5 | 36 | 43 | 1925
1018900064 | 308 104 STREET Manhattan, NY 10025 (40.8003734683067, -73.96969705453152) | Con Edison | MARBEN RLTY.LLC % DAVID EISENSTEIN | 308 WEST 104 LLC | 244 54TH STREET NEW YORK, NY 10019 (40.76442650904829, -73.98344366694857) | CB216402Z | 7/4/05 | FEDERAL-FST 80 (NEW) | 1 | 2.68 | 2002 | 2037 | DUAL FUEL | 5 to 10 years old | ICI-MMG 34 9 (NEW) | #4 | 26828 | 18780 | 3890 | 2723 | Yes | 2020 | Walk-Up Apartments | 9 | 51414 | 1 | 9 | 37 | 37 | 1927
1022360017 | 560 ISHAM STREET Manhattan, NY 10034 (40.86750680004667, -73.91936697236093) | Con Edison | MARMARA RLTY LLC % SOLAR RLTY. | MARMARA REALTY LLC. | 57 38 STREET NEW YORK, NY 10018 (40.752024858264235, -73.98520633812598) | CB027107R | #N/A | ROCKMILLS MP-80 (LEGALIZING) (EXSTG) | 1 | 2.6 | 2007 | 2042 | DUAL FUEL | Fewer than 5 years old | ICI (HEV-E-OIL) AM6E (LEGALIZING) (EXSTG) | #4 | 26828 | 18780 | 3890 | 2723 |  |  | Walk-Up Apartments | 10 | 37860 | 1 | 6 | 48 | 48 | 1930
1016030020 | 51 97 STREET Manhattan, NY 10029 (40.787904861293484, -73.95361466916314) | Con Edison | MSMC RESIDENTIAL RLTY % PHIPPS HSES SVCS | MSMC RESIDENTIAL REAL | 1249 PARK AVENUE NEW YORK, NY 10029 (40.786943653921924, -73.95210234309671) | CB011209L | #N/A | FEDERAL FST - 80 (NEW) | 1 | 2.6 | 2009 | 2044 | DUAL FUEL | Fewer than 5 years old | ICI MMG - 34- (NEW) | #4 | 26828 | 18780 | 3890 | 2723 |  |  | Walk-Up Apartments | 8 | 49340 | 1 | 6 | 32 | 33 | 1920
1021230077 | 519 167 STREET Manhattan, NY 10032 (40.83954727869633, -73.93788038598356) | Con Edison | PERFERON REALTY CORP. | PERFERON REALTY CORP | 519 167TH STREET N Y 10032 (40.83954727869633, -73.93788038598356) | CB031601L | 7/5/05 | ROCKMILLS MP-80 | 1 | 3.36 | 2001 | 2036 | DUAL FUEL | 5 to 10 years old | INDUSTRIAL COMB. MMG-34 P | #4 | 26828 | 18780 | 3890 | 2723 |  |  | Elevator Apartments | 10 | 33268 | 1 | 6 | 43 | 44 | 1925
1021580084 | 561 189 STREET Manhattan, NY 10040 (40.85388319255074, -73.92898825981314) | Con Edison | S.T. V. REALTY LLC | FT. GEORGE 189 LLC | 108 18 QUEENS BLVD FOREST HILL, NY 11375 (40.720707263029794, -73.84628429608335) | CA232898P | 7/6/05 | FEDERAL FST-80 | 1 | 3.43 | 1998 | 2033 | DUAL FUEL | 11 to 15 years old | INDUSTRIAL COMB. MMG-34 (P) | #4 | 26828 | 18780 | 3890 | 2723 |  |  | Elevator Apartments | 10 | 20840 | 1 | 5 | 25 | 25 | 1916
1022480036 | 72 SEAMAN AVENUE Manhattan, NY 10034 (40.86795646106134, -73.92549135538047) | Con Edison | SEAMAN ARMS LLC | SEAMAN ARMS LLC | 4422 BROADWAY MANHATTAN, NY 10040 (40.855441766919576, -73.93324681471678) | CA114397J | 7/5/05 | ROCKMILLS MP-80 | 1 | 3.43 | 1997 | 2032 | DUAL FUEL | 11 to 15 years old | INDUSTRIAL COMB. DEG-42 P | #6 | 26828 | 18780 | 4024 | 2817 |  |  | Elevator Apartments | 7 | 43290 | 1 | 6 | 47 | 47 | 1926
1022280007 | 170 VERMILYEA AVENUE Manhattan, NY 10034 (40.86740787462344, -73.9188813384651) | Con Edison | VERMILYEA PARTNERS LLC | VERMILYEA VENTURES II | 5114 FT HAMILTON PARKWAY N Y 11219 (40.637343385949755, -73.99925479861427) | CB204101Z | 7/6/05 | FEDERAL FST 80 | 1 | 3.36 | 2001 | 2036 | DUAL FUEL | 5 to 10 years old | ICI- MMG-34 P | #4 | 26828 | 18780 | 3890 | 2723 |  |  | Elevator Apartments | 10 | 41230 | 1 | 5 | 40 | 40 | 1915
1022180050 | 557 ACADEMY STREET Manhattan, NY 10034 (40.86301018990014, -73.92288332149548) | Con Edison | WHITE STAR ASSOCIATES | WHITE STAR ASSOC. LTD | 5925 BROADWAY AVE BRONX, NY 10463 (40.888406443876256, -73.899128719106) | CB548103K | 7/6/05 | FEDERAL FST-80 (NEW) | 1 | 2.67 | 2003 | 2038 | DUAL FUEL | 5 to 10 years old | ICI MMG-34P (NEW) | #4 | 26828 | 18780 | 3890 | 2723 |  |  | Elevator Apartments | 10 | 27280 | 2 | 5 | 52 | 52 | 1925
1018880007 | 315 98 STREET Manhattan, NY 10025 (40.796682501271974, -73.97247164343385) | Con Edison | 317 W.98TH STREET LLC. | 317 W. 98TH STREET | 1715 44TH STREET MANHATTAN, NY 11204 (40.6321903067475, -73.97981776376814) | CA238894P | 7/4/05 | ROCKMILLS MP-80 | 1 | 3.43 | 1994 | 2029 |  | 16 to 20 years old | I.C.I MMG-34 (P) | #4 | 26828 | 18779 | 3890 | 2723 | Yes | 2018 | Elevator Apartments | 9 | 58300 | 1 | 8 | 48 | 48 | 1920
1005720026 | 26 9 STREET Manhattan, NY 10011 (40.733191760171536, -73.99673269444591) | Con Edison | ARNOLS S WARWICK & CO. | HIESIGER ASHER | 41 GREAT JONES ST MANHATTAN, NY 10012 (40.72684384144384, -73.99274265673154) | CA314791Y | 7/5/05 | FEDERAL FST-80 | 1 | 3.43 | 1991 | 2026 |  | 16 to 20 years old | ICI MMG-34 (P) | #4 | 26828 | 18779 | 3890 | 2723 |  |  | Elevator Apartments | 3 | 46137 | 1 | 9 | 49 | 50 | 1923
1020720057 | 556 141 STREET Manhattan, NY 10031 (40.82331215449248, -73.95101109830298) | Con Edison | JUG MGMT PLUS | SHANA 1 CORP. | 949 MANHATTAN NY 10704 (40.91979536266592, -73.86310263457887) | CA133095H | #N/A | BEST 5B-50 | 1 | 2.03 | 1995 | 2030 | DUAL FUEL | 11 to 15 years old | INDUSTRIAL COMB. MMG-22 | #4 | 26828 | 18779 | 3890 | 2723 |  |  | Elevator Apartments | 7 | 20365 | 1 | 6 | 31 | 31 | 1920
1007920024 | 115 16 STREET Manhattan, NY 10011 (40.73890249158532, -73.99632048331097) | Con Edison | ORIN MGMT. CORP. | 115 ASSOCIATES LLC | 1168 FLUSHING NY 11354 (40.76862022064671, -73.82719028070687) | CA373894R | 7/5/05 | ROCKMILLS MP-80 | 1 | 3.43 | 1994 | 2029 |  | 16 to 20 years old | INDUSTRIAL COMB. MMG-34 (P) | #4 | 26828 | 18779 | 3890 | 2723 |  |  | Churches, Synagogues, etc. | 3 | 39264 | 1 | 6 | 41 | 41 | 1920
1011630020 | 225 71 STREET Manhattan, NY 10023 (40.778333587712744, -73.98308039701276) | Con Edison | OSMAN REALTY LLC. | OSMAN REALTY LLC | 267 H SCARSDALE NY 10583 (40.98935021663925, -73.79274208427972) | CA126796P | 7/6/05 | ROCKMILLS MP-80 | 1 | 3.43 | 1996 | 2031 | DUAL FUEL | 11 to 15 years old | I.C. DEG-42 (P) | #6 | 26828 | 18779 | 4024 | 2817 |  |  | Elevator Apartments | 6 | 49150 | 1 | 9 | 34 | 37 | 1920
1014480045 | 310 74 STREET Manhattan, NY 10021 (40.76997665218391, -73.95715715001636) | Con Edison | BEACHLANE MGT. | 310 E. 74TH | 111 CENTRAL PARK AVE HARTSDALE, NY 10530 (41.02055398870775, -73.79672640788674) | CB605905N | 7/7/05 | FEDERAL FST-80 (NEW) | 1 | 2.67 | 2005 | 2040 | DUAL FUEL | 5 to 10 years old | ICI MMG-34P | #4 | 26827 | 18779 | 3890 | 2723 |  |  | Elevator Apartments | 5 | 46932 | 1 | 6 | 60 | 60 | 1938
1012290008 | 251 81 STREET Manhattan, NY 10024 (40.78522986213111, -73.97911571808928) | Con Edison | BEACHLANE MGT. CO. | BIG APPLE CORPORATION | 111 CENTRAL PARK AVE HARTSDALE, NY 10503 (41.026322999806666, -73.87433299956825) | CB402505Z | 7/7/05 | ROCKMILLS MP-90 (EXSTG) | 1 | 3 | 2005 | 2040 | DUAL FUEL | 5 to 10 years old | ICI MMG-42P (NEW) | #4 | 26827 | 18779 | 3890 | 2723 | Yes | 2019 | Elevator Apartments | 6 | 58254 | 1 | 7 | 43 | 47 | 1912
1010750044 | 524 47 STREET Manhattan, NY 10036 (40.763202654664966, -73.9941734765602) | Con Edison | MARTIN BAUMRIND | 520 WEST 47TH STREET, | 201 CLINTON STREET BROOKLYN, NY 11201 (40.68955531993634, -73.99465194129863) | CB157908X | #N/A | EASTMOND ESP - 80 (NEW) | 1 | 2.6 | 2008 | 2043 | DUAL FUEL | Fewer than 5 years old | ICI MMG 34P (NEW) | #4 | 26826 | 18778 | 3890 | 2723 |  |  | Walk-Up Apartments | 3 | 7175 | 1 | 5 | 10 | 10 | 1910
1021290037 | 155 AUDUBON AVENUE Manhattan, NY 10032 (40.84332403067879, -73.93630120617263) | Con Edison | 155 AUDUBON REALTY CORP | AUDOBON REALTY LLC | 1 PENN PLAZA NEW YORK, NY 10119 (40.75031429723709, -73.99106818036508) | CA400692J | 7/6/05 | FEDERAL FST 80 | 1 | 3.4 | 1992 | 2027 |  | 16 to 20 years old | ICI MMG 34 | #4 | 26825 | 18778 | 3890 | 2723 |  |  | Elevator Apartments | 10 | 42798 | 1 | 6 | 48 | 48 | 1909
1021700410 | 65 71 WADSWORTH TERRACE Manhattan, NY 10040 (40.85809553188335, -73.92925548994884) | Con Edison | M & P MGT. CO. | WADSWORTH REALTY, L.L | 1274 49 STREET BROOKLYN, NY 11219 (40.635345584477456, -73.99272455499542) | CB106308P | 7/7/05 | FEDERAL FST - 80 (NEW) | 1 | 2.6 | 2008 | 2043 | DUAL FUEL | Fewer than 5 years old | ICI MMG - 34P (NEW) | #4 | 26825 | 18778 | 3890 | 2723 |  |  | Elevator Apartments | 10 | 39035 | 1 | 5 | 46 | 46 | 1925
1021590005 | 449 AUDUBON AVENUE Manhattan, NY 10040 (40.852928789951704, -73.9292775011238) | Con Edison | PRANA BF PARTNERS LLC | PRANA BF PARTNERS | 507 186 STR NEW YORK, NY 10033-2817 (40.85143591538309, -73.92924152824264) | CB005206P | 7/4/05 | (EXISTING) ROCKMILLS MP-80 | 1 | 2.6 | 2006 | 2041 | DUAL FUEL | Fewer than 5 years old | (NEW) ICI MMG-34 | #4 | 26825 | 18778 | 3890 | 2723 |  |  | Office Buildings | 10 | 31250 | 1 | 6 | 36 | 36 | 1922
1021680056 | 609 188 STREET Manhattan, NY 10040 (40.85386391813912, -73.93088949597781) | Con Edison | MERRIMAC ESTATES INC | MERRIMAC ESTATES INC | 4422 BROADWAY MANHATTAN, NY 10040 (40.855441766919576, -73.93324681471678) | CA247994R | 7/5/05 | FEDERAL FST-80 | 1 | 3.43 | 1994 | 2029 |  | 16 to 20 years old | INDUSTRIAL COMBUSTION MMG-34P | #4 | 26800 | 18760 | 3886 | 2720 |  |  | Elevator Apartments | 10 | 38100 | 1 | 5 | 47 | 47 | 1924
1013280030 | 240 55 STREET Manhattan, NY 10022 (40.75854202551177, -73.96757580555212) | Con Edison | 240 E.55 ST.TENANTS%MAROLDA PROP | MAROLDA PROPERTIES IN | 46 TRINITY PLACE N Y, NEW YORK 10006 (40.70750589849204, -74.01317261692733) | CB012902Z | 7/6/05 | BEST 5C 150 | 1 | 6.3 | 2002 | 2037 | DUAL FUEL | 5 to 10 years old | INDUSTRIAL COMB. MMG-63 P | #4 | 26700 | 18690 | 3872 | 2710 | Yes | 2018 | Elevator Apartments | 5 | 68225 | 1 | 14 | 99 | 99 | 1963 |  | YES
1008230073 | 56 22 STREET Manhattan, NY 10010 (40.74003100600056, -73.98813922020813) | Con Edison | 56 REALTY CORP. | FIFTY SIX REALTY CORP | 380 MADISON AVENUE MANHATTAN, NY 10017 (40.755596213835844, -73.97727528530339) | CA212798J | 7/6/05 | EASTMOND ESP-90 | 1 | 3.72 | 1998 | 2033 | DUAL FUEL | 11 to 15 years old | INDUSTRIAL COMBUSTION MMG-42 P | #4 | 26600 | 18620 | 3857 | 2700 | Yes | 2013 | Walk-Up Apartments | 3 | 55200 | 1 | 12 | 22 | 23 | 1907
1022220025 | 130 POST AVENUE Manhattan, NY 10034 (40.86467568706635, -73.91981318203167) | Con Edison | SDG MANAGEMENT CORP. | 207 SHERMAN ASSOCIATE | 888 SEVENTH AVENUE MANHATTAN, NY 10019 (40.765163953112335, -73.98028704662573) | CA326591H | 7/6/05 | FEDERAL FST-125 (NEW) | 1 | 5.8 | 1991 | 2026 |  | 16 to 20 years old | ICI DEG-54 (P) (EXG) | #4 | 26550 | 18585 | 3850 | 2695 | Yes | 2022 | Elevator Apartments | 10 | 72643 | 1 | 6 | 80 | 89 | 1920
1009030047 | 220 23 STREET Manhattan, NY 10010 (40.738589995039334, -73.9826407999546) | Con Edison | ELIAS FAMILY TRUST/E.KALIMIAN | ELK 220 EAST 23RD LLC | 489 FIFTH AVENUE MANHATTAN, NY 10017 (40.75312266069253, -73.98109146040127) | CA028081M | 7/6/05 | ROCKMILLS MP125 | 2 | 9.9 | 1981 | 2016 | DUAL FUEL | 26 to 30 years old | ICI #MEG54P | #6 | 26500 | 18550 | 3975 | 2782 | Yes | 2013 | Walk-Up Apartments | 2 | 141355 | 1 | 12 | 0 | 35 | 1931
1022430358 | 235 SEAMAN AVENUE Manhattan, NY 10034 (40.87134690511175, -73.91876442660129) | Con Edison | HAWTHORNE ASSOCIATES | HAWTHORNE VENTURES LL | 57 TALLMAN NY 10982 (41.110920999804364, -74.09982200008517) | CA559386X | 7/6/05 | ROCKMILLS MP-100 | 1 | 4.06 | 1986 | 2021 |  | 21 to 26 years old | I.C.I. MMG-42 P | #4 | 26463 | 18524 | 3837 | 2686 |  |  | Elevator Apartments | 7 | 47180 | 1 | 6 | 52 | 52 | 1935
1007660039 | 201 16 STREET Manhattan, NY 10011 (40.73993492800716, -73.99878971173156) | Con Edison | 201 WEST 16TH ST. OWNERS CORP. | 201 WEST 16 OWNERS CO | 250 PARK AVE MANHATTAN, NY 10017 (40.7550285938421, -73.97571849071687) | CA263488Y | 7/4/05 | ARCO (AMERICAN RADIATOR ) | 1 | 4.1 | 1988 | 2023 |  | 21 to 26 years old | HEV-E-OIL MEG 42 S | #6 | 26280 | 18396 | 3942 | 2759 | Yes | 2016 | Elevator Apartments | 3 | 101221 | 1 | 19 | 114 | 115 | 1930 |  | YES
1006120033 | 29 CHARLES STREET Manhattan, NY 10014 (40.73500968546989, -74.00241936176678) | Con Edison | 29-31 CHARLES STREET REALTY LLC | 29-31 CHARLES STREET | 640426 OAKLAND GARDENS NY 11364 (40.745924680379744, -73.75790275560763) | CA001888N | 7/7/05 | ROCKMILL MP 70 | 1 | 2.9 | 1988 | 2023 |  | 21 to 26 years old | I.C. MM 30 | #4 | 26280 | 18396 | 3811 | 2667 |  |  | Walk-Up Apartments | 3 | 27108 | 1 | 6 | 37 | 37 | 1914
1021700252 | 390 WADSWORTH AVENUE Manhattan, NY 10040 (40.856607017051545, -73.92970018247757) | Con Edison | 390 WADSWORLD | 390 WADSWORTH LLC | 98 ROCKWELL PLACE BROOKLYN, NY 11217 (40.68782361439558, -73.97925157691331) | CA003088Y | 7/5/05 | FEDERAL FST 80 | 1 | 3.1 | 1988 | 2023 |  | 21 to 26 years old | I.C. MODEL MM 34 P | #4 | 26280 | 18396 | 3811 | 2667 | Yes | 2020 | Walk-Up Apartments | 10 | 50000 | 1 | 6 | 42 | 42 | 1912
1004860036 | 476 BROOME STREET Manhattan, NY 10013 (40.72278789909171, -74.00189775498978) | Con Edison | ADAMS, AARON | 476 BROOME PROPERTY L | 347 COSTER STREET BRONX, NY 10474 (40.807587413255305, -73.88565806862947) | CA132293Y | 7/6/05 | PACIFIC ( UNKNOWN ) | 1 | 2.59 | 1993 | 2028 |  | 16 to 20 years old | ICI MMG 28 S | #4 | 26280 | 18396 | 3811 | 2667 |  |  | Educational Structures | 1 | 43706 | 1 | 6 | 0 | 11 | 1920
1001450012 | 125 CHAMBERS STREET Manhattan, NY 10007 (40.715377485570286, -74.00891246681834) | Con Edison | ENF. 11/20/92 | DO-BAR HOTEL CORP | 999999999999 XXXXXXXXXXXXXXXXXXXXXXXXXXXXXXXX XX 99999 | CA475970R | 7/6/05 | ROCKMILLS MP-60 | 1 | 2.5 | 1970 | 2010 |  | 36 - 40 year old | HEV-E-OIL AM 4 12 DH | #4 | 26280 | 18396 | 3811 | 2667 |  |  | Condominiums | 1 | 39075 | 1 | 7 | 0 | 6 | 1920
1018310029 | 1902 7 AVENUE Manhattan, NY 10026 (40.80268250879747, -73.95305897398524) | Con Edison | 1902 SEVENTH ASSOCIATES. | 1902 SEVENTH ASSOCIAT | 2130 BROADWAY NEW YORK, NY 10023 (40.78069165240327, -73.98124255715014) | CA345886Z | 7/6/05 | ROCKMILLS MP-90 | 1 | 3.57 | 1986 | 2021 |  | 21 to 26 years old | I.C.I. MEG -42P | #6 | 26000 | 18200 | 3900 | 2730 |  |  | Elevator Apartments | 9 | 47293 | 1 | 6 | 32 | 36 | 1920
1010480039 | 308 58 STREET Manhattan, NY 10019 (40.767493266657056, -73.98266523966579) | Con Edison | 308 HOTEL CORP. | BERIT REALTY LLC | 308 58 STREET MANHATTAN, NY 10033 (40.85621992920642, -73.94585900019268) | CA212580R | 7/6/05 | ROCKMILLS MP60 | 1 | 2.3 | 1980 | 2015 |  | 26 to 30 years old | ICI AMG4 3/4 | #4 | 26000 | 18200 | 3770 | 2639 |  |  | Elevator Apartments | 6 | 44840 | 2 | 12 | 0 | 3 | 1903
1010670022 | 421 57 STREET Manhattan, NY 10019 (40.7682161408196, -73.98633373544295) | Con Edison | GERARD J. PICASCO INC. | 421 W 57 ST OWNERS CO | 1133 BROADWAY NEW YORK, NY 10010 (40.743831409426136, -73.98905094736057) | CA276089J | 7/6/05 | ROCKMILLS MP 80 | 1 | 3.43 | 1989 | 2024 |  | 21 to 26 years old | ICI MMG 63 P | #4 | 26000 | 18200 | 3770 | 2639 |  |  | Hotels | 6 | 24426 | 1 | 6 | 40 | 42 | 1940
1021080035 | 474 158 STREET Manhattan, NY 10032 (40.832984506671, -73.94047116546363) | Con Edison | RIKOON,IRWIN | ROGER MORRIS APT CORP | 1751 2RD AVENUE NEW YORK, NY 10128 (40.781770000585084, -73.95062814906976) | CA249983K | 7/5/05 | ROCKMILLS MP 4-89 | 1 | 3.6 | 1983 | 2018 |  | 26 to 30 years old | ICI MMG 42P | #4 | 26000 | 18200 | 3770 | 2639 |  |  | Walk-Up Apartments | 7 | 34230 | 2 | 5 | 72 | 72 | 1910
1021070072 | 935 ST NICHOLAS' AVENUE Manhattan, NY 10032 (40.8321636898097, -73.9409954941523) | Con Edison | BLM INC. | MISSOURI ASSETS LLC | 111 CENTRAL PARK AVE HARTSDALE, NY 10530 (41.02055398870775, -73.79672640788674) | CA107386Z | 7/5/05 | ROCKMILLS MP-125 | 1 | 4.95 | 1986 | 2021 |  | 21 to 26 years old | IND. COMB. DE-54P | #6 | 25842 | 18089 | 3876 | 2713 | Yes | 2017 | Elevator Apartments | 7 | 74826 | 1 | 6 | 65 | 65 | 1915
1007890014 | 251 39 STREET Manhattan, NY 10018 (40.75476734891363, -73.98977137290323) | Con Edison | 251 WEST 39 REALTY CO. | 251 WEST 39TH STREET | 251 39 STREET NEW YORK, NY 10018 (40.754911681978285, -73.9901975753886) | CB462703R | 7/6/05 | ROCKMILLS MP-125 (EXSTG) | 1 | 4.18 | 2003 | 2038 | DUAL FUEL | 5 to 10 years old | IC DEG-54P (NEW) | #6 | 25800 | 18060 | 3870 | 2709 | Yes | 2019 | Elevator Apartments | 3 | 108025 | 1 | 17 | 0 | 0 | 1925
1008380024 | 29 36 STREET Manhattan, NY 10018 (40.75023972937947, -73.98477456126176) | Con Edison | 29 W. 36TH ST. LLC % BERSTEIN R.E. CO. | BROADWAY 36TH REALTY | 150 30TH ST NEW YORK, NY 10001 (40.74821173286, -73.99182534826161) | CB134107L | 7/6/05 | ROCKMILLS MP - 125 (NEW) | 1 | 4.1 | 2007 | 2042 | DUAL FUEL | Fewer than 5 years old | ICI DEG - 54P (NEW) | #6 | 25800 | 18060 | 3870 | 2709 | Yes | 2018 | Elevator Apartments | 3 | 72984 | 1 | 13 | 0 | 14 | 1930
1007850015 | 247 35 STREET Manhattan, NY 10001 (40.75225392465987, -73.99143434604609) | Con Edison | ADAMS & MILLER NO. 247, LLC | ADAMS & MILLER NO. 24 | 347 COSTER ST BRONX, NY 10474-6805 (40.807587413255305, -73.88565806862947) | CB182902H | 7/5/05 | FEDERAL FST-125 | 1 | 4.18 | 2002 | 2037 | DUAL FUEL | 5 to 10 years old | INDUSTRIAL COMBUSTION DEG-54P | #4 | 25800 | 18060 | 3741 | 2619 | Yes | 2015 | Elevator Apartments | 3 | 95368 | 1 | 16 | 0 | 28 | 1926
1008060034 | 855 AVENUE Manhattan, NY 10001 (40.75025902143676, -73.99688630375988) | Con Edison | HABERN REALTY%BERNSTEIN REALESTATE | 855 REALTY OWNER LLC | 855 AVENUE OF THE AMERICAS N Y, NEW YORK 10001 (40.74730824515842, -73.98964023656113) | CB198702K | 7/7/05 | FEDERAL FST-125 | 2 | 4.31 | 2002 | 2037 | DUAL FUEL | 5 to 10 years old | ICI DEG-54 P | #6 | 25800 | 18060 | 3870 | 2709 |  |  | Walk-Up Apartments | 3 | 0 | 0 | 0 | 0 | 0 | 0
1019940062 | 185 CLAREMONT AVENUE Manhattan, NY 10027 (40.81451928929775, -73.96049054924138) | Con Edison | AVJ REALTY CORP%M & N RACOLIN | NEW YORK APARTMENT PO | 1776 BROADWAY YONKERS, NY 10019 (40.76645897683454, -73.98182488729583) | CA140598P | 7/6/05 | FEDERAL FST-80 | 1 | 3.28 | 1998 | 2033 | DUAL FUEL | 11 to 15 years old | ICI. MEG-34P | #6 | 25623 | 17936 | 3843 | 2690 |  |  | Elevator Apartments | 9 | 43173 | 1 | 6 | 62 | 62 | 1941
1021180001 | 575 159 STREET Manhattan, NY 10032 (40.834983937573526, -73.94313331391301) | Con Edison | RODINO MARY | MARY RODINO | 545 162nd ST NEW YORK, NY 10032 (40.83658764522051, -73.94111668211468) | CA292695J | 7/4/05 | FEDERAL FST-80 | 1 | 3.28 | 1995 | 2030 | DUAL FUEL | 11 to 15 years old | INDUSTRIAL COMB. MEG-34 (P) | #6 | 25623 | 17936 | 3843 | 2690 |  |  | Educational Structures | 10 | 43748 | 1 | 6 | 38 | 43 | 1907
1020830013 | 531 151 STREET Manhattan, NY 10031 (40.82941455973074, -73.94569877498166) | Con Edison | EAST WEST ASSOCIATES MGMT.CO. | 531 WEST 151ST, |  | CA062167M | 7/5/05 | FEDERAL BOILER CO FR2 400 | 1 | 2.5 | 1967 | 2010 |  | 41 - 45 years old | HEVEOIL AM4DH | #4 | 25550 | 17885 | 3705 | 2593 |  |  | Elevator Apartments | 7 | 13916 | 1 | 5 | 20 | 20 | 1910
1022150407 | 11 JACOBUS PLACE Manhattan, NY 10463 (40.87513364393383, -73.91217881928331) | Con Edison | LEMIE & WOLFF INC. | 11-19 JACOBUS ASSOCIA | 5925 BROADWAY AVE BRONX, NY 10463 (40.888406443876256, -73.899128719106) | CA082876N | 7/5/05 | SPENCER 4F-563-40 | 1 | 5.92 | 1976 | 2011 |  | 31 to 35 years old | HEV-E-OIL DE-54 | #6 | 25550 | 17885 | 3832 | 2683 |  |  | Office Buildings | 10 | 40075 | 1 | 5 | 50 | 50 | 1926
1012360058 | 270 89 STREET Manhattan, NY 10024 (40.79046126365097, -73.97569768131518) | Con Edison | ABRAHAM JOSHUA HESCHEL SCHOOL | ABRAHAM JOSHUA ETC | 270 89 STREET MANHATTAN, NY 10024 (40.79046126365097, -73.97569768131518) | CA223684P | 7/7/05 | ROCKMILLS MP 80 | 1 | 3.3 | 1984 | 2019 |  | 26 to 30 years old | ICI MEG 34 P | #6 | 25500 | 17850 | 3825 | 2678 |  |  | Hospitals & Health | 6 | 46153 | 1 | 6 | 0 | 1 | 1927
1008400019 | 39 38 STREET Manhattan, NY 10018 (40.751544716749216, -73.98397792446221) | Con Edison | NEWMARK & CO REAL ESTATE INC. | HASLACHA 26 LLC | 485 SEVENTH AVE MANHATTAN, NY 10018 (40.75248351249917, -73.9895590567478) | CA254794H | 7/4/05 | ROCKMILLS MP-90 | 1 | 3.57 | 1994 | 2029 |  | 16 to 20 years old | IND.COMB. MEG-42 (P) | #6 | 25500 | 17850 | 3825 | 2678 |  |  | Condominiums | 3 | 44352 | 1 | 12 | 0 | 6 | 1915
1015130005 | 103 84 STREET Manhattan, NY 10028 (40.778782833279664, -73.9579078154014) | Con Edison | 103 EAST 84TH STREET | PARK AVE 84 ST INC - | 770 LEXINGTON AVENUE MANHATTAN, NY 10021 (40.76920532766377, -73.959183941086) | CA120981J | 7/4/05 | ROCKMILLS MODEL MP-100 | 1 | 4.2 | 1981 | 2016 |  | 26 to 30 years old | INDUSTRIAL COMBUSTION DEG-42-P | #6 | 25480 | 17836 | 3822 | 2675 | Yes | 2013 | Elevator Apartments | 4 | 51184 | 1 | 9 | 31 | 34 | 1917 |  | YES
1008340039 | 320 5 AVENUE Manhattan, NY 10001 (40.7473303972713, -73.98535022965069) | Con Edison | BRAUSE REALTY INC. | BRAUSE FUND | 52 VANDERBILT AVENUE MANHATTAN, NY 10017 (40.754138265033134, -73.97709445342167) | CA356869K | 7/7/05 | FEDERAL FST 200 | 1 | 8.4 | 1969 | 2010 |  | 41 - 45 years old | TODD AO-8 | #6 | 25400 | 17780 | 3810 | 2667 | Yes | 2014 | Elevator Apartments | 3 | 99922 | 1 | 11 | 0 | 70 | 1905
1007970018 | 133 21 STREET Manhattan, NY 10011 (40.742037665415175, -73.99467779427643) | Con Edison | FIRST PIONEER | SS 133 W 21,LLC | 34 09 QUEENS BLVD L I C, NY 11101 (40.74570244980828, -73.93866902925225) | CA504285Z | 7/5/05 | FEDERAL FST-125 | 2 | 1.5 | 1985 | 2020 |  | 21 to 26 years old | I.C.I MEG-54 (D) | #4 | 25312 | 17719 | 3670 | 2569 | Yes | 2017 | Hospitals & Health | 3 | 115895 | 1 | 12 | 1 | 5 | 1911
1021790205 | 187 PINEHURST AVENUE Manhattan, NY 10033 (40.854511596723285, -73.93808186379067) | Con Edison | 187 Pinehurst Owners Corp. | BELSKY S. DAVID | 34 03 ASTORIA, NY 11106 (40.761699790013324, -73.9316632529567) | CA210492H | 7/6/05 | FEDERAL FST-70 | 1 | 7.9 | 1992 | 2027 |  | 16 to 20 years old | ICI MMG-30 | #4 | 25294 | 17706 | 3668 | 2567 |  |  | Office Buildings | 7 | 34200 | 1 | 5 | 49 | 49 | 1925
1020360001 | 295 150 STREET Manhattan, NY 10039 (40.82595928524417, -73.93941007993185) | Con Edison | PRANA ASSOCIATES TWENTY LP LLL/C/O PMG INC. | PRUDENT REALTY LLC | 235 103rd ST NY, NY 10025 (40.79922019812401, -73.96874603049949) | CA141091K | 7/4/05 | FEDERAL FST-70 | 1 | 3.36 | 1991 | 2026 |  | 16 to 20 years old | ICI MMG-30 | #4 | 25294 | 17706 | 3668 | 2567 |  |  | Walk-Up Apartments | 9 | 30624 | 1 | 6 | 33 | 36 | 1920
1021310055 | 509 174 STREET Manhattan, NY 10033 (40.84373191502673, -73.93445839830885) | Con Edison | 509 HOLDING LLC. | 509 HOLDING LLC | 5414 NEW BROOKLYN, NY 11219 (40.63277295540763, -73.99667681118586) | CA281687X | 7/6/05 | ROCKMILLS MP 60 | 1 | 2.32 | 1987 | 2022 |  | 21 to 26 years old | I.C.I. MMG 28 | #4 | 25112 | 17578 | 3641 | 2549 |  |  | Office Buildings | 10 | 23505 | 1 | 5 | 32 | 32 | 1910
1021220048 | 565 162 STREET Manhattan, NY 10032 (40.83679138320986, -73.94159705517215) | Con Edison | 561 W. 162ND REALTY CORP. | MARY RODINO | 545 162nd ST NEW YORK, NY 10032 (40.83658764522051, -73.94111668211468) | CA020092L | 7/5/05 | ROCKMILLS MP-80 | 1 | 3.43 | 1992 | 2027 |  | 16 to 20 years old | I.C.I.MMG-34(P) | #4 | 25039 | 17527 | 3631 | 2541 |  |  | Walk-Up Apartments | 10 | 44868 | 1 | 6 | 35 | 41 | 1910
1020720022 | 83 HAMILTON PLACE Manhattan, NY 10031 (40.82285546129191, -73.95095116202992) | Con Edison | 83 HAMILTON PLACE HDFC | 83 HAMILTON PLACE HDF | 83 HAMILTON PLACE MANHATTAN, NY 10031 (40.82285546129191, -73.95095116202992) | CA092693J | 7/6/05 | ROCKMILLS MP-100 | 1 | 3.43 | 1993 | 2028 |  | 16 to 20 years old | HEVE-OIL AM5CM | #4 | 25039 | 17527 | 3631 | 2541 |  |  | Walk-Up Apartments | 7 | 19662 | 1 | 6 | 24 | 24 | 1920
1021330050 | 220 AUDUBON AVENUE Manhattan, NY 10033 (40.845779179818805, -73.93450256211406) | Con Edison | CARPE DIEM MANAGEMENT LLC. | NEALCO TOWERS LLC | 115 VERMILYIA AVENUE NEW YORK, NY 10034 (40.86637365428976, -73.92166024353565) | CA266092L | 7/5/05 | FEDERAL FST-80 | 1 | 3.43 | 1992 | 2027 |  | 16 to 20 years old | ICI MMG-34 P | #4 | 25039 | 17527 | 3631 | 2541 |  |  | Elevator Apartments | 10 | 46182 | 1 | 6 | 37 | 37 | 1920
1011170016 | 29 64 STREET Manhattan, NY 10023 (40.77147706061981, -73.98036554715208) | Con Edison | MIDBORO MGMT | 29 WEST 64TH STREET O | 29 64TH ST MANHATTAN, NY 10023 (40.77147706061981, -73.98036554715208) | CA688686Z | 7/5/05 | FEDERAL FST-80 | 1 | 3.43 | 1986 | 2021 |  | 21 to 26 years old | I.C.I. MMG-34 P | #4 | 25039 | 17527 | 3631 | 2541 |  |  | Elevator Apartments | 6 | 38563 | 1 | 6 | 45 | 45 | 1938
1018950008 | 611 112 STREET Manhattan, NY 10025 (40.80560291455961, -73.96603572449213) | Con Edison | R.M.COLONIAL INC | 611 W 112 ST REALTY C | 611 112 STREET MANHATTAN, NY 10025 (40.80560291455961, -73.96603572449213) | CA355986P | 7/6/05 | ROCKMILLS MP-50 | 1 | 3.43 | 1986 | 2021 |  | 21 to 26 years old | I.C.I. MMG 34 P | #4 | 25039 | 17527 | 3631 | 2541 |  |  | Elevator Apartments | 9 | 36580 | 1 | 6 | 0 | 1 | 1924
1011410037 | 114 70 STREET Manhattan, NY 10023 (40.77627324161984, -73.9802425589007) | Con Edison | 114 W 70TH ST OWNERS CORP | 114 WEST 70TH OWNRS C | 352 PARK AVENUE MANHATTAN, NY 10010 (40.74183059982568, -73.98533708196332) | CA100182P | 7/4/05 | ROCKMILLS MP70 | 1 | 2.8 | 1982 | 2017 |  | 26 to 30 years old | ICI DEG42YP | #6 | 25000 | 17500 | 3750 | 2625 |  |  | Elevator Apartments | 6 | 41034 | 1 | 9 | 36 | 36 | 1922
1004150033 | 125 ALLEN STREET Manhattan, NY 10002 (40.71987409571676, -73.9901705957277) | Con Edison | 125-127 ALLEN ST ASSOC . | 125-127 ALLEN ST ASSO | 708 177TH ST NEW CITY, NY 10033 (40.84756402145483, -73.93821145561267) | CA396587Z | 7/7/05 | FEDERAL FST 60 | 1 | 2.59 | 1987 | 2022 |  | 21 to 26 years old | ICI MMG 28 | #4 | 25000 | 17500 | 3625 | 2538 |  |  | Elevator Apartments | 1 | 10254 | 1 | 6 | 24 | 26 | 1900
1014097503 | 135 74 STREET Manhattan, NY 10021 (40.77177202735873, -73.96128437903783) | Con Edison | 135 EAST 74TH ST.CONDO | 135 EAST 74TH CONDOMI | 135 74TH ST MANHATTAN, NY 10021 (40.77177202735873, -73.96128437903783) | CA261190M | 7/6/05 | FEDERAL FST 125 | 1 | 5.32 | 1990 | 2025 |  | 16 to 20 years old | ICI DEG 54P | #6 | 25000 | 17500 | 3750 | 2625 | Yes | 2019 | Elevator Apartments | 4 | 4174 | 1 | 11 | 31 | 33 | 1925 | YES
1015220030 | 181 93 STREET Manhattan, NY 10128 (40.78353651813093, -73.9513443429392) | Con Edison | 181 E.93RD OWNERS INC%RUDD RLTY MGT.CO. | 181 E 93RD ST OWNERS | 181 93RD STREET MANHATTAN, NY 10128 (40.78353651813093, -73.9513443429392) | CA307290K | 7/6/05 | ROCKMILLS MP80 | 1 | 3.36 | 1990 | 2025 |  | 16 to 20 years old | IRON FIREMAN A06-4.2RK | #4 | 25000 | 17500 | 3625 | 2538 |  |  | Elevator Apartments | 4 | 38094 | 1 | 6 | 41 | 41 | 1928
1021750113 | 19 DONGAN PLACE Manhattan, NY 10040 (40.86332495261041, -73.92904367739618) | Con Edison | 19 DONGAN PLACE ASSOCIATES, LLC | 19 DONGAN PLACE ASSOC | 20 55TH STREET MANHATTAN, NY 10019 (40.761920485787066, -73.9755800141002) | CA348790H | 7/7/05 | FEDERAL FST 80 | 1 | 3.43 | 1990 | 2025 |  | 16 to 20 years old | ICI MEG-34P | #6 | 25000 | 17500 | 3750 | 2625 |  |  | Condominiums | 10 | 42702 | 1 | 6 | 42 | 42 | 1930
1012270029 | 201 79 STREET Manhattan, NY 10024 (40.78320260973434, -73.97835560138569) | Con Edison | 201 W.79TH ST.RLTY.CORP | GRAND AMERICA ASSOCIA | 201 79 STREET MANHATTAN, NY 10024 (40.78320260973434, -73.97835560138569) | CA377770N | 7/7/05 | FEDERAL UNKNOWN | 1 | 9.8 | 1970 | 2010 | DUAL FUEL | 36 - 40 year old | IRON FIREMAN AGO 6-9.8 | #4 | 25000 | 17500 | 3625 | 2538 | Yes | 2017 | Elevator Apartments | 6 | 111270 | 1 | 12 | 0 | 1 | 1904
1013387501 | 301 45 STREET Manhattan, NY 10017 (40.7517407707536, -73.97071921097032) | Con Edison | 301 E. 45TH ST. CONDO COOPER SQUARE | 301 E 45 ST CONDO | 8 38TH STREET MANHATTAN, NY 10018 (40.75108854154199, -73.98303674630506) | CA023778J | 7/6/05 | FEDERAL FST-125 | 2 | 5.6 | 1978 | 2013 |  | 31 to 35 years old | ICI DE 54P | #6 | 25000 | 17500 | 3750 | 2625 | Yes | 2018 | Elevator Apartments | 4 | 71717 | 1 | 20 | 113 | 114 | 1980 | YES
1018910011 | 309 104 STREET Manhattan, NY 10025 (40.80042117583403, -73.96966137390272) | Con Edison | 309 WEST 104TH STREET OWNERS C | 309 WEST 104 OWNERS C | 5701 ARLINGTON AVE RIVERDALE, NY 10471 (40.90647653354831, -73.90679875550259) | CA020689Y | 7/6/05 | FEDERAL FST-100 | 1 | 4.2 | 1989 | 2024 |  | 21 to 26 years old | ICI DEG-42P | #6 | 25000 | 17500 | 3750 | 2625 | Yes | 2021 | Walk-Up Apartments | 9 | 62605 | 1 | 10 | 40 | 40 | 1926 |  | YES
1020880091 | 601 141 STREET Manhattan, NY 10031 (40.82398301775421, -73.95244086823628) | Con Edison | 3465 BROADWAY ASSOC, C/O METRO PROPERTY | 141 BROADWAY ASSOCIAT | 1 RED OAK LANE WHITE PLAINS, NY 10604 (41.016878796838895, -73.71843597130328) | CA266388K | 7/4/05 | ROCKMILLS MP-90 | 1 | 3.79 | 1988 | 2023 |  | 21 to 26 years old | ICI MEG-42P | #6 | 25000 | 17500 | 3750 | 2625 |  |  | Elevator Apartments | 7 | 47526 | 1 | 6 | 33 | 39 | 1909
1004327502 | 440 6 STREET Manhattan, NY 10009 (40.726002891042846, -73.98529218207698) | Con Edison | 440 E. 6TH STREET |  | 253 KNICKER BOCKER ST MANHATTAN, NY 10002 (40.71612146793143, -73.98583147024613) | CA328484L | 7/6/05 | ROCKMILLS MP 50 | 1 | 2.1 | 1984 | 2019 |  | 26 to 30 years old | ICI MMG 22 | #4 | 25000 | 17500 | 3625 | 2538 |  |  | Elevator Apartments | 2 | 25586 | 1 | 6 | 26 | 27 | 1900
1008770026 | 45 GRAMERCY PARK Manhattan, NY 10010 (40.73821412665362, -73.98559258404839) | Con Edison | 45 GRAMERCY PARK TENANTS, C/O WPG RUDD | 45 GRAMERCY PARK TENA | 116 JOHN STREET MANHATTAN, NY 10038 (40.7076073432371, -74.00568390073312) | CA167381Y | 7/4/05 | ROCKMILLS MP 150 | 1 | 6.3 | 1981 | 2016 |  | 26 to 30 years old | ICI #DEG 63 | #6 | 25000 | 17500 | 3750 | 2625 | Yes | 2017 | Walk-Up Apartments | 2 | 78382 | 1 | 14 | 40 | 42 | 1927 |  | YES
1021700370 | 45 WADSWORTH TERRACE Manhattan, NY 10040 (40.85588755942808, -73.93156177907821) | Con Edison | 45 TERRACE REALTY ASSOCIATES | 45 TERRACE RLTY ASSOC |  | CA070486J | 7/5/05 | ROCKMILLS MP90 | 1 | 3.6 | 1986 | 2021 |  | 21 to 26 years old | ICI DEG42P | #6 | 25000 | 17500 | 3750 | 2625 |  |  | Walk-Up Apartments | 10 | 48083 | 1 | 6 | 50 | 50 | 1929
1021580054 | 460 AUDUBON AVENUE Manhattan, NY 10040 (40.853279525543144, -73.9290256909556) | Con Edison | 460 ASSOCIATES. | FOUR SIXTY ASSOCIATES |  | CA499685Y | 7/5/05 | FEDERAL FST-80 | 1 | 3.1 | 1985 | 2020 |  | 21 to 26 years old | I.C.I. MMG-34 (P) | #4 | 25000 | 17500 | 3625 | 2538 |  |  | Educational Structures | 10 | 38190 | 1 | 5 | 48 | 48 | 1930
1022380017 | 674 204 STREET Manhattan, NY 10034 (40.86745392561596, -73.92343346098838) | Con Edison | 680 WEST 204TH ST./JRD MGMT CORP. | 680 W 204 EQUITIES GR | 45 45th ST STE#901 N Y, NEW YORK 10036 (40.756045087288264, -73.98091482150254) | CA373388Y | 7/5/05 | FEDERAL FST 90 | 1 | 3.43 | 1988 | 2023 |  | 21 to 26 years old | ICI DEG42P | #6 | 25000 | 17500 | 3750 | 2625 | Yes | 2018 | Elevator Apartments | 7 | 52332 | 1 | 6 | 42 | 42 | 1925 |  | YES
1018910055 | 929 END AVENUE Manhattan, NY 10025 (40.79685012763133, -73.96372581059762) | Con Edison | 929-931 WEST END AVE INC. | STRAUSS PARK REALTY L | 766 AMRSTEDAN AVE NEW YORK, NY 10021 (40.76920532766377, -73.959183941086) | CA123181P | 7/6/05 | ROCKMILLS MP 70 | 1 | 2.8 | 1981 | 2016 |  | 26 to 30 years old | ICI MEG-34P | #6 | 25000 | 17500 | 3750 | 2625 |  |  | Elevator Apartments | 9 | 27566 | 2 | 7 | 28 | 28 | 1925
1021750027 | 100 ARDEN STREET Manhattan, NY 10040 (40.863763432975354, -73.92834059964561) | Con Edison | A.B. ILIBASSI REALTY COMPANY, LP | A. B. ILIBASSI REALTY | 25311 80TH AVE GLEN OAKS, NY 11004-1210 (40.743575239410596, -73.71724130882008) | CA356692Y | 7/6/05 | FEDERAL FST-100 | 1 | 4.2 | 1992 | 2027 |  | 16 to 20 years old | ICI DEG-42 (P) | #6 | 25000 | 17500 | 3750 | 2625 | Yes | 2015 | Walk-Up Apartments | 10 | 67800 | 1 | 6 | 55 | 63 | 1930
1012237501 | 175 92 STREET Manhattan, NY 10025 (40.79121200441116, -73.9714766784374) | Con Edison | AMSTERDAM CONDOMINIUM |  | 148 37 STREET NEW YORK, NY 10018 (40.75269934978621, -73.98872268726052) | CA368488P | 7/5/05 | FEDERAL FST 80 | 1 | 3.28 | 1988 | 2023 |  | 21 to 26 years old | ICI DE42S | #4 | 25000 | 17500 | 3625 | 2538 | Yes | 2013 | Elevator Apartments | 6 | 115297 | 2 | 6 | 48 | 56 | 1940 | YES
1012237501 | 180 93 STREET Manhattan, NY 10025 (40.79187735177429, -73.97126830417406) | Con Edison | AMSTERDAM CONDOMINIUM |  | 148 37 STREET NEW YORK, NY 10018 (40.75269934978621, -73.98872268726052) | CA367988R | 7/5/05 | FEDERAL FST 80 | 1 | 3.28 | 1988 | 2023 |  | 21 to 26 years old | I.C.I. DEG-42S | #4 | 25000 | 17500 | 3625 | 2538 | Yes | 2013 | Loft Buildings | 6 | 115297 | 2 | 6 | 48 | 56 | 1940 | YES
1020530014 | 281 EDGECOMBE AVENUE Manhattan, NY 10031 (40.82447424094465, -73.94323497901854) | Con Edison | ANNAL MANAGMENT CO.LTD | 281 EDGECOMBE PARTNER | 1325 CASTLE HILL AVENUE BRONX, NY 10462 (40.835149781325846, -73.8520142998785) | CA079087N | 7/4/05 | FEDERAL FST 90 | 1 | 3.72 | 1987 | 2022 |  | 21 to 26 years old | ICI MMG 42 P | #4 | 25000 | 17500 | 3625 | 2538 | Yes | 2013 | Elevator Apartments | 7 | 58596 | 1 | 6 | 49 | 49 | 1920
1007680050 | 220 19 STREET Manhattan, NY 10011 (40.741879065062086, -73.99807612210927) | Con Edison | CARI LLC | RED CIRCLE N.Y. CORP | 617 11 AVENUE MANHATTAN, NY 10036 (40.76318544464789, -73.99669068044011) | CA237183Y | 7/5/05 | ROCKMILLS MP-100SS | 1 | 4.2 | 1983 | 2018 |  | 26 to 30 years old | ICI ME42P | #6 | 25000 | 17500 | 3750 | 2625 | Yes | 2018 | Store Buildings | 3 | 115433 | 1 | 12 | 0 | 39 | 1910
1012630024 | 15 47 STREET Manhattan, NY 10036 (40.75691758061312, -73.97908426627637) | Con Edison | CARMANIA CORP NYLP | CARMANIA COMPANY | 22 48 STREET MANHATTAN, NY 10036 (40.757817584861655, -73.9794373770961) | CA407969P | 7/4/05 | KEWANEE 534 | 2 | 3.9 | 1969 | 2010 |  | 41 - 45 years old | PETRO WD6AH | #6 | 25000 | 17500 | 3750 | 2625 | Yes | 2013 | Elevator Apartments | 3 | 120790 | 1 | 18 | 0 | 111 | 1926
1008577501 | 76 MADISON AVENUE Manhattan, NY 10016 (40.7438680074585, -73.98577291100446) | Con Edison | CENTAUR PRPOERTIES |  | 551 MADISON AVE MANHATTAN, NY 10022 (40.761134990421056, -73.97320038903484) | CA169195J | 7/5/05 | FEDERAL FST-90 | 1 | 3.5 | 1995 | 2030 | DUAL FUEL | 11 to 15 years old | IRON FIREMAN AGO-4-4.2 RK | #4 | 25000 | 17500 | 3625 | 2538 | Yes | 2017 | Office Buildings | 3 | 54622 | 1 | 14 | 31 | 33 | 1911 | YES
1009950033 | 124 43 STREET Manhattan, NY 10036 (40.756164051218505, -73.98521257547542) | Con Edison | DURST ORGANIZATION | ONE BRYANT PARK | 124 43 STREET MANHATTAN, NY 10036 (40.756164051218505, -73.98521257547542) | CA406267X | 7/4/05 | KANE 417 | 1 | 3.5 | 1967 | 2010 |  | 41 - 45 years old | ICI AM5DH | #4 | 25000 | 17500 | 3625 | 2538 | Yes | 2015 | Walk-Up Apartments | 3 | 2245112 | 1 | 55 | 0 | 1 | 2005
1004530011 | 305 11 STREET Manhattan, NY 10003 (40.73033596665183, -73.98621405611223) | Con Edison | EMOR MGMT/HIGHMOUNT ASSOC. | HIGHMOUNT ASSOCIATES, | 305-A 19 STREET MANHATTAN, NY 10011 (40.74471526669623, -74.00460000028977) | CA349985M | 7/4/05 | FEDERAL FST 60 | 1 | 2.3 | 1985 | 2020 |  | 21 to 26 years old | ICI MMG 28 | #4 | 25000 | 17500 | 3625 | 2538 | Yes | 2013 | Elevator Apartments | 2 | 101800 | 2 | 5 | 89 | 89 | 1940
1005640022 | 821 BROADWAY Manhattan, NY 10003 (40.73344486513889, -73.99106991775699) | Con Edison | GORDON & GORDON | 821 BROADWAY LLC | 135 5 AVENUE MANHATTAN, NY 10010 (40.73984803798754, -73.99084508724968) | CA311783K | 7/5/05 | FEDERAL FST-70 | 1 | 3.5 | 1983 | 2018 |  | 26 to 30 years old | I.C.I. MMG-34 | #4 | 25000 | 17500 | 3625 | 2538 |  |  | Elevator Apartments | 2 | 35561 | 1 | 11 | 1 | 11 | 1907
1022280045 | 521 ISHAM STREET Manhattan, NY 10034 (40.86657150513622, -73.91876442660129) | Con Edison | HOWARD SORKIN | ISHAM 521 LLC | 108 18 OUEENS BLVD FROEST HILLS, NY 10040 (40.85809553188335, -73.92925548994884) | CA020983P | 7/5/05 | ROCKMILLS MP90 | 1 | 3.6 | 1983 | 2018 |  | 26 to 30 years old | INDS COMB INC DEG42P | #4 | 25000 | 17500 | 3625 | 2538 |  |  | Walk-Up Apartments | 10 | 40003 | 1 | 6 | 55 | 61 | 1930
1007900028 | 108 15 STREET Manhattan, NY 10011 (40.738152059022674, -73.99663559164847) | Con Edison | KNIGHTBRIDGE MGMT, INC. | C S 108 WEST 15 STREE | 235 48 STREET MANHATTAN, NY 10036 (40.76046677832929, -73.98558985323699) | CA306771R | 7/4/05 | NATIONAL CA5485 | 1 | 3.2 | 1971 | 2010 |  | 36 - 40 year old | ICI #AM6ES | #6 | 25000 | 17500 | 3750 | 2625 | Yes | 2020 | Walk-Up Apartments | 3 | 55233 | 1 | 6 | 56 | 58 | 1950
1015220012 | 125 93 STREET Manhattan, NY 10128 (40.78429009029492, -73.95312852784588) | Con Edison | MIDBORO MANAGEMENT COMPANY | 93 RD STREET OWNERS C | 148 37TH ST NEW YORK, NY 10018 (40.75269934978621, -73.98872268726052) | CA250082L | 7/5/05 | ROCKMILLS MP 70 | 1 | 2.8 | 1982 | 2017 |  | 26 to 30 years old | ICI MEG-34P | #4 | 25000 | 17500 | 3625 | 2538 |  |  | Elevator Apartments | 4 | 31266 | 1 | 9 | 29 | 29 | 1924
1002740003 | 51 MONROE STREET Manhattan, NY 10002 (40.7116452991487, -73.99359701265934) | Con Edison | MONROE HENRY LLC | 51-53 MONROE ST CORP | 95 DELANCY STREET MANHATTAN, NY 10002 (40.718785916061336, -73.98929825335927) | CA329284L | 7/7/05 | FEDERAL FST 60 | 1 | 2.6 | 1984 | 2019 |  | 26 to 30 years old | ICI MM30 | #4 | 25000 | 17500 | 3625 | 2538 |  |  | Elevator Apartments | 1 | 9910 | 1 | 5 | 20 | 20 | 1900
1021420247 | 647 174 STREET Manhattan, NY 10033 (40.84556091714836, -73.9389526240359) | Con Edison | NEIGHBORHOOD WEST 174TH ST. LLC. | MCI REALTY 647, LLC | 35 37 36TH STREET LIC, NY 11106 (40.761699790013324, -73.9316632529567) | CA305884Z | 7/6/05 | ROCKMILLS MP 60 | 1 | 2.6 | 1984 | 2019 |  | 26 to 30 years old | ICI MM 34P | #4 | 25000 | 17500 | 3625 | 2538 |  |  | Elevator Apartments | 10 | 29910 | 1 | 5 | 40 | 40 | 1924
1021230105 | 511 167 STREET Manhattan, NY 10032 (40.839450061988664, -73.93765354699902) | Con Edison | ORIN MANAGEMENT CORP | 811 ASSOCIATES, | 37 04 PARSONS BOULEVARD FLUSHING, NY 11354 (40.76862022064671, -73.82719028070687) | CA065987L | 7/6/05 | ROCKMILLS MP 60 | 1 | 2.6 | 1987 | 2022 |  | 21 to 26 years old | ICI MMG 28 | #4 | 25000 | 17500 | 3625 | 2538 |  |  | Elevator Apartments | 10 | 22910 | 1 | 5 | 30 | 30 | 1925
1020870033 | 3409 BROADWAY Manhattan, NY 10031 (40.82235184095549, -73.95355919591492) | Con Edison | PRANA GRUTH FUND I, LP | MAXREM REALTY LLC | 3409 BROADWAY NEW YORK, NY 10031 (40.82235184095549, -73.95355919591492) | CA213288Y | 7/4/05 | ROCKMILLS MP 70 | 1 | 2.8 | 1988 | 2023 |  | 21 to 26 years old | ICI MMG 30 | #4 | 25000 | 17500 | 3625 | 2538 |  |  | Elevator Apartments | 7 | 16020 | 1 | 6 | 17 | 20 | 1910
1021370181 | 602 165 STREET Manhattan, NY 10032 (40.8392754201024, -73.94137745204895) | Con Edison | PRESBYTERIAN SYSTEMS CORP. | ROYAL CHARTER PROPERT | 600 165 STREET MANHATTAN, NY 10032 (40.83923808325091, -73.94130524398712) | CA086585L | 7/7/05 | FEDERAL FST-90 | 1 | 3.78 | 1985 | 2020 |  | 21 to 26 years old | IRON FIREMAN A06-4.5 RK | #4 | 25000 | 17500 | 3625 | 2538 |  |  | Walk-Up Apartments | 10 | 42225 | 1 | 5 | 50 | 51 | 1930
1021560068 | 431 AUDUBON AVENUE Manhattan, NY 10033 (40.85211940012533, -73.92987105366313) | Con Edison | ROEY YALOZ | 431 AUDUBON, LLC |  | CA256988P | 7/5/05 | FEDERAL FST 60 | 1 | 2.3 | 1988 | 2023 |  | 21 to 26 years old | ICI MMG 28 | #4 | 25000 | 17500 | 3625 | 2538 |  |  | Elevator Apartments | 10 | 29538 | 1 | 5 | 35 | 35 | 1912
1015190022 | 151 90 STREET Manhattan, NY 10128 (40.78199111353118, -73.95351458708562) | Con Edison | ROKER REALTY CORP. | POKER REALTY CORP | 1775 BROADWAY MANHATTAN, NY 10019 (40.766316065397184, -73.98188404443792) | CA147584X | 7/6/05 | ROCKMILLS MP70 | 1 | 2.9 | 1984 | 2019 |  | 26 to 30 years old | ICI MMG34-P | #4 | 25000 | 17500 | 3625 | 2538 |  |  | Walk-Up Apartments | 5 | 38500 | 1 | 6 | 43 | 43 | 1930
1005260028 | 79 MAC DOUGAL STREET Manhattan, NY 10012 (40.72871443126479, -74.00158299227951) | Con Edison | S.W. MANAGEMENT | MACDOUGAL & SIXTH REA | 145 HUGUENOT ST NEW ROCHELLE, NY 10801 (40.91319235913511, -73.77945045104241) | CA348888X | 7/5/05 | ROCKMILLS MP-80 | 1 | 2.67 | 1988 | 2023 |  | 21 to 26 years old | ICI MEG 34 P | #6 | 25000 | 17500 | 3750 | 2625 |  |  | Elevator Apartments | 3 | 18634 | 1 | 7 | 38 | 40 | 1910
1012450061 | 317 83 STREET Manhattan, NY 10024 (40.7870719692581, -73.97954911609709) | Con Edison | SCHACHTER REALTY CO. | SCHESSEL MARTHA | 112 PLANITARIUM STA MANHATTAN, NY 10024 (40.78362556816552, -73.96653900057436) | CA137680R | 7/7/05 | ROCKMILLS MP60 | 1 | 2.6 | 1980 | 2015 |  | 26 to 30 years old | ICI MMG34P | #4 | 25000 | 17500 | 3625 | 2538 |  |  | Educational Structures | 6 | 34640 | 1 | 6 | 19 | 19 | 1927
1021770116 | 90 PINEHURST AVENUE Manhattan, NY 10033 (40.850932295046675, -73.9393319214114) | Con Edison | SILVERSTEIN /DANIEL D COLE | 90 PINEHURST LLC | 401 END AVE WHITE PLAINS, NY 10024 (40.78362556816552, -73.96653900057436) | CA266482R | 7/5/05 | ROCKMILLS MP 90 | 1 | 3.8 | 1982 | 2017 |  | 26 to 30 years old | ICI DEG 42 | #6 | 25000 | 17500 | 3750 | 2625 | Yes | 2017 | Elevator Apartments | 7 | 60090 | 1 | 6 | 48 | 51 | 1920
1008710070 | 114 16 STREET Manhattan, NY 10003 (40.73551389005615, -73.98841251200611) | Con Edison | SMITH AFFILIATES | EAST 16 ST. REALTY | 116 16 STREET MANHATTAN, NY 10016 (40.745242969987146, -73.97823298586354) | CA213473X | 7/5/05 | PACIFIC 2600 | 1 | 5.4 | 1973 | 2010 |  | 36 - 40 year old | IRON FIREMAN AO 6-6.3 | #6 | 25000 | 17500 | 3750 | 2625 | Yes | 2021 | Elevator Apartments | 2 | 64405 | 1 | 12 | 0 | 12 | 1910
1010650036 | 400 56 STREET Manhattan, NY 10019 (40.76725349321524, -73.98631710532196) | Con Edison | SOLIAN CORPORATION | SOLIAN CORPN | 1881 BROADWAY MANHATTAN, NY 10023 (40.770928607320116, -73.98226555509018) | CA391189K | 7/6/05 | FEDERAL FST 80 | 1 | 3.43 | 1989 | 2024 |  | 21 to 26 years old | ICI MM 34P | #4 | 25000 | 17500 | 3625 | 2538 |  |  | Elevator Apartments | 6 | 28782 | 1 | 6 | 41 | 45 | 1883
1018380021 | 50 MANHATTAN AVENUE Manhattan, NY 10025 (40.79628948854639, -73.96319093484874) | Con Edison | STAHL ASSOCIATES LTD. | WICK HOLDING CORP | 714 181 STREET MANHATTAN, NY 10033 (40.85051727209405, -73.93699211331) | CA005379N | 7/5/05 | ROCKMILLS MP80 | 1 | 3.1 | 1979 | 2014 |  | 31 to 35 years old | RAY PAEOR 144 SIZE 80 | #6 | 25000 | 17500 | 3750 | 2625 |  |  | Elevator Apartments | 8 | 42783 | 1 | 6 | 49 | 49 | 1925
1012430001 | 720 END AVENUE Manhattan, NY 10025 (40.79685012763133, -73.96372581059762) | Con Edison | THE SALVATION ARMY. | THE SALVATION ARMY | 720 END AVENUE MANHATTAN, NY 10025 (40.79685012763133, -73.96372581059762) | CA423187K | 7/5/05 | FEDERAL FST 80 | 1 | 3.43 | 1987 | 2022 |  | 21 to 26 years old | ICI MMG 34 P | #4 | 25000 | 17500 | 3625 | 2538 | Yes | 2013 | Elevator Apartments | 6 | 237507 | 1 | 15 | 0 | 1 | 1927
1021680031 | 621 188 STREET Manhattan, NY 10040 (40.854074051167025, -73.93138946766486) | Con Edison | VIOLET TOWERS INC. | VIOLET TOWERS INC | 115 VERMILYIA MANHATTAN, NY 10034 (40.866302468956356, -73.92178224000716) | CA328687L | 7/6/05 | FEDERAL FST 80 | 1 | 3.43 | 1987 | 2022 |  | 21 to 26 years old | ICI MMG 34 P | #4 | 25000 | 17500 | 3625 | 2538 | Yes | 2018 | Elevator Apartments | 10 | 52200 | 1 | 6 | 47 | 47 | 1924
1009240052 | 324 19 STREET Manhattan, NY 10003 (40.73513959353546, -73.9820988241345) | Con Edison | VISTA REALTY CORP | VISTA REALTY CORP | 530 234 STREET BRONX, NY 10470 (40.89726075698397, -73.86333412343643) | CA319187K | 7/6/05 | FEDERAL FST 80 | 1 | 3.43 | 1987 | 2022 |  | 21 to 26 years old | ICI MMG 34 P | #4 | 25000 | 17500 | 3625 | 2538 |  |  | Walk-Up Apartments | 2 | 15306 | 1 | 6 | 25 | 25 | 1910
1021220069 | 3920 BROADWAY Manhattan, NY 10032 (40.83861158324527, -73.94142734173965) | Con Edison | WESTON CAPITAL CORP. | 164 BROADWAY ASSOCIAT | 888 SEVENTH AVENUE MANHATTAN, NY 10019 (40.765163953112335, -73.98028704662573) | CA424490H | 7/7/05 | FEDERAL FST 80 | 1 | 3.43 | 1990 | 2025 |  | 16 to 20 years old | ICI MMG-34P | #4 | 25000 | 17500 | 3625 | 2538 |  |  | Elevator Apartments | 10 | 45312 | 1 | 6 | 22 | 27 | 1910
1009150046 | 222 35 STREET Manhattan, NY 10016 (40.74598526344108, -73.97678231250565) | Con Edison | WPG RESIDENTIAL MGMT | GREGORY HOUSE OWNERS | 222 25TH STREET MANHATTAN, NY 10038 (40.70935929189784, -74.00307186237649) | CA359484N | 7/6/05 | ROCKMILLS MP 100 SS | 1 | 4.2 | 1984 | 2019 |  | 26 to 30 years old | S.T. JOHNSON FD 68 CAHM-100 | #6 | 25000 | 17500 | 3750 | 2625 | Yes | 2015 | Condominiums | 2 | 50796 | 1 | 6 | 59 | 59 | 1942 |  | YES
1021270058 | 515 170 STREET Manhattan, NY 10032 (40.84155838176279, -73.93713188626596) | Con Edison | ZABSHIN REALTY LLC. | ZANSHIN REALTY LLC | 120 HAVEN AVENUE NEW YORK, NY 10032 (40.84524857982149, -73.9422996841081) | CA084584K | 7/6/05 | ROCKMILLS MP70 | 1 | 2.8 | 1984 | 2019 |  | 26 to 30 years old | ICI MMG34P | #4 | 25000 | 17500 | 3625 | 2538 |  |  | Elevator Apartments | 10 | 29250 | 1 | 6 | 36 | 36 | 1917
1020750020 | 511 143 STREET Manhattan, NY 10031 (40.8242304256302, -73.94917638636203) | Con Edison | 511 W 143 ST REALTY CORP/JANICE HILARE | 511 WEST 143 LLC C/O | 381 PARK AVENUE NEW YORK, NY 10016 (40.74251902441455, -73.98458580592575) | CA381092P | 7/6/05 | FEDERAL FST-60 | 1 | 2.59 | 1992 | 2027 |  | 16 to 20 years old | ICI MMG-28 | #4 | 24984 | 17489 | 3623 | 2536 |  |  | Office Buildings | 7 | 29520 | 1 | 6 | 31 | 31 | 1920
1021430044 | 29 WADSWORTH AVENUE Manhattan, NY 10033 (40.845743206937584, -73.93796495192686) | Con Edison | 29 WADSWORTH L.L.C | 29 WADSWORTH LLC | 604413 BAY TERRACE NY 11360 (40.78070133439911, -73.78226733686807) | CA242181R | 7/7/05 | FEDRAL FST 80 | 1 | 3.4 | 1981 | 2016 |  | 26 to 30 years old | I.C.I. DEG 42Y (P) | #4 | 24970 | 17479 | 3621 | 2534 |  |  | Walk-Up Apartments | 10 | 42972 | 1 | 6 | 43 | 43 | 1927
1012610015 | 49 45 STREET Manhattan, NY 10036 (40.75609649911821, -73.98103903800441) | Con Edison | FAMURB CO.% URBAN CO. | FAMURB COMPANY | 49 45 STREET MANHATTAN, NY 10036 (40.75609649911821, -73.98103903800441) | CA298194Z | 7/5/05 | FEDERAL FST 90 | 1 | 3.72 | 1994 | 2029 |  | 16 to 20 years old | HEVE MMG-42 (P) | #4 | 24948 | 17464 | 3617 | 2532 | Yes | 2021 | Elevator Apartments | 3 | 59841 | 1 | 12 | 0 | 13 | 1922
1005770039 | 80 5 AVENUE Manhattan, NY 10011 (40.73579209563536, -73.99375889062463) | Con Edison | AMES-ASSOC/C/OMURRY HILL PROP. | AMES ASSOCIATES | 1140 AVE MANHATTAN, NY 10036 (40.75934682719435, -73.989860554421) | CA004786X | 7/5/05 | ROCKMILLS MP-200 | 1 | 8.4 | 1986 | 2021 |  | 21 to 26 years old | INBD. COMB. DE-84 (P) | #6 | 24930 | 17451 | 3740 | 2618 | Yes | 2017 | Elevator Apartments | 3 | 126756 | 1 | 17 | 0 | 66 | 1908
1015130045 | 162 85 STREET Manhattan, NY 10028 (40.77856126252873, -73.95558059608416) | Con Edison | CEDAR MANAGEMENT CORP. | 160-172 EAST 85TH STR | 20 VESEY STREET MANHATTAN, NY 10007 (40.711870129656006, -74.00969487698381) | CA432089L | 7/6/05 | FEDERAL FST 80 | 1 | 3.4 | 1989 | 2024 |  | 21 to 26 years old | ICI MM-34P | #4 | 24902 | 17431 | 3611 | 2528 |  |  | Walk-Up Apartments | 5 | 9790 | 1 | 5 | 15 | 15 | 1910
1007590031 | 315 35 STREET Manhattan, NY 10001 (40.7531357334848, -73.99356195576125) | Con Edison | 315 W 35TH ASSOCIATES LLC | 315 W 35TH ASSOCIATES | 590 5TH AVE NEW YORK, NY 10036-4702 (40.75703041595825, -73.97834763777135) | CA282596P | 7/7/05 | FEDERAL FST-80 | 1 | 3.4 | 1996 | 2031 | DUAL FUEL | 11 to 15 years old | INDUSTRIAL COMB. MMG-34 (P) | #4 | 24902 | 17431 | 3611 | 2528 | Yes | 2019 | Elevator Apartments | 3 | 62632 | 1 | 14 | 5 | 16 | 1927
1012710012 | 55 55 STREET Manhattan, NY 10019 (40.76243521042598, -73.9766539903617) | Con Edison | PARTNERSHIP 91 WEST LP | PARTNERSHIP 92 WESTLP | 417 5th AVENUE MANHATTAN, NY 10016 (40.7508150795849, -73.98282286232246) | CA124395P | 7/5/05 | FEDERAL FST-80 | 1 | 3.4 | 1995 | 2030 | DUAL FUEL | 11 to 15 years old | INDUSTRIAL COMB. MMG-34 (P) | #4 | 24902 | 17431 | 3611 | 2528 |  |  | Office Buildings | 4 | 37704 | 1 | 9 | 36 | 37 | 1916
1008007502 | 108 25 STREET Manhattan, NY 10001 (40.744278464479336, -73.99219222762208) | Con Edison | 108 W.25TH ST.CONDO ASSO. |  | 1716 CONEY ISLAND AVE BROOKLYN, NY 11230 (40.61562200502739, -73.96353028677774) | CA169373N | 7/6/05 | ROCKMILLS MP-60 | 1 | 2 | 1973 | 2010 |  | 36 - 40 year old | HEVEOIL AM 4 1/2 DH | #4 | 24820 | 17374 | 3599 | 2519 |  |  | Elevator Apartments | 3 | 30175 | 1 | 12 | 10 | 12 | 1913
1020250060 | 230 140 STREET Manhattan, NY 10030 (40.81885930809326, -73.9423672907557) | Con Edison | ARTHER PINKUS CO INC. | 230 WEST 140 ST INC | 440 34 STREET MANHATTAN, NY 10001 (40.754003925912386, -73.99782708997155) | CA224166J | 7/5/05 | FEDERAL FR2BB4400 | 1 | 2.4 | 1966 | 2010 |  | 41 - 45 years old | HEVEOIL AMDH4 | #4 | 24820 | 17374 | 3599 | 2519 |  |  | Cultural & Public Assembly | 9 | 15292 | 1 | 6 | 18 | 18 | 1920
1009057502 | 225 24 STREET Manhattan, NY 10010 (40.73927378714707, -73.98207223479645) | Con Edison | DURST,MAX |  | 225 24 STREET MANHATTAN, NY 10010 (40.73927378714707, -73.98207223479645) | CA021264N | 7/7/05 | AMERICAN RADIATOR CI 2501 | 1 | 2.4 | 1964 | 2010 |  | 46 - 50 years old | HEV-E-OIL AM4DH | #4 | 24820 | 17374 | 3599 | 2519 |  |  | Elevator Apartments | 2 | 19580 | 1 | 5 | 4 | 5 | 1915
1002370036 | 130 MULBERRY STREET Manhattan, NY 10013 (40.71817183255188, -73.99786111065177) | Con Edison | JEROME STABILE | 130 MULBERRY LLC | 189 GRAND STREET MANHATTAN, NY 10013 (40.719370475380344, -73.99743711772447) | CA147468Z | 7/4/05 | H B SMITH 250-5-10 | 1 | 1 | 1968 | 2010 |  | 41 - 45 years old | HEV-E-OIL AM3DH | #4 | 24820 | 17374 | 3599 | 2519 |  |  | Condominiums | 1 | 8680 | 1 | 6 | 15 | 16 | 1900
1021580055 | 559 188 STREET Manhattan, NY 10040 (40.85323271566059, -73.9293924619088) | Con Edison | M.GOLDSTEIN/NEHRING BROS. | 599 WEST STREET INC. | 705 BRONX RIVER RD YONKERS, NY 10704-1720 (40.923969507601626, -73.84568681157307) | CA137491H | 7/4/05 | FEDERAL FST-60 | 1 | 2.59 | 1991 | 2026 |  | 16 to 20 years old | ICI MMG-28 | #4 | 24820 | 17374 | 3599 | 2519 |  |  | Walk-Up Apartments | 10 | 22420 | 1 | 5 | 32 | 32 | 1920
1016110001 | 1249 5 AVENUE Manhattan, NY 10029 (40.79426799875673, -73.95106917516598) | Con Edison | TERRENCE CARDINAL COOKE HEALTH CENTER | FLOWER HOSPITAL | 1249 5 AVENUE NEW YORK, NY 10029 (40.79426799875673, -73.95106917516598) | CB063308H | #N/A | FEDERAL PLW-199 (EXSTG) | 1 | 6.6 | 2008 | 2043 | DUAL FUEL | Fewer than 5 years old | ICI DEG - 84P (NEW) | #6 | 24698 | 17289 | 3705 | 2593 | Yes | 2021 | Condominiums | 8 | 488783 | 3 | 11 | 0 | 1 | 1921
1019940084 | 548 RIVERSIDE DRIVE Manhattan, NY 10027 (40.81533712912699, -73.96090665689428) | Con Edison | TRUSTEES OF COLUMBIA UNIVERSITY | TRUSTEES OF COLUMBIA | 400 119 STREET MANHATTAN, NY 10027 (40.808041658732606, -73.9580165248943) | CA112187M | 7/7/05 | FEDERAL FST 70 SP | 1 | 2.8 | 1987 | 2022 | DUAL FUEL | 21 to 26 years old | ICI MEG 34 P | #6 | 24654 | 17258 | 3698 | 2589 |  |  | Educational Structures | 9 | 42762 | 1 | 6 | 25 | 25 | 1926
1019940088 | 547 RIVERSIDE DRIVE Manhattan, NY 10027 (40.81507632573846, -73.96109551452042) | Con Edison | TRUSTEES OF COLUMBIA UNIVERSITY | TRUSTEES OF COLUMBIA | 400 119 STREET MANHATTAN, NY 11222 (40.72825312178418, -73.94715978319738) | CA114187L | 7/7/05 | FEDERAL FST 70 | 1 | 2.8 | 1987 | 2022 | DUAL FUEL | 21 to 26 years old | HEVE MEG 34 P | #6 | 24654 | 17258 | 3698 | 2589 |  |  | Elevator Apartments | 9 | 41967 | 1 | 6 | 36 | 36 | 1926
1008390070 | 42 38 STREET Manhattan, NY 10018 (40.75153310811821, -73.98409962558401) | Con Edison | EMPIRE MANAGEMENT | ELO CAPITAL, LLC | 42 48th STREET MANHATTAN, NY 10036 (40.758023795665245, -73.97992344541882) | CA018993X | 7/6/05 | FEDERAL FST-100 | 1 | 4.2 | 1993 | 2028 |  | 16 to 20 years old | ICI MMG-42 (P) | #4 | 24650 | 17255 | 3574 | 2502 | Yes | 2019 | Walk-Up Apartments | 3 | 66577 | 1 | 12 | 0 | 30 | 1916
1015220014 | 131 93 STREET Manhattan, NY 10128 (40.78422083559136, -73.95296465756141) | Con Edison | 131/93 OWNERS CORP. % MIDBORO MGT | 131 93 OWNERS CORP | 148 37 STREET MANHATTAN, NY 10018 (40.75251096987246, -73.98836465376176) | CB303305Y | 7/7/05 | BEST 5B-60 (NEW) | 1 | 2 | 2005 | 2040 | DUAL FUEL | 5 to 10 years old | INDUSTRIAL COMBUSTION MMG-28 | #4 | 24638 | 17247 | 3573 | 2501 |  |  | Elevator Apartments | 4 | 38034 | 1 | 9 | 36 | 36 | 1923
1012530004 | 224 RIVERSIDE DRIVE Manhattan, NY 10025 (40.79512036990832, -73.9760872127489) | Con Edison | 224 RIVERSIDE CORP. | 224 RIVERSIDE OWNERS | 6 43rd STREET NEW YORK, NY 10017 (40.75381517729913, -73.97967506743592) | CA350285J | 7/5/05 | FEDERAL FST 70 | 1 | 2.6 | 1985 | 2020 |  | 21 to 26 years old | HEV-E MMG 28 P | #4 | 24638 | 17247 | 3573 | 2501 |  |  | Walk-Up Apartments | 6 | 25270 | 1 | 7 | 29 | 29 | 1910
1021390196 | 707 171 STREET Manhattan, NY 10032 (40.84411634250793, -73.94123604098704) | Con Edison | ELITE MGMT LLC. | 171 JORDAN REALTY LLC |  | CA164282P | 7/5/05 | FEDERAL FST-80 | 1 | 3.1 | 1982 | 2017 |  | 26 to 30 years old | INDUSTRIAL COMBUSTION MMG-34-P | #4 | 24638 | 17247 | 3573 | 2501 |  |  | Walk-Up Apartments | 10 | 34338 | 1 | 5 | 41 | 42 | 1926
1011430049 | 140 72 STREET Manhattan, NY 10023 (40.7779823418871, -73.98021477011291) | Con Edison | GERALD ASSOC/KIZNER ASSOC. | 140-154 W. 72 REALTY | 144 72 STREET MANHATTAN, NY 10023 (40.7780381358258, -73.98034664669528) | CA002086X | 7/5/05 | FEDERAL FST60 | 1 | 2.6 | 1986 | 2021 |  | 21 to 26 years old | I.C.I. MMG 28 | #4 | 24638 | 17247 | 3573 | 2501 | Yes | 2013 | Elevator Apartments | 6 | 59848 | 12 | 7 | 69 | 94 | 1920
1022180017 | 518 204 STREET Manhattan, NY 10034 (40.86326784899609, -73.92074870672168) | Con Edison | HEIGHTS INVESTMENT GROUP | THAYER STREET PORTFOL | 55 45th ST MANHATTAN, NY 10036 (40.756173616887146, -73.98122536281527) | CA099586X | 7/5/05 | FEDERAL FST-60 | 1 | 2.6 | 1986 | 2021 |  | 21 to 26 years old | HEV-E MMG 28 | #4 | 24638 | 17247 | 3573 | 2501 |  |  | Elevator Apartments | 10 | 20330 | 1 | 5 | 30 | 32 | 1920
1022210039 | 66 POST AVENUE Manhattan, NY 10034 (40.86363971532069, -73.92255057234462) | Con Edison | NORWAX ASSOC./66 POST LLC. | POST 66 | 1046 MCLEAN AVENUE YONKERS, NY 10704 (40.901480913451834, -73.8626385728918) | CA218786J | 7/5/05 | FEDERAL FST 70 | 1 | 2.6 | 1986 | 2021 |  | 21 to 26 years old | HEVE MMG 30 ( I.C.I. ) | #4 | 24638 | 17247 | 3573 | 2501 |  |  | Elevator Apartments | 10 | 30725 | 1 | 5 | 40 | 40 | 1917
1021370174 | 616 165 STREET Manhattan, NY 10032 (40.83953677806284, -73.94188290848192) | Con Edison | PRESBYTERIAN SYSTEMS CORP. | ROYAL CHARTER PROPERT | 600 165 STREET MANHATTAN, NY 10032 (40.83923808325091, -73.94130524398712) | CA124186Z | 7/5/05 | FEDERAL FST-70 | 1 | 2.6 | 1986 | 2021 |  | 21 to 26 years old | HEVE MM-30 ( I.C.I. ) | #4 | 24638 | 17247 | 3573 | 2501 | Yes | 2017 | Store Buildings | 10 | 77525 | 3 | 5 | 135 | 136 | 1930
1022320009 | 500 215 STREET Manhattan, NY 10034 (40.86956839860747, -73.91527592129692) | Con Edison | SAMAROO, PHILLIP | UPTOWN ASSOCIATES | 3206 OXFORD AVENUE BRONX, NY 10463 (40.884675850150984, -73.90927409226134) | CA470087P | 7/7/05 | ROCKMILLS MP 60 | 1 | 2.6 | 1987 | 2022 |  | 21 to 26 years old | HEVE MMG 34 P | #4 | 24638 | 17247 | 3573 | 2501 |  |  | Walk-Up Apartments | 10 | 22301 | 1 | 5 | 30 | 34 | 1920
1012520065 | 310 94 STREET Manhattan, NY 10025 (40.79403595800783, -73.97444959310882) | Con Edison | THE ARGO CORP./NORSON | NORSON RLTY CORP | 50 17TH ST MANHATTAN, NY 10011 (40.738563940959885, -73.99384605181096) | CA015082L | 7/4/05 | ROCKMILLS MP 60 | 1 | 2.6 | 1982 | 2017 |  | 26 to 30 years old | HEV-E MMG 34-P | #4 | 24638 | 17247 | 3573 | 2501 |  |  | Walk-Up Apartments | 6 | 31760 | 1 | 7 | 34 | 34 | 1910
1018960032 | 610 115 STREET Manhattan, NY 10025 (40.807459511491665, -73.96475274764883) | Con Edison | TRUSTEES OF COLUMBIA UNIVERSITY | TRUSTEES OF COLUMBIA | 400 119 STREET MANHATTAN, NY 10027 (40.808041658732606, -73.9580165248943) | CA142891N | 7/4/05 | ROCKMILLS MP 70 | 1 | 2.34 | 1991 | 2026 |  | 16 to 20 years old | IND.COMB. MM 34 P | #4 | 24638 | 17247 | 3573 | 2501 |  |  | Office Buildings | 9 | 30568 | 1 | 9 | 38 | 38 | 1911
1021230052 | 27 29 AUDUBON AVENUE Manhattan, NY 10032 (40.83693034905639, -73.94917852197119) | Con Edison | VIVERE REALTY LTD/ YONG H. KIM | 27-29 AUDUBON HOLDING | 1969 JAF STATION MANHATTAN, NY 10116 (40.8110019996426, -73.95309800037239) | CA317786N | 7/5/05 | FEDERAL FST 70 | 1 | 2.6 | 1986 | 2021 |  | 21 to 26 years old | HEVE MMG 28 | #4 | 24638 | 17247 | 3573 | 2501 |  |  | Elevator Apartments | 10 | 12800 | 1 | 5 | 22 | 22 | 1906
1007540021 | 327 30 STREET Manhattan, NY 10001 (40.75013506832427, -73.99632628611782) | Con Edison | CHELSEA TOWN HEATING | CHELSEA TOWN, SERIES | 300 55 STREET NEW YORK, NY 10019 (40.76543669712509, -73.98393298423655) | CA393884L | 7/7/05 | FEDERAL FST-90 | 1 | 3.6 | 1984 | 2019 |  | 26 to 30 years old | I.C.I. MEG 42 (P) | #6 | 24638 | 17247 | 3696 | 2587 |  |  | Elevator Apartments | 3 | 40016 | 1 | 7 | 62 | 62 | 1963
1020470025 | 303 154 STREET Manhattan, NY 10039 (40.82856134079309, -73.93784827206744) | Con Edison | ENF 8/6/90 | UPHATTAN CORPORATION | 2302 NOSTRAND AVE BROOKLYN, NY 11210 (40.62861455980849, -73.94725790212559) | CA201286M | 7/6/05 | FEDERAL FST 80 | 1 | 2.6 | 1986 | 2021 |  | 21 to 26 years old | HEV E MEG 34P | #6 | 24638 | 17247 | 3696 | 2587 |  |  | Office Buildings | 7 | 37842 | 1 | 6 | 54 | 54 | 1929
1021390268 | 134 HAVEN AVENUE Manhattan, NY 10032 (40.84561730185351, -73.9424165959719) | Con Edison | PARKER , PHILLIP LLC. | 134 HAVEN AVE. LLC | 134 25TH ST NEWYORK, NY 10001 (40.74457899955596, -73.99290319493021) | CA615686L | 7/6/05 | FEDERAL FST 70 SP | 1 | 2.9 | 1986 | 2021 |  | 21 to 26 years old | HEVE MEG 34 P | #6 | 24638 | 17247 | 3696 | 2587 |  |  | Elevator Apartments | 7 | 44442 | 1 | 6 | 38 | 38 | 1930
1018840006 | 539 112 STREET Manhattan, NY 10027 (40.811549564460904, -73.95290033568193) | Con Edison | TRUSTEES OF COLUMBIA UNIVERSITY | TRUSTEES OF COLUMBIA | 400 119 STREET MANHATTAN, NY 10027 (40.808041658732606, -73.9580165248943) | CB076606Z | 7/4/05 | FEDERAT FST - 80 (EXSTG) | 1 | 2.6 | 2006 | 2041 | DUAL FUEL | Fewer than 5 years old | ICI MEG - 34P (NEW) | #6 | 24638 | 17247 | 3696 | 2587 |  |  | Elevator Apartments | 9 | 43050 | 1 | 6 | 39 | 39 | 1920
1015130009 | 119 84 STREET Manhattan, NY 10028 (40.77855418279141, -73.9573700036896) | Con Edison | 119-84 APARTMENT CORP. | 119 84 APARTMENTS | 148 37TH ST MANHATTAN, NY 10018 (40.75251096987246, -73.98836465376176) | CA392387X | 7/7/05 | ROCKMILLS MP 90 | 1 | 3.57 | 1987 | 2022 |  | 21 to 26 years old | HEVE MEG 42 P | #6 | 24638 | 17246 | 3696 | 2587 |  |  | Walk-Up Apartments | 4 | 48387 | 1 | 9 | 35 | 38 | 1926
1001477508 | 200 CHURCH STREET Manhattan, NY 10013 (40.71655911628408, -74.0067182450786) | Con Edison | 200 CHURCH ST ASSOCIATES |  | 1407 BROADWAY MANHATTAN, NY 10018 (40.753436793850256, -73.98714887370926) | CA367688P | 7/5/05 | FEDERAL FST 70SP | 1 | 2.94 | 1988 | 2023 |  | 21 to 26 years old | ICI MEG34P | #6 | 24638 | 17246 | 3696 | 2587 |  |  | Elevator Apartments | 1 | 47441 | 1 | 7 | 20 | 21 | 1915
1009060055 | 200 26 STREET Manhattan, NY 10010 (40.74068560883775, -73.98170296260517) | Con Edison | 200 EAST 26 STREET ASSOCIATES | CROWNHALL REALTY LLC | 1881 BROADWAY MANHATTAN, NY 10023 (40.770928607320116, -73.98226555509018) | CA309688J | 7/4/05 | FEDERAL FST 60 | 1 | 2.6 | 1988 | 2023 |  | 21 to 26 years old | HEVE MMG 28 | #4 | 24638 | 17246 | 3572 | 2501 |  |  | Elevator Apartments | 2 | 37062 | 1 | 5 | 45 | 50 | 1920
1021750118 | 25 DONGAN PLACE Manhattan, NY 10040 (40.86342387803364, -73.92872891468596) | Con Edison | 25 DONGAN ,LLC | HOMEWOOD GARDENS, INC | 7226 BROOKLYN NY 11229 (40.60123350732056, -73.94436854117521) | CA153296M | 7/7/05 | FEDERAL FST-60 | 1 | 2.52 | 1996 | 2031 | DUAL FUEL | 11 to 15 years old | HEVE MMG-28 | #4 | 24638 | 17246 | 3572 | 2501 |  |  | Elevator Apartments | 10 | 36370 | 1 | 5 | 50 | 50 | 1926
1021390204 | 275 FORT WASHINGTON AVENUE Manhattan, NY 10032 (40.84437101969797, -73.94097563818035) | Con Edison | 275 FT.WASHINGTON ASSOC | 275 FT WASHINGTON ASS | 369 62 STREET MANHATTAN, NY 10021 (40.76920532766377, -73.959183941086) | CA429687Y | 7/7/05 | FEDERAL FST 70 | 1 | 2.6 | 1987 | 2022 |  | 21 to 26 years old | HEVE MMG 30 | #4 | 24638 | 17246 | 3572 | 2501 |  |  | Elevator Apartments | 10 | 30648 | 1 | 6 | 37 | 37 | 1937
1007420022 | 319 18 STREET Manhattan, NY 10011 (40.7425013586982, -74.00121699462224) | Con Edison | 319 W.18 ST OWN%BUCHBINDER&WARREN | 319 WEST 18 STREET OW | 1 UNION SQUARE N Y 10003 (40.735387400722175, -73.99159152453399) | CB382300H | 7/5/05 | BEST 5A-60 | 1 | 2.8 | 2000 | 2035 | DUAL FUEL | 5 to 10 years old | ICI MMG 28 | #4 | 24638 | 17246 | 3572 | 2501 |  |  | Elevator Apartments | 3 | 33900 | 1 | 6 | 60 | 60 | 1928
1021630025 | 661 179 STREET Manhattan, NY 10033 (40.84863686003784, -73.93618041331864) | Con Edison | 4220 BROADWAY ASSOCIATES | 4220 BROADWAY, LLC |  | CA351992N | 7/6/05 | FEDERAL FST 60 | 1 | 2.59 | 1992 | 2027 |  | 16 to 20 years old | HEVE MMG-28 | #4 | 24638 | 17246 | 3572 | 2501 |  |  | Elevator Apartments | 10 | 25642 | 1 | 5 | 26 | 31 | 1910
1021800092 | 51 BENNETT AVENUE Manhattan, NY 10033 (40.852074434023905, -73.93583355871743) | Con Edison | 51 BENNETT CO L.L.C | 51 REALTY CO. LLC | 240 CABRINI BLVD MANHATTAN, NY 10033 (40.85528501366849, -73.93816280277332) | CA153396J | 7/7/05 | FEDERAL FST-70 | 1 | 2.84 | 1996 | 2031 | DUAL FUEL | 11 to 15 years old | NEW HEVE (I.C.)DEG-42 Y | #6 | 24638 | 17246 | 3696 | 2587 |  |  | Elevator Apartments | 7 | 36565 | 1 | 5 | 49 | 49 | 1924
1022360031 | 595 207 STREET Manhattan, NY 10034 (40.867484231583795, -73.92104304817211) | Con Edison | 595 WEST 207 ST ASSOC C/O HEIGHTS | 595 WEST 207 ASSOCIAT | 369 62 STREET MANHATTAN, NY 10021 (40.76920532766377, -73.959183941086) | CA436787R | 7/7/05 | FEDERAL FST 60 | 1 | 2.6 | 1987 | 2022 |  | 21 to 26 years old | HEVE MMG 28 | #4 | 24638 | 17246 | 3572 | 2501 |  |  | Walk-Up Apartments | 10 | 20619 | 1 | 5 | 27 | 30 | 1930
1020540075 | 80 ST NICHOLAS' PLACE Manhattan, NY 10032 (40.82973527481607, -73.94052801971037) | Con Edison | 80 ST. NICHOLAS PLACE | 80 ST. NICHOLAS PLACE | 50 MERRICK ROAD ROCKVILLE CTR, NY 11571 (40.65667514062005, -73.6484123741446) | CA283685L | 7/5/05 | FEDERAL FST-70 | 1 | 2.8 | 1985 | 2020 |  | 21 to 26 years old | HEVEOIL ME 34 (S) | #6 | 24638 | 17246 | 3696 | 2587 |  |  | Elevator Apartments | 7 | 32240 | 1 | 5 | 48 | 48 | 1920
1015260017 | 235 80 STREET Manhattan, NY 10021 (40.76920532766377, -73.959183941086) | Con Edison | ARDEN REALTY CORP. | 235 EAST 80TH STEET, | 235 PARK AVE NEW YORK, NY 10016 (40.750761139522865, -73.97846426997872) | CA040059H | 7/7/05 | FEDERAL FD 450 | 1 | 4.2 | 1959 | 2010 |  | Over 50 years | PETRO WD 3A | #4 | 24638 | 17246 | 3572 | 2501 |  |  | Elevator Apartments | 5 | 14230 | 1 | 5 | 35 | 35 | 1960
1021450022 | 667 177 STREET Manhattan, NY 10033 (40.84743087932443, -73.93722601377168) | Con Edison | BROADWAY PORTFOLIO l OWNER LLC, | BROADWAY PORTFOLIO I | 750 LEXINGTON AVE NEW YORK, NY 10022 (40.76249398753119, -73.96802742600755) | CA326495H | 7/6/05 | FEDERAL FST-70 | 1 | 2.6 | 1995 | 2030 | DUAL FUEL | 11 to 15 years old | HEVE (I.C.)MMG-28 | #4 | 24638 | 17246 | 3572 | 2501 |  |  | Walk-Up Apartments | 10 | 45666 | 1 | 6 | 39 | 43 | 1910
1021320032 | 508 178 STREET Manhattan, NY 10033 (40.84623988476188, -73.93262333424272) | Con Edison | GOLDSTEIN, HERB | LSB ASSOCIATES LLC | 165 BLYTHEBOURNE STA BROOKLYN, NY 11219-0003 (40.63277295540763, -73.99667681118586) | CA475587Y | 7/4/05 | FEDERAL FST 60 | 1 | 2.6 | 1987 | 2022 |  | 21 to 26 years old | HEVE MMG 28 | #4 | 24638 | 17246 | 3572 | 2501 | Yes | 2022 | Elevator Apartments | 10 | 28266 | 1 | 6 | 37 | 37 | 1910
1004660048 | 111 10 STREET Manhattan, NY 10003 (40.73050940138556, -73.98846866700649) | Con Edison | JOHN J GROGAN ASSOC. | 111 EAST 10TH ST INC | 360 LEXINGTON AVENUE N Y 10017 (40.7504906605329, -73.97680280734616) | CB013001L | 7/5/05 | (NEW) FEDERAL/EASTMOND FST-60 | 1 | 2.52 | 2001 | 2036 | DUAL FUEL | 5 to 10 years old | (NEW) HEVE-ICI MMG-28 | #4 | 24638 | 17246 | 3572 | 2501 |  |  | Elevator Apartments | 2 | 27111 | 6 | 3 | 56 | 56 | 1870
1021740182 | 12 ARDEN STREET Manhattan, NY 10040 (40.86146335600978, -73.9268313452041) | Con Edison | LEMLE &WOLFF INC. | 12 16 ARDEN ASSOCIATE | 5925 BROADWAY BRONX, NY 10463 (40.888406443876256, -73.899128719106) | CA114687H | 7/6/05 | FEDERAL FST 70 SP | 1 | 2.9 | 1987 | 2022 |  | 21 to 26 years old | HEVE 4-3/4 CM | #4 | 24638 | 17246 | 3572 | 2501 |  |  | Factory & Industrial Buildings | 10 | 15800 | 1 | 5 | 26 | 26 | 1925
1018290006 | 271 113 STREET Manhattan, NY 10026 (40.80216422481838, -73.95594601081397) | Con Edison | MARLENE ESTATES C/O PRC | VIVID REALTY,LLC | 955 163 STREET BRONX, NY 10459 (40.82102127608155, -73.89565834555971) | CA170694M | 7/5/05 | FEDERAL FST-70 | 1 | 2.9 | 1994 | 2029 |  | 16 to 20 years old | HEVE MMG-28 | #4 | 24638 | 17246 | 3572 | 2501 |  |  | Elevator Apartments | 9 | 10335 | 1 | 5 | 13 | 13 | 1920
1021660023 | 601 184 STREET Manhattan, NY 10033 (40.85114260286769, -73.93245398553069) | Con Edison | RANDI MANAGEMENT PROP. | RANDI MANAGEMENT CO, | 42 BAYVIEW AVENUE MANHASSET, NY 11030 (40.799023427515465, -73.70257640397784) | CA098987M | 7/6/05 | FEDERAL FST 60 | 1 | 2.6 | 1987 | 2022 |  | 21 to 26 years old | HEVE MMG 28 | #4 | 24638 | 17246 | 3572 | 2501 |  |  | Elevator Apartments | 10 | 47726 | 1 | 6 | 38 | 46 | 1920
1021490056 | 24 LAUREL HILL TERRACE Manhattan, NY 10033 (40.84919660353012, -73.9290256909556) | Con Edison | TERRACE VIEW APTS. | 24-36 LAUREL HILL I L | 100 CEDARHURST AVE CEDARHURST, NY 11516 (40.622428823568654, -73.72417170270552) | CA369194Y | 7/5/05 | FEDERAL FST-70 | 1 | 2.84 | 1994 | 2029 |  | 16 to 20 years old | HEVE MEG-34 (P) | #6 | 24638 | 17246 | 3696 | 2587 |  |  | Elevator Apartments | 10 | 42864 | 1 | 6 | 48 | 48 | 1930
1018960087 | 435 RIVERSIDE DRIVE Manhattan, NY 10025 (40.80866415966955, -73.96593386703807) | Con Edison | TRUST OF COLUMBIA UNIVERSITY | TRUSTEES OF COLUMBIA | 400 119 STREET MANHATTAN, NY 10027 (40.808041658732606, -73.9580165248943) | CA232688R | 7/5/05 | FEDERAL FST 80 | 1 | 3.3 | 1988 | 2023 |  | 21 to 26 years old | ICI MEG 34P | #4 | 24638 | 17246 | 3572 | 2501 | Yes | 2016 | Elevator Apartments | 9 | 61819 | 1 | 12 | 40 | 40 | 1920
1018820042 | 518 111 STREET Manhattan, NY 10025 (40.80383781239069, -73.96395594435221) | Con Edison | TRUSTEE OF COLUMBIA UNIVERSITY | TRUSTEES OF COLUMBIA | 400 119 STREET MANHATTAN, NY 10027 (40.808041658732606, -73.9580165248943) | CA112387R | 7/6/05 | FEDERAL FST 70 SP | 1 | 2.8 | 1987 | 2022 |  | 21 to 26 years old | ICI MEG 34 P | #6 | 24638 | 17246 | 3696 | 2587 |  |  | Loft Buildings | 8 | 43002 | 1 | 6 | 32 | 32 | 1925
1018850015 | 535 113 STREET Manhattan, NY 10025 (40.80532094281542, -73.96342499047637) | Con Edison | TRUSTEES OF COLUMBIA | TRUSTEES OF COLUMBIA | 400 119 STREET MANHATTAN, NY 10027 (40.808041658732606, -73.9580165248943) | CA280792N | 7/6/05 | ROCKMILLS MP 60 | 1 | 2.59 | 1992 | 2027 |  | 16 to 20 years old | ICI MMG-28 | #4 | 24638 | 17246 | 3572 | 2501 |  |  | Elevator Apartments | 9 | 27509 | 1 | 8 | 32 | 32 | 1915
1018850007 | 549 113 STREET Manhattan, NY 10025 (40.80547552341301, -73.96379453471748) | Con Edison | TRUSTEES OF COLUMBIA UNIV.NYC | COLUMBIA UNIV CITY NY | 400 119 STREET MANHATTAN, NY 10027 (40.808041658732606, -73.9580165248943) | CA031698J | 7/5/05 | EASTMOND/FEDERAL FST-80 | 1 | 3.08 | 1998 | 2033 | DUAL FUEL | 11 to 15 years old | INDUSTRIAL COMB.MMG-34P | #4 | 24638 | 17246 | 3572 | 2501 |  |  | Condominiums | 9 | 42265 | 1 | 6 | 90 | 90 | 1910
1019940093 | 530 RIVERSIDE DRIVE Manhattan, NY 10027 (40.81480652912967, -73.9613023585872) | Con Edison | TRUSTEES OF COLUMBIA UNIVERSITY | TRUSTEES OF COLUMBIA | 400 119 STREET MANHATTAN, NY 10027 (40.808041658732606, -73.9580165248943) | CA113087J | 7/7/05 | FEDERAL FST 80 | 1 | 3.3 | 1987 | 2022 |  | 21 to 26 years old | ICI MEG 34 P | #6 | 24638 | 17246 | 3696 | 2587 |  |  | Condominiums | 9 | 44052 | 1 | 6 | 52 | 52 | 1926
1020870025 | 603 138 STREET Manhattan, NY 10031 (40.82212959303983, -73.95385006705605) | Con Edison | WADSWORTH ASSOCIATES VI | 603 WEST 138 LLC | 175 GREAT NECK ROAD GREAT NECK, NY 11021 (40.78291656997072, -73.73124679027194) | CA136987R | 7/6/05 | FEDERAL FST 70 | 1 | 2.6 | 1987 | 2022 |  | 21 to 26 years old | HEVE MMG 30 | #4 | 24638 | 17246 | 3572 | 2501 |  |  | Elevator Apartments | 7 | 31554 | 1 | 6 | 24 | 24 | 1920
1010487504 | 333 57 STREET Manhattan, NY 10019 (40.767142696686705, -73.98382358674526) | Con Edison | WESTMORE OWNERS CORP. Att: Rose Assoc.Inc. | EBY FAMILY LLC | 200 MADISON AVENUE MANHATTAN, NY 10016 (40.74877830573848, -73.9822475686496) | CA203396M | 7/7/05 | FEDERAL FST-70 | 2 | 2.94 | 1996 | 2031 | DUAL FUEL | 11 to 15 years old | S.T. JOHNSON FD 68 CAHM (SIZE 75) | #6 | 24638 | 17246 | 3696 | 2587 | Yes | 2018 | Condominiums | 6 | 179335 | 2 | 7 | 170 | 173 | 1940 | YES
1015320010 | 217 86 STREET Manhattan, NY 10028 (40.77867537790584, -73.95355182437756) | Con Edison | YORK ASSOCIATES LLCC/O VISION ENTERPRISES | YORK ASSOCIATES LLC | 286 NORTHERN BLVD GREAT NECK, NY 10021 (40.777673522539885, -73.72620159368756) | CA241881N | 7/5/05 | FEDERAL FST-50 | 1 | 2.1 | 1981 | 2016 |  | 26 to 30 years old | HEVEOIL AMG-4 1/2 DHH | #4 | 24638 | 17246 | 3572 | 2501 |  |  | Walk-Up Apartments | 5 | 18253 | 1 | 5 | 19 | 22 | 1920
1022230001 | 231 SHERMAN AVENUE Manhattan, NY 10034 (40.86594197971567, -73.91960079608856) | Con Edison | SHERMAN REALTY | SHERMAN REALTY LLC | 574 CEDARHURST NY 11516-0574 (40.63035943500745, -73.72995581741695) | CA294593H | 7/7/05 | ROCKMILLS MP#80 | 1 | 3.14 | 1993 | 2028 |  | 16 to 20 years old | I.C. MEG-#34 (P) | #6 | 24528 | 17170 | 3679 | 2575 |  |  | Elevator Apartments | 10 | 47262 | 1 | 6 | 43 | 51 | 1925
1018820054 | 532 111 STREET Manhattan, NY 10025 (40.803992766242295, -73.96432611188662) | Con Edison | TUDOR REALTY | 532 WEST OWNERS CORP | 279 231st ST BRONX, NY 10463 (40.880419334248025, -73.9076260517666) | CA183496Y | 7/6/05 | ROCKMILLS MP-80 | 1 | 3.14 | 1996 | 2031 | DUAL FUEL | 11 to 15 years old | INDUSTRIAL COMB. MEG-34 (P) | #6 | 24528 | 17170 | 3679 | 2575 | Yes | 2022 | Elevator Apartments | 8 | 53093 | 1 | 8 | 40 | 40 | 1910 |  | YES
1018380021 | 50 MANHATTAN AVENUE Manhattan, NY 10025 (40.79628948854639, -73.96319093484874) | Con Edison | WICK HOLDING CORP. | WICK HOLDING CORP | 1601 BRONXDALE AVENUE BRONX, NY 10462 (40.84351657306597, -73.85691921749257) | CB141003J | 7/5/05 | FEDERAL FST-80 (NEW) | 1 | 2.67 | 2003 | 2038 | DUAL FUEL | 5 to 10 years old | IC MEG-34P | #6 | 24528 | 17170 | 3679 | 2575 |  |  | Elevator Apartments | 8 | 42783 | 1 | 6 | 49 | 49 | 1925
1008310010 | 39 29 STREET Manhattan, NY 10001 (40.74625644847209, -73.98900856253745) | Con Edison | 39 W.29 ST.OWNERS CORP. | BAKER 39 W. 29 STREET | 11 30th ST MANHATTAN, NY 10001 (40.746189851038736, -73.98698780810852) | CA200196Y | 7/7/05 | FEDERAL FST-80 | 1 | 3.43 | 1996 | 2031 | DUAL FUEL | 11 to 15 years old | INDUSTRIAL COMB. MMG-34 P | #4 | 24500 | 17150 | 3552 | 2487 | Yes | 2021 | Elevator Apartments | 3 | 56931 | 1 | 12 | 0 | 18 | 1914
1008040011 | 145 28 STREET Manhattan, NY 10001 (40.74660948849298, -73.99179481165007) | Con Edison | DEZER PROPERTIES CO.,LLC | A-TEMPO, | 89 5 AVENUE MANHATTAN, NY 10003 (40.73763556232365, -73.99237217282291) | CA207696M | 7/7/05 | FEDERAL FST-80 | 1 | 3.43 | 1996 | 2031 | DUAL FUEL | 11 to 15 years old | I.C. MMG-34P | #4 | 24500 | 17150 | 3552 | 2487 | Yes | 2014 | Walk-Up Apartments | 3 | 57906 | 1 | 12 | 0 | 12 | 1913
1009990009 | 151 46 STREET Manhattan, NY 10036 (40.7583529301841, -73.98445884012746) | Con Edison | ELO EQUITIES LLC | ELO EQUITY | 42 48TH STREET NEW YORK, NY 10036 (40.75811326840261, -73.98007120933869) | CB185502M | 7/5/05 | FEDERAL FST-80 | 1 | 24 | 2002 | 2037 | DUAL FUEL | 5 to 10 years old | INDUSTRIAL COMBUSTION MMG-34P | #4 | 24500 | 17150 | 3552 | 2487 | Yes | 2019 | Elevator Apartments | 3 | 61160 | 1 | 14 | 0 | 2 | 1928
1002290022 | 83 GRAND STREET Manhattan, NY 10013 (40.72169560580971, -74.00241676070614) | Con Edison | GRAND LOFT CORP, C/O L. PROPERTIES. | GRAND LOFT CORP | 666 BROADWAY MANHATTAN, NY 10012 (40.727111630718575, -73.99526134940452) | CA233582N | 7/7/05 | FEDERAL FST-135 | 1 | 6 | 1982 | 2017 | DUAL FUEL | 26 to 30 years old | HEVE MEG 54-S | #4 | 24499 | 17149 | 3552 | 2487 | Yes | 2019 | Elevator Apartments | 1 | 85676 | 5 | 6 | 26 | 31 | 1915 |  | YES
1007840077 | 264 35 STREET Manhattan, NY 10001 (40.75242537221057, -73.99200373198057) | Con Edison | GENERAL LEASING & MANAGEMENT | 264 W 35TH ST CORP | 313 5 AVENUE MANHATTAN, NY 10016 (40.74690771591753, -73.98565599914065) | CA243298P | 7/6/05 | (NEW)BEST 5C-125 | 1 | 5.25 | 1998 | 2033 | DUAL FUEL | 11 to 15 years old | HEVE/IC MMG-54 P | #6 | 24300 | 17010 | 3645 | 2552 | Yes | 2014 | Elevator Apartments | 3 | 111274 | 1 | 23 | 0 | 42 | 1928
1008030021 | 121 27 STREET Manhattan, NY 10001 (40.745708046758104, -73.99158364894365) | Con Edison | SIXTH AVE. WEST ASSOCIATES | SIXTH AVENUE WEST ASS | 13 16 STREET MANHATTAN, NY 10003 (40.73722239131047, -73.99235606215038) | CA177982Z | 7/5/05 | FEDERAL FMB-1822 | 1 | 6.3 | 1982 | 2017 |  | 26 to 30 years old | IRON FIREMAN AG06-6.3 RK | #6 | 24300 | 17010 | 3645 | 2552 | Yes | 2013 | Elevator Apartments | 3 | 113129 | 1 | 12 | 0 | 28 | 1910
1008280033 | 1140 BROADWAY Manhattan, NY 10001 (40.74393995322083, -73.98899248386931) | Con Edison | WILLIAM REAL ESTATE INC | 1140 LLC | 380 MADISON AVE MANHATTAN, NY 10017 (40.755596213835844, -73.97727528530339) | CA199485P | 7/4/05 | ROCKMILLS MP-150 | 1 | 6.3 | 1985 | 2020 |  | 21 to 26 years old | HEV-E-OIL DEG 63-P | #6 | 24300 | 17010 | 3645 | 2552 | Yes | 2018 | Walk-Up Apartments | 3 | 128011 | 1 | 16 | 0 | 101 | 1915
1021090070 | 425 160 STREET Manhattan, NY 10032 (40.83422461619517, -73.93930368263842) | Con Edison | JUMEL TERRACE REALTY LLC | JUMEL TERACE REALTY L | 225 34 STREET NEW YORK, NY 10001 (40.75154821758872, -73.99194226012543) | CA287684H | 7/7/05 | FEDERAL FST-60 | 1 | 2.3 | 1984 | 2019 |  | 26 to 30 years old | IND COMB INC MMG-28 | #4 | 24236 | 16965 | 3514 | 2460 |  |  | Walk-Up Apartments | 7 | 28512 | 1 | 6 | 27 | 27 | 1910
1006140010 | 42 BANK STREET Manhattan, NY 10014 (40.73692524139233, -74.00315680583083) | Con Edison | K & B ROSENBLUM | KENNETH ROSENBLUM | 117 WAVERLY PLACE MANHATTAN, NY 10011 (40.73258151599077, -73.99936166686717) | CA237362J | 7/7/05 | FEDERAL FD400 | 1 | 2.3 | 1962 | 2010 |  | 46 - 50 years old | HEV-E-OIL AMDH-4 | #4 | 24236 | 16965 | 3514 | 2460 |  |  | Walk-Up Apartments | 3 | 14520 | 1 | 6 | 31 | 31 | 1900
1022430347 | 50 PARK TERRACE Manhattan, NY 10034 (40.87025085401271, -73.91674545012192) | Con Edison | RICHARD GOODMAN | INWOOD TENANTS CORP | 2736 INDEPENDENCE AVENUE RIVERDALE, NY 10463 (40.882258954549314, -73.91765023386792) | CA120785M | 7/7/05 | ROCKMILLS MP 90 | 1 | 3.6 | 1985 | 2020 |  | 21 to 26 years old | I C I -MEG 42P | #6 | 24236 | 16965 | 3635 | 2545 |  |  | Elevator Apartments | 7 | 47477 | 1 | 6 | 50 | 50 | 1925
1014060061 | 132 72 STREET Manhattan, NY 10021 (40.77050433132586, -73.96249616604919) | Con Edison | WALLACK MANAGEMENT | ONE THIRTY TWO ASSOCI | 18 64 STREET MANHATTAN, NY 10021 (40.76920532766377, -73.959183941086) | CA051277J | 7/5/05 | SPENCER 4F24045 | 1 | 2.3 | 1977 | 2012 |  | 31 to 35 years old | HEVE AM 4 1/2 DH | #4 | 24236 | 16965 | 3514 | 2460 |  |  | Elevator Apartments | 4 | 47245 | 1 | 15 | 16 | 16 | 1925
1004550049 | 333 13 STREET Manhattan, NY 10003 (40.73135488799547, -73.98464373518756) | Con Edison | 33-337 EAST 13 ST OWENRS | LEM LEE 13TH LIMITEDP | 250 PARK AVE MANHATTAN, NY 10003 (40.738333453173844, -73.9878407889095) | CA257189N | 7/6/05 | BEST 4B-80 | 1 | 3.1 | 1989 | 2024 |  | 21 to 26 years old | IND COMBUSION MMG-34P | #4 | 24000 | 16800 | 3480 | 2436 |  |  | Vacant Land | 2 | 10730 | 1 | 5 | 15 | 15 | 1910
1021310025 | 557 174 STREET Manhattan, NY 10033 (40.84431552631715, -73.93584032025925) | Con Edison | 557W. 174 ST. ASSOC. | 557-561 WEST 174 ST.A | 202 179 STREET BRONX, NY 10456 (40.855685105982325, -73.9150146647464) | CA240088N | 7/5/05 | FEDERAL FST 60 | 1 | 2.59 | 1988 | 2023 |  | 21 to 26 years old | ICI MMG 28 | #4 | 24000 | 16800 | 3480 | 2436 |  |  | Walk-Up Apartments | 10 | 18215 | 1 | 5 | 21 | 21 | 1912
1021390316 | 720 173 STREET Manhattan, NY 10032 (40.845546414145666, -73.94099535819635) | Con Edison | 720 W.173RD ST.OWNERS CORP. | 720 WEST 173RD STREET | 307 7TH AVE NEW YORK, NY 10001 (40.74698865490018, -73.99355204655791) | CA205586M | 7/5/05 | ROCKMILLS MP -100 | 1 | 4.2 | 1986 | 2021 |  | 21 to 26 years old | I.C.I. DEG-42 P | #6 | 24000 | 16800 | 3600 | 2520 |  |  | Loft Buildings | 10 | 40720 | 1 | 5 | 48 | 48 | 1922
1008507501 | 25 21 STREET Manhattan, NY 10010 (40.73979525171625, -73.98936276477663) | Con Edison | GRAMERCY CONDOMINIUM | JACK GALIONE | 25 21st STREET MANHATTAN, NY 10010 (40.73979525171625, -73.98936276477663) | CA234889M | 7/6/05 | ROCKMILLS MP80 | 1 | 3.1 | 1989 | 2024 |  | 21 to 26 years old | ICI MMG34P | #4 | 24000 | 16800 | 3480 | 2436 |  |  | Elevator Apartments | 2 | 33120 | 1 | 11 | 0 | 11 | 1904
1008400013 | 49 38 STREET Manhattan, NY 10018 (40.75167301080985, -73.98428370805036) | Con Edison | J.M.COHEN WILLIAM REALTY | HESKEL'S PROPERTIES L | 60 38TH STREET MANHATTAN, NY 10018 (40.75176884843484, -73.98466150288006) | CA366872K | 7/5/05 | FEDERAL FLW 1215 | 1 | 3.9 | 1972 | 2010 |  | 36 - 40 year old | HEV-E-OIL AM6E | #6 | 24000 | 16800 | 3600 | 2520 | Yes | 2020 | Elevator Apartments | 3 | 63412 | 1 | 16 | 0 | 17 | 1924
1022460020 | 308 DYCKMAN STREET Manhattan, NY 10034 (40.86776028917894, -73.930005766784) | Con Edison | MAGIC NOVELTY COMPANY INC | MAGIC NOVELTY CO., IN | 308 DYCKMAN STREET MANHATTAN, NY 10034 (40.86776028917894, -73.930005766784) | CA076155M | 7/6/05 | KEWANEE-LM881 | 1 | 2.2 | 1955 | 2010 |  | Over 50 years | S.T.JOHNSON A53L75 | #4 | 24000 | 16800 | 3480 | 2436 |  |  | Walk-Up Apartments | 7 | 39264 | 1 | 3 | 0 | 1 | 1927
1021790201 | 175 PINEHURST AVENUE Manhattan, NY 10033 (40.85405294248835, -73.93822575531533) | Con Edison | PINNACLE MANHATTAN LLC | 175 HUDSON LLC | 1920 NEW YORK, NY 10116 (40.8110019996426, -73.95309800037239) | CA248599L | 7/7/05 | FEDERAL FST 80 | 1 | 3.1 | 1999 | 2034 | DUAL FUEL | 11 to 15 years old | INDUSTRIAL COMB. 34 P | #4 | 24000 | 16800 | 3480 | 2436 |  |  | Elevator Apartments | 7 | 34820 | 1 | 5 | 52 | 52 | 1928
1021220120 | 1061 ST NICHOLAS' AVENUE Manhattan, NY 10032 (40.83737951206513, -73.94006936547544) | Con Edison | STELLAR MGMT | INTERCONTINENTAL ST.N | 156 WILLIAM STREET MANHATTAN, NY 10038 (40.70999054661479, -74.0060256431043) | CA077296K | 7/6/05 | ROCKMILLS MP 80 | 1 | 3.1 | 1996 | 2031 | DUAL FUEL | 11 to 15 years old | I.C.I. MMG42 P | #4 | 24000 | 16800 | 3480 | 2436 | Yes | 2022 | Factory & Industrial Buildings | 10 | 50412 | 1 | 6 | 43 | 45 | 1910
1007590024 | 329 35 STREET Manhattan, NY 10001 (40.753338678640425, -73.994057141941) | Con Edison | DUE MILA REATLY GROUP LLC. | DUE MILLA REALTY GROU | 3545 QUEENS NY 11040 (40.74529996182383, -73.6796319322678) | CA283985N | 7/5/05 | BEST BOILER CO 4A-55 | 1 | 2.3 | 1985 | 2020 |  | 21 to 26 years old | HEV-E-OIL MM-28 | #4 | 23904 | 16733 | 3466 | 2426 |  |  | Elevator Apartments | 3 | 9590 | 1 | 5 | 15 | 15 | 1920
1016270029 | 165 99 STREET Manhattan, NY 10029 (40.787609657754395, -73.94901039345405) | Con Edison | 163/165 EAST 99TH REALTY, CORP. | 163 165 E 99 ST RLTY | 4147 PARKSIDE STATION FLUSHING, NY 11375 (40.720707263029794, -73.84628429608335) | CA075276Y | 7/4/05 | R0CKMILLS R-54 | 1 | 2.8 | 1976 | 2011 |  | 31 to 35 years old | HEVEOIL AM-4 DH | #4 | 23816 | 16671 | 3453 | 2417 |  |  | Hotels | 8 | 8925 | 1 | 5 | 20 | 20 | 1910
1021320064 | 501 175 STREET Manhattan, NY 10033 (40.84428365413995, -73.9337552714499) | Con Edison | SOL WEST CORP. | 501 WEST CORP | 1374 MANHATTAN NY 10113 (40.741242999564804, -73.99834000029074) | CA378692L | 7/6/05 | FEDERAL FST-70 | 1 | 2.94 | 1992 | 2027 |  | 16 to 20 years old | IND. COMB MMG-30 | #4 | 23762 | 16633 | 3445 | 2412 |  |  | Loft Buildings | 10 | 36540 | 1 | 6 | 50 | 55 | 1924
1006030065 | 455 HUDSON STREET Manhattan, NY 10014 (40.731376424471534, -74.00665516852479) | Con Edison | JOHN J. REPETTI | HARVEY 1390 LLC | 9 38 STREET MANHATTAN, NY 10016 (40.75058238108704, -73.98167876193074) | CA003975K | 7/7/05 | FEDERAL FM 547 | 1 | 1.8 | 1975 | 2010 |  | 31 to 35 years old | ICI AM 3 1/2 DH | #4 | 23725 | 16608 | 3440 | 2408 |  |  | Elevator Apartments | 3 | 21732 | 1 | 6 | 39 | 41 | 1920
1008600037 | 444 PARK AVENUE Manhattan, NY 10016 (40.74469474944843, -73.98322793062597) | Con Edison | 444 PARK SOUTH PARTNERS | DEM 444 LLC | 13 16 STREET MANHATTAN, NY 10003 (40.73722239131047, -73.99235606215038) | CA308988R | 7/4/05 | FEDERAL FST 80 | 1 | 3.3 | 1988 | 2023 |  | 21 to 26 years old | ICI MEG 34 P | #6 | 23716 | 16601 | 3557 | 2490 | Yes | 2020 | Walk-Up Apartments | 2 | 80524 | 1 | 12 | 0 | 13 | 1920
1020630007 | 461 148 STREET Manhattan, NY 10031 (40.826735107465566, -73.9451024938608) | Con Edison | 148 STREET REALTY CO. LLC. C/0 FRIEDMAN MGMT. CORP. | 148 STREET REALTY COM | 225 34TH STREET MANHATTAN, NY 10001 (40.75132814462002, -73.99133543478304) | CA152388P | 7/4/05 | FEDERAL FST 50 | 1 | 2.1 | 1988 | 2023 |  | 21 to 26 years old | ICI MMG 22 | #4 | 23506 | 16454 | 3408 | 2386 |  |  | Walk-Up Apartments | 7 | 21050 | 1 | 6 | 24 | 24 | 1920
1004490001 | 47 1 2 EAST 7 STREET Manhattan, NY 10003 (40.73194394755518, -73.98887214913032) | Con Edison | CRAWFORD REALTY CO. LLC | CRAWFORD REALTY CO. | 157 EASTCHESTER NY 10709 (40.95524361420149, -73.80873831831872) | CB197307M | 7/6/05 | FEDERAL FST - 50 (EXSTG) | 1 | 1.6 | 2007 | 2042 | DUAL FUEL | Fewer than 5 years old | ICI MMG - 22 | #4 | 23506 | 16454 | 3408 | 2386 |  |  | Office Buildings | 2 | 16060 | 1 | 5 | 23 | 24 | 1930
1021280023 | 559 171 STREET Manhattan, NY 10032 (40.84251382387682, -73.93740332495881) | Con Edison | SIDE BY SIDE REALTY | SIDE BY SIDE REALTY, | 1407 AVENUE BROOKLYN, NY 11230 (40.62192951023877, -73.96551106018723) | CB197407K | 7/6/05 | BEST 5A - 50 (NEW) | 1 | 1.6 | 2007 | 2042 | DUAL FUEL | Fewer than 5 years old | ICI MMG - 22 (NEW) | #4 | 23506 | 16454 | 3408 | 2386 |  |  | Elevator Apartments | 10 | 24410 | 1 | 5 | 36 | 36 | 1912
1014730021 | 447 78 STREET Manhattan, NY 10021 (40.76920532766377, -73.959183941086) | Con Edison | THE SCHARFMAN ORGANIZATION | 447-449 EAST 78TH STR | 280 CENTRAL PK AVE HARTSDALE, NY 10530 (41.009522361399405, -73.80850888986508) | CB026307Y | 7/6/05 | FEDERAL FST 50 (NEW) | 1 | 1.6 | 2007 | 2042 | DUAL FUEL | Fewer than 5 years old | INDUSTRIAL COMBUSTION MMG22 | #4 | 23506 | 16454 | 3408 | 2386 |  |  | Elevator Apartments | 5 | 7016 | 1 | 5 | 15 | 15 | 1910
1008840027 | 137 28 STREET Manhattan, NY 10016 (40.74259270772318, -73.98225603328017) | Con Edison | 28TH STREET TENANTS CORP. | 28 ST TENANTS CORP | 102 22 ST MANHATTAN, NY 10010 (40.739420594454806, -73.98668518699185) | CA033977L | 7/4/05 | ROCKMILLS R-85 | 1 | 3.4 | 1977 | 2012 |  | 31 to 35 years old | HEV-E-OIL AM 5 CM | #4 | 23452 | 16416 | 3401 | 2380 |  |  | Walk-Up Apartments | 2 | 28617 | 1 | 9 | 37 | 37 | 1927
1006110045 | 24 CHARLES STREET Manhattan, NY 10014 (40.73516257021487, -74.00137614821278) | Con Edison | CHARLES STREET ASSOCIATES | CHARLES STREET ASSOC | 114 39 STREET MANHATTAN, NY 10016 (40.74984906410224, -73.9782655877672) | CA066265Y | 7/6/05 | PACIFIC #213BN | 1 | 1.1 | 1965 | 2010 |  | 41 - 45 years old | HEV-E-OIL AM 3 | #4 | 23360 | 16352 | 3387 | 2371 |  |  | Walk-Up Apartments | 3 | 14450 | 1 | 6 | 18 | 19 | 1910
1005227501 | 54 BLEECKER STREET Manhattan, NY 10012 (40.7260254583972, -73.9948110973989) | Con Edison | GEORGE SCHWARZ PRES. |  | 54 BLEECKER STREET MANHATTAN, NY 10012 (40.7260254583972, -73.9948110973989) | CA331372Y | 7/5/05 | AMERICAN 5-8-15 ( RED FLASH ) | 1 | 2.1 | 1972 | 2010 |  | 36 - 40 year old | ICI AM 4 1/2 | #4 | 23360 | 16352 | 3387 | 2371 |  |  | Elevator Apartments | 1 | 13579 | 1 | 8 | 11 | 13 | 1910
1004630025 | 32 ST MARKS PLACE Manhattan, NY 10003 (40.72886731600977, -73.98830000590675) | Con Edison | ST. MARK ASSETS | ST. MARKS ASSETS, INC | 1881 BROADWAY MANHATTAN, NY 10023 (40.770928607320116, -73.98226555509018) | CA003084R | 7/6/05 | FEDERAL FST-60 | 1 | 2.6 | 1984 | 2019 |  | 26 to 30 years old | HEV-E-OIL MM34 | #4 | 23360 | 16352 | 3387 | 2371 |  |  | Walk-Up Apartments | 2 | 11637 | 1 | 5 | 20 | 22 | 1900
1015810030 | 110 END AVENUE Manhattan, NY 10028 (40.776344978837756, -73.95296667956859) | Con Edison | ONE HUNDRED TEN EAST END ASSOC., LLC | ONE TEN E END ASSOCIA | 110 END AVENUE NEW YORK, NY 10025 (40.56343271615765, -74.1787588373252) | CB010609P | 7/7/05 | ROCKMILLS MP - 150 (EXSTG) | 1 | 5 | 2009 | 2044 | DUAL FUEL | Fewer than 5 years old | ICI DEG - 63P (NEW) | #6 | 23269 | 16288 | 3490 | 2443 | Yes | 2021 | Elevator Apartments | 5 | 150754 | 1 | 14 | 144 | 146 | 1951
1007870020 | 241 37 STREET Manhattan, NY 10018 (40.75343559752899, -73.99038829971778) | Con Edison | 241-37 REALTY GROUP LLC | CF 241 W 37 | 405 5 AVENUE NEW YORK, NY 10018 (40.7502018374013, -73.9832580596436) | CB589603Z | 7/7/05 | (EXISTING) TITUSVILLE MODEL# UNKNOWN | 1 | 6 | 2003 | 2038 | DUAL FUEL | 5 to 10 years old | (NEW) IC MMG-42P | #4 | 23250 | 16275 | 3371 | 2360 | Yes | 2017 | Asylums & Homes | 3 | 87802 | 1 | 12 | 0 | 52 | 1913
1008380027 | 25 36 STREET Manhattan, NY 10018 (40.750175588587545, -73.98462358370537) | Con Edison | 396 BROADWAY REALTY | 25 WEST 36TH REALTYCO | 88 CROBY STREET MANHATTAN, NY 10012 (40.72553802086304, -73.99789641059084) | CA118171P | 7/7/05 | KEWANEE 412 | 1 | 3.2 | 1971 | 2010 |  | 36 - 40 year old | PETRO WD4AH | #4 | 23200 | 16240 | 3364 | 2355 |  |  | Office Buildings | 3 | 39848 | 1 | 12 | 0 | 9 | 1925
1020900029 | 3501 BROADWAY Manhattan, NY 10031 (40.825355576533354, -73.95134686372285) | Con Edison | 305 BROADWAY REALTY CORP. | 3505 BROADWAY REALTY | 201 77th STREET MANHATTAN, NY 10075 (40.7729810444524, -73.958244482329) | CA293290X | 7/7/05 | FEDERAL # FST-90 | 1 | 3.72 | 1990 | 2025 |  | 16 to 20 years old | ICI MMG-42 P | #4 | 23000 | 16100 | 3335 | 2334 | Yes | 2020 | Elevator Apartments | 7 | 62095 | 1 | 6 | 43 | 47 | 1907
1021800031 | 540 FORT WASHINGTON AVENUE Manhattan, NY 10033 (40.85348636960987, -73.93739837904837) | Con Edison | 540 ASSOCIATES LLC | 540 ASSOCIATES |  | CA159289L | 7/5/05 | ROCKMILLS MP60 | 1 | 2.32 | 1989 | 2024 |  | 21 to 26 years old | ICI MMG 28 | #4 | 23000 | 16100 | 3335 | 2334 |  |  | Walk-Up Apartments | 7 | 29710 | 1 | 5 | 29 | 29 | 1922
1021390236 | 112 HAVEN AVENUE Manhattan, NY 10032 (40.84491583067063, -73.94235364342984) | Con Edison | HAVEN REALTY ASSOC. | 112 HAVEN PROPERTIES |  | CA188181M | 7/7/05 | ROCKMILLS MP60 | 1 | 2.6 | 1981 | 2016 |  | 26 to 30 years old | ICI MMG 34P | #4 | 23000 | 16100 | 3335 | 2334 |  |  | Elevator Apartments | 7 | 28100 | 1 | 5 | 31 | 31 | 1915
1018770031 | 201 105 STREET Manhattan, NY 10025 (40.79981488688286, -73.96624529178263) | Con Edison | JO & WO REALTY CO | JO & WO REALTY CORP. | 4718 18TH AVENUE BROOKLYN, NY 11204 (40.62935436080974, -73.97999991300958) | CA282588P | 7/5/05 | ROCKMILLS MP70 | 1 | 2.59 | 1988 | 2023 |  | 21 to 26 years old | ICI MMG 30 | #4 | 23000 | 16100 | 3335 | 2334 |  |  | Elevator Apartments | 8 | 35290 | 1 | 6 | 28 | 32 | 1925
1021290030 | 145 AUDUBON AVENUE Manhattan, NY 10032 (40.84310819339174, -73.93646308413793) | Con Edison | 145 AUDUBON LLC PROTO RLTY MAG | 145 AUDUBON AVENUE LL | 507 186TH ST NEW YORK, NY 10033 (40.85143591538309, -73.92924152824264) | CA044699Y | 7/5/05 | FEDERAL FST-200 | 1 | 2.94 | 1999 | 2034 | DUAL FUEL | 11 to 15 years old | INDUSTRIAL COMBUSTION MMG-30 | #4 | 22995 | 16097 | 3334 | 2334 |  |  | Elevator Apartments | 10 | 39060 | 1 | 6 | 48 | 48 | 1909
1021360050 | 15 FT WASHINGTON AVENUE Manhattan, NY 10032 (40.83563482732825, -73.94452100952043) | Con Edison | 15 FT. WASHINGTON AVENUE HDFC | 15 FORT WASHINGTON ET | 180 80th STREET NEW YORK, NY 10023 (40.62860830634533, -74.03272759333679) | CB152006L | 7/5/05 | FEDERAL FST - 70 (NEW) | 1 | 2.3 | 2006 | 2041 | DUAL FUEL | Fewer than 5 years old | ICI MMG - 30 (NEW) | #4 | 22995 | 16097 | 3334 | 2334 |  |  | Store Buildings | 7 | 40778 | 1 | 6 | 36 | 36 | 1912
1004880017 | 172 SPRING STREET Manhattan, NY 10012 (40.72468029771289, -74.00229932033409) | Con Edison | 170 SPRING ST.LLC./TIME EQUITIES INC. | 170 SPRING ST LLC C/O | 55 5 AVENUE MANHATTAN, NY 10003 (40.73486579394523, -73.99443338214661) | CA290094P | 7/5/05 | FEDERAL FST-60 | 1 | 2.52 | 1994 | 2029 |  | 16 to 20 years old | HEVE MMG-28 (P) | #4 | 22995 | 16097 | 3334 | 2334 |  |  | Walk-Up Apartments | 1 | 24108 | 2 | 6 | 42 | 49 | 1905
1015320031 | 242 87 STREET Manhattan, NY 10128 (40.779061279243216, -73.95253148497322) | Con Edison | 242 EAST 87 STREET OWNERS CORP. | 240-44 EAST 87TH ST E | 45 45TH SUITE #901 N Y 10036 (40.75934682719435, -73.989860554421) | CB088800L | 7/4/05 | FEDERAL FST-70 | 1 | 2.94 | 2000 | 2035 | DUAL FUEL | 5 to 10 years old | IND COMB. MMG-30 | #4 | 22995 | 16097 | 3334 | 2334 |  |  | Walk-Up Apartments | 5 | 32145 | 1 | 5 | 49 | 49 | 1915
1018400035 | 448 CENTRAL PARK Manhattan, NY 10025 (40.7973544625477, -73.96059193531251) | Con Edison | 447-8 OWNERS CORP. | 447/448 OWNERRS CORP | 1651 CONEY ISLAND AVE BROOKLYN, NY 11230 (40.617134059024586, -73.96362996399334) | CB129808M | 7/5/05 | ROCKMILLS MP - 70 (EXSTG) | 1 | 2.3 | 2008 | 2043 | DUAL FUEL | Fewer than 5 years old | ICI MMG-28 (NEW) | #4 | 22995 | 16097 | 3334 | 2334 |  |  | Walk-Up Apartments | 8 | 33058 | 1 | 7 | 42 | 42 | 1900
1021370029 | 604 162 STREET Manhattan, NY 10032 (40.83729432629912, -73.94293782169704) | Con Edison | 604 W.162 ST ASSOC%STELLAR MGMT. | 604 WEST 162 STREETAS | 156 WILLIAM STREET N Y, NEW YORK 10038 (40.70999054661479, -74.0060256431043) | CB135602H | 7/7/05 | FEDERAL FST-70 | 1 | 2.94 | 2002 | 2037 | DUAL FUEL | 5 to 10 years old | ICI MMG-28 P | #4 | 22995 | 16097 | 3334 | 2334 |  |  | Loft Buildings | 10 | 30204 | 1 | 6 | 41 | 41 | 1910
1021220150 | 530 163 STREET Manhattan, NY 10032 (40.837196185391385, -73.94076471054892) | Con Edison | ALMA REALTY CORP. | PINNACLE UPTOWN LLC | 31 10 37TH AVE LIC, NY 11101 (40.74570244980828, -73.93866902925225) | CA288694X | 7/5/05 | ROCKMILLS MP-70 | 1 | 2.94 | 1994 | 2029 |  | 16 to 20 years old | I.C. MMG-34 (P) | #4 | 22995 | 16097 | 3334 | 2334 |  |  | Elevator Apartments | 10 | 33522 | 1 | 6 | 45 | 45 | 1923
1021730021 | 131 NAGLE AVENUE Manhattan, NY 10040 (40.86091476957188, -73.92659752147648) | Con Edison | ARC REALTY MGMT. | 131 MANHATTAN LLC | 271 119th MANHATTAN, NY 10127 (40.74988399964684, -73.98797699993861) | CA304995R | 7/6/05 | FEDERAL FST-40 | 1 | 1.72 | 1995 | 2030 | DUAL FUEL | 11 to 15 years old | IND. COMB. MMG-22 | #4 | 22995 | 16097 | 3334 | 2334 |  |  | Elevator Apartments | 10 | 18500 | 1 | 5 | 24 | 24 | 1915
1015620005 | 405 82 STREET Manhattan, NY 10028 (40.774269441836296, -73.95113372991091) | Con Edison | B. GANS MANAGEMENT | 405 EAST 82 STREET OW | 326 65 STREET NEW YORK, NY 10065 (40.76391389549161, -73.96054692808258) | CB023907X | #N/A | BEST 5B-70 (NEW) | 1 | 2.3 | 2007 | 2042 | DUAL FUEL | Fewer than 5 years old | ICI MMG-28 (NEW) | #4 | 22995 | 16097 | 3334 | 2334 |  |  | Walk-Up Apartments | 5 | 32690 | 1 | 5 | 55 | 55 | 1910
1014270023 | 255 72 STREET Manhattan, NY 10021 (40.76925018869148, -73.95935722041744) | Con Edison | BELMONT ESTATES LLC. | BELMONT ESTATES LLC | 630 5 AVENUE MANHATTAN, NY 10111 (40.75892500018864, -73.97812899995336) | CA104997Y | 7/4/05 | FEDERAL FST-60 | 1 | 2.32 | 1997 | 2032 | DUAL FUEL | 11 to 15 years old | HEVE (ICI)MMG-28 | #4 | 22995 | 16097 | 3334 | 2334 |  |  | Office Buildings | 4 | 24585 | 4 | 5 | 37 | 45 | 1881
1013980006 | 105 63 STREET Manhattan, NY 10021 (40.76920532766377, -73.959183941086) | Con Edison | EAST 63RD REALTY LLC. | EAST 63 REALTY CORP | 267H SCARSDALE NY 10583-8767 (40.98935021663925, -73.79274208427972) | CA288395X | 7/6/05 | ROCKMILLS MP-70 | 1 | 2.94 | 1995 | 2030 | DUAL FUEL | 11 to 15 years old | I.C MMG-30 | #4 | 22995 | 16097 | 3334 | 2334 |  |  | Loft Buildings | 4 | 36274 | 1 | 9 | 30 | 37 | 1923
1006340016 | 110 BANK STREET Manhattan, NY 10014 (40.73633168885294, -74.00735663970761) | Con Edison | GERSHON & COMPANY INC. | BANK STREET ASSOCIATE | 207 25 STREET MANHATTAN, NY 10001 (40.74550749583839, -73.99494991143375) | CA339194R | 7/5/05 | FEDERAL FST-70 | 1 | 2.59 | 1994 | 2029 |  | 16 to 20 years old | HEVE (IC)MMG-30 (P) | #4 | 22995 | 16097 | 3334 | 2334 |  |  | Elevator Apartments | 3 | 42258 | 1 | 6 | 61 | 61 | 1957
1021390508 | 830 177 STREET Manhattan, NY 10033 (40.84807139087682, -73.94081189789334) | Con Edison | HHM MANAGING COMPANY | MORENO HOMER P | 830 177 STREET N Y 10033 (40.84807139087682, -73.94081189789334) | CB053300L | 7/4/05 | FEDERAL FM 8500 | 1 | 2.94 | 2000 | 2035 | DUAL FUEL | 5 to 10 years old | IND. COMB. MMG-34 P | #4 | 22995 | 16097 | 3334 | 2334 |  |  | Elevator Apartments | 10 | 35200 | 1 | 5 | 42 | 42 | 1926
1005767503 | 8 13 STREET Manhattan, NY 10011 (40.73541051740195, -73.994422231214) | Con Edison | L C C REALTY |  | 488 ROCKVILLE CENTER NY 11571 (40.65618099975336, -73.64654400000558) | CA261888Y | 7/7/05 | ROCKMILLS MP 70 | 1 | 2.6 | 1988 | 2023 |  | 21 to 26 years old | HEVE MMG 30 | #4 | 22995 | 16097 | 3334 | 2334 |  |  | Walk-Up Apartments | 3 | 37683 | 1 | 11 | 30 | 32 | 1910
1016020040 | 68 97 STREET Manhattan, NY 10029 (40.78764421660673, -73.9531291550415) | Con Edison | MSMC RESIDENTIAL RLTY % PHIPPS HSES | MSMC RESIDENTIAL REAL | 1249 PARK AVENUE NEW YORK, NY 10029 (40.786943653921924, -73.95210234309671) | CB022308K | #N/A | FEDERAL FST - 70 (NEW) | 1 | 2.3 | 2008 | 2043 | DUAL FUEL | Fewer than 5 years old | ICI MMG - 40 (NEW) | #4 | 22995 | 16097 | 3334 | 2334 |  |  | Elevator Apartments | 4 | 21288 | 1 | 6 | 30 | 30 | 1920
1011170025 | 9 64 STREET Manhattan, NY 10023 (40.77127865916994, -73.97990491074236) | Con Edison | NINE WEST COMPANY | NINE WEST COMPANY, L | 330 80TH STREET MANHATTAN, NY 10021 (40.76920532766377, -73.959183941086) | CA140697K | 7/4/05 | FEDERAL FST-50 | 1 | 2.1 | 1997 | 2032 | DUAL FUEL | 11 to 15 years old | INDUSTRIAL COMB. MM-28 | #4 | 22995 | 16097 | 3334 | 2334 |  |  | Elevator Apartments | 6 | 21528 | 1 | 6 | 37 | 37 | 1900
1013240009 | 221 50 STREET Manhattan, NY 10022 (40.755632397663334, -73.97024168389204) | Con Edison | PRIDE PROPERT MGMT | 221 E 50 ST OWNERS I |  | CA192295M | 7/5/05 | ROCKMILLS MP-70 | 1 | 2.94 | 1995 | 2030 | DUAL FUEL | 11 to 15 years old | I.C. MMG-30 | #4 | 22995 | 16097 | 3334 | 2334 |  |  | Elevator Apartments | 5 | 35840 | 1 | 8 | 47 | 47 | 1957
1008430037 | 18 16 STREET Manhattan, NY 10003 (40.73714192921559, -73.99231378098133) | Con Edison | WINNER REALTY C/0 WINTER MANAGMENT CO. | WINNER REALTY CO | 730 5TH AVENUE MANHATTAN, NY 10019 (40.76267283109115, -73.97418065004678) | CA106186J | 7/5/05 | ROCKMILLS MP 70 | 1 | 3 | 1986 | 2021 |  | 21 to 26 years old | INDUSTRIAL COMBUSTION MMG-30 | #4 | 22995 | 16097 | 3334 | 2334 |  |  | Elevator Apartments | 2 | 44506 | 1 | 7 | 0 | 13 | 1907
1018240003 | 1885 7 AVENUE Manhattan, NY 10026 (40.80200283745716, -73.95322407690703) | Con Edison | 1885/1893 7TH AVENUE HDFC | 1885-93 7TH AVE HDFC | 1885 7TH AVENUE NEW YORK, NY 10026 (40.80200283745716, -73.95322407690703) | CB089603M | #N/A | FEDERAL FST-70 (NEW) | 1 | 2.34 | 2003 | 2038 | DUAL FUEL | 5 to 10 years old | ICI MMG-30 | #4 | 22985 | 16089 | 3333 | 2333 | Yes | 2014 | Walk-Up Apartments | 9 | 50760 | 2 | 6 | 32 | 35 | 1900 |  | YES
1020510031 | 656 ST NICHOLAS' AVENUE Manhattan, NY 10030 (40.82237882061639, -73.94556422307443) | Con Edison | SNV L.P. | AIMCO 656 ST. NICHOLA | 656 ST NICHOLAS AVENUE NEW YORK, NY 10030 (40.82237882061639, -73.94556422307443) | CA257188L | 7/4/05 | FEDERAL FST 40 | 1 | 1.72 | 1988 | 2023 | DUAL FUEL | 21 to 26 years old | ICI MMG 22 | #4 | 22941 | 16059 | 3326 | 2329 |  |  | Elevator Apartments | 7 | 20640 | 1 | 6 | 30 | 30 | 1920
1022350047 | 639 204 STREET Manhattan, NY 10034 (40.86635807304479, -73.9226555242957) | Con Edison | 639 COMPANY L.L.C | 639 CO., | 240 CABRINI BLVD MANHATTAN, NY 10033 (40.85528501366849, -73.93816280277332) | CA153196P | 7/7/05 | FEDERAL FST-60 | 1 | 2.6 | 1996 | 2031 | DUAL FUEL | 11 to 15 years old | HEVE MMG-28 | #4 | 22790 | 15953 | 3304 | 2313 |  |  | Elevator Apartments | 10 | 32742 | 1 | 6 | 41 | 41 | 1932
1008360065 | 40 44 WEST 35 STREET Manhattan, NY 10001 (40.75025902143676, -73.99688630375988) | Con Edison | JEPORT HOTEL INC.DBA COMFORT INN | JETPORT HOTEL CORP | 42 35 STREET MANHATTAN, NY 10001 (40.74996674377684, -73.98620566096167) | CA468185X | 7/5/05 | FEDERAL FST-150 | 1 | 5.8 | 1985 | 2020 |  | 21 to 26 years old | IND COMB INC DEG-63(P) | #6 | 22718 | 15903 | 3408 | 2385 | Yes | 2016 | Elevator Apartments | 3 | 55498 | 1 | 13 | 0 | 3 | 1904
1015300007 | 215 84 STREET Manhattan, NY 10028 (40.77737034747105, -73.95455687036454) | Con Edison | KASHANCO INTERNATIONAL | KASHANCO INTERNATIONA | 150 58TH STREET NEW YORK, NY 10155 (40.761456027272516, -73.96836646308732) | CB175802M | 7/7/05 | FEDERAL-FST 70 | 1 | 2.34 | 2002 | 2037 | DUAL FUEL | 5 to 10 years old | IC-MMG 30 | #4 | 22680 | 15876 | 3289 | 2302 |  |  | Condominiums | 5 | 10800 | 1 | 5 | 20 | 21 | 1910
1008000068 | 152 25 STREET Manhattan, NY 10001 (40.744787062304646, -73.99339540307446) | Con Edison | 152-25 INC/WILLIAM REAL ESTATE | DEZER PROPERTIES IIIL |  | CA518985R | 7/5/05 | ROCKMILLS MP100 SL | 1 | 4 | 1985 | 2020 |  | 21 to 26 years old | INDUSTRIAL COMBUSTION DEG-42-P | #6 | 22500 | 15750 | 3375 | 2362 | Yes | 2020 | Walk-Up Apartments | 3 | 66115 | 1 | 12 | 8 | 21 | 1911
1012310055 | 2315 BROADWAY Manhattan, NY 10024 (40.78695496666427, -73.97783316592154) | Con Edison | 2315 BROADWAY REALTY CO | 2315 BWAY RLTY CO | 440 PARK AVENUE MANHATTAN, NY 10016 (40.744582253903964, -73.98330877874902) | CA171999H | 7/7/05 | FEDERAL FST-80 | 1 | 3.15 | 1999 | 2034 | DUAL FUEL | 11 to 15 years old | S.T. JOHNSON FD68CAHM (SIZE 75) | #6 | 22500 | 15750 | 3375 | 2362 |  |  | Elevator Apartments | 6 | 41284 | 1 | 4 | 0 | 15 | 1932
1008330038 | 302 5 AVENUE Manhattan, NY 10001 (40.746601946427575, -73.98588082964795) | Con Edison | 302 FIFTH AVE COMPANY | 302 FIFTH LLC | 380 MADISON AVE MANHATTAN, NY 10017 (40.755596213835844, -73.97727528530339) | CA391884M | 7/7/05 | ROCKMILLS MP-100 | 1 | 4.2 | 1984 | 2019 |  | 26 to 30 years old | ICI DEG-42-P | #6 | 22500 | 15750 | 3375 | 2362 | Yes | 2013 | Elevator Apartments | 3 | 66963 | 1 | 14 | 0 | 14 | 1915
1008390019 | 37 37 STREET Manhattan, NY 10018 (40.750997805026124, -73.98466641158825) | Con Edison | ABNER PROPERTIES/WILLIAMS REAL ESTATE | ABNER PROPERTIES CO | 380 MADISON AVENUE MANHATTAN, NY 10017 (40.755596213835844, -73.97727528530339) | CA153085M | 7/4/05 | FEDERAL FLW-1215 | 1 | 4 | 1985 | 2020 |  | 21 to 26 years old | INDUSTRIAL COMBUSTION MODEL DEG-42-S | #6 | 22500 | 15750 | 3375 | 2362 | Yes | 2019 | Condominiums | 3 | 52698 | 1 | 12 | 0 | 13 | 1915
1008380070 | 36 37 STREET Manhattan, NY 10018 (40.75093188748902, -73.98465884853013) | Con Edison | MANDELBAUM, WILLIAM | MANDELBAUM & GLUCK | 36 37th NEW YORK, NY 10018 (40.75093188748902, -73.98465884853013) | CA152985N | 7/4/05 | FEDERAL BOILER FST-100 | 1 | 4.2 | 1985 | 2020 |  | 21 to 26 years old | INDUST COMBUS DEG-42-P | #6 | 22500 | 15750 | 3375 | 2362 |  |  | Elevator Apartments | 3 | 44115 | 1 | 10 | 0 | 12 | 1906
1008860001 | 443 PARK AVENUE Manhattan, NY 10022 (40.76152431287769, -73.9706201181955) | Con Edison | WILLIAMS REAL ESTATE | ROSEN, JONATHAN P | 380 MADISON AVENUE NY, NY 10017 (40.755596213835844, -73.97727528530339) | CA105882Z | 7/6/05 | ROCKMILLS MP-100 | 1 | 4.07 | 1982 | 2017 |  | 26 to 30 years old | IND. COMB. MEG-42 (P) | #6 | 22500 | 15750 | 3375 | 2362 | Yes | 2016 | Elevator Apartments | 2 | 75588 | 1 | 11 | 0 | 22 | 1910
1015540039 | 320 92 STREET Manhattan, NY 10128 (40.781446135189555, -73.94844567431515) | Con Edison | BAYFIELD DEVELOPMENT CO. | BAYFIELD DEVELOPMENTC | 312 82 STREET MANHATTAN, NY 10028 (40.77511842021297, -73.95330906950133) | CA020285H | 7/7/05 | BEST 5B-100 | 1 | 4.2 | 1985 | 2020 |  | 21 to 26 years old | IND COMB INC MEG-42(P) | #6 | 22484 | 15739 | 3373 | 2361 |  |  | Condominiums | 5 | 20909 | 1 | 6 | 35 | 35 | 1915
1021410048 | 601 172 STREET Manhattan, NY 10032 (40.843541096771574, -73.93799695462222) | Con Edison | 601 WEST ASSOCIATES | 601 WEST ASSOCIATES | 1841 BROADWAY MANHATTAN, NY 10023 (40.76937278020944, -73.9822205889887) | CA189286N | 7/5/05 | FEDERAL FST-90 | 1 | 3.7 | 1986 | 2021 |  | 21 to 26 years old | INDUSTRIAL COMBUSTION MMG-42 | #4 | 22400 | 15680 | 3248 | 2274 |  |  | Elevator Apartments | 10 | 44081 | 1 | 6 | 38 | 43 | 1906
1013920070 | 965 5 AVENUE Manhattan, NY 10021 (40.7749979168129, -73.96514179065292) | Con Edison | BROWN HARRIS STEVENS,INC. | 965 5TH AVE OWNERS IN | 770 LEXINGTON AVENUE MANHATTAN, NY 10465 (40.827628067581315, -73.82241314135337) | CA266186M | 7/6/05 | ROCKMILLS MP-4-89 | 2 | 3.72 | 1986 | 2021 |  | 21 to 26 years old | I.C.I. MMG-42 P | #4 | 22356 | 15649 | 3242 | 2269 | Yes | 2022 | Elevator Apartments | 4 | 113150 | 1 | 19 | 47 | 49 | 1938 |  | YES
1019680029 | 21 CONVENT AVENUE Manhattan, NY 10027 (40.81358345116985, -73.95310953490025) | Con Edison | 21-25 CONVENT AVENUE REALTY LLC | 21-25 CONVENT AVE. RE | 161 SUFFOLK STREET NEW YORK, NY 10002 (40.72099824825341, -73.98504446016068) | CB196006X | 7/5/05 | FEDERAL FST - 90 (EXSTG) | 1 | 3 | 2006 | 2041 | DUAL FUEL | Fewer than 5 years old | ICI MMG - 42P (NEW) | #4 | 22344 | 15641 | 3240 | 2268 |  |  | Elevator Apartments | 7 | 16175 | 1 | 5 | 24 | 25 | 1920
1013500033 | 340 58 STREET Manhattan, NY 10022 (40.75943517845241, -73.96358190586021) | Con Edison | MIDGE ASSOC/MARLBORO REALTY | MIGE ASSOC 2 | 408 57 STREET MANHATTAN, NY 10019 (40.76802956130388, -73.98604087604586) | CA373994Y | 7/5/05 | TITUSVILLE CM-72 | 1 | 2.14 | 1994 | 2029 |  | 16 to 20 years old | ICI MMG-22 | #4 | 22338 | 15637 | 3239 | 2267 |  |  | Office Buildings | 5 | 24257 | 1 | 7 | 38 | 38 | 1917
1008060006 | 151 30 STREET Manhattan, NY 10001 (40.74789990195342, -73.99103325102546) | Con Edison | 151 West 30th Street LLC | 151 WEST 30TH STREET, | 521 26TH ST MANHATTAN, NY 10001 (40.75012022817078, -74.00396898784024) | CA362784M | 7/6/05 | ROCKMILLS MP-125 | 1 | 4.3 | 1984 | 2019 |  | 26 to 30 years old | IND COMB MMG-54(P) | #4 | 22320 | 15624 | 3236 | 2265 | Yes | 2016 | Elevator Apartments | 3 | 85517 | 2 | 12 | 0 | 52 | 1912
1016440051 | 156 117 STREET Manhattan, NY 10035 (40.799228633779315, -73.94102293977735) | Con Edison | 1875 LEXINGTON LLC | 1875 LEXINGTON LLC | 231 FRONT STREET BROOKLYN, NY 11201 (40.702364168680354, -73.98404986366572) | CA619186N | 7/6/05 | ROCKMILLS MP 80 SS | 1 | 3.43 | 1986 | 2021 |  | 21 to 26 years old | ICI MEG 34 P | #6 | 22300 | 15610 | 3345 | 2342 |  |  | Elevator Apartments | 8 | 29975 | 1 | 6 | 31 | 39 | 1920
1021760128 | 714 181 STREET Manhattan, NY 10033 (40.85051727209405, -73.93699211331) | Con Edison | 714 REALTY NY LLC % LANGSAM PROP SVCS | 714 REALTY NY, LLC | 1601 BRONXDALE AVENUE BRONX, NY 10462 (40.84351657306597, -73.85691921749257) | CB150708X | 7/5/05 | FEDERAL FST - 70 (NEW) | 1 | 2.3 | 2008 | 2043 | DUAL FUEL | Fewer than 5 years old | ICI DEG - 42YP (NEW) | #6 | 22229 | 15560 | 3334 | 2334 |  |  | Walk-Up Apartments | 7 | 49274 | 1 | 6 | 35 | 41 | 1915
1006030065 | 455 HUDSON STREET Manhattan, NY 10014 (40.731376424471534, -74.00665516852479) | Con Edison | HARVEY 1390 LLC % MAXWELL KATES | HARVEY 1390 LLC | 9 38 STREET MANHATTAN, NY 10016 (40.75058238108704, -73.98167876193074) | CB034608H | 7/4/05 | BEST 5A - 50 (NEW) | 1 | 1.6 | 2008 | 2043 | DUAL FUEL | Fewer than 5 years old | ICI MMG - 22 (NEW) | #4 | 22229 | 15560 | 3223 | 2256 |  |  | Elevator Apartments | 3 | 21732 | 1 | 6 | 39 | 41 | 1920
1022340036 | 66 VERMILYEA AVENUE Manhattan, NY 10034 (40.865645203446036, -73.92362975877978) | Con Edison | NY HOLDING CO. ASSOCIATES | NEW YORK HOLDING ASSO | 42 25 21 STREET LONG ISL CITY, NY 11101 (40.74570244980828, -73.93866902925225) | CB091206J | 7/7/05 | FEDERAL FST-70 (NEW) | 1 | 2.3 | 2006 | 2041 | DUAL FUEL | Fewer than 5 years old | ICI MEG-34P (NEW) | #6 | 22229 | 15560 | 3334 | 2334 |  |  | Elevator Apartments | 10 | 32345 | 1 | 5 | 50 | 50 | 1916
1006190026 | 218 10 STREET Manhattan, NY 10014 (40.73398106111347, -74.00456653061494) | Con Edison | PHILLIPS & HUYLER, LLC % BLDG. MGMT | PHILLIPS AND HUYLER L | 417 5 AVENUE NEW YORK, NY 10016 (40.7508150795849, -73.98282286232246) | CB101108N | 7/7/05 | BEST 5B-70 | 1 | 2.3 | 2008 | 2043 | DUAL FUEL | Fewer than 5 years old | INDUSTRIAL COMBUSTION DEG-42P | #6 | 22229 | 15560 | 3334 | 2334 |  |  | Elevator Apartments | 3 | 23165 | 1 | 6 | 35 | 38 | 1930
1021550068 | 515 183 STREET Manhattan, NY 10033 (40.849619890384446, -73.93068075904867) | Con Edison | ZIERING,GERALD | 515 WEST REALTY . | 515 183 STREET MANHATTAN, NY 10033 (40.849619890384446, -73.93068075904867) | CA309284N | 7/6/05 | FEDERAL FST 70 | 1 | 2.84 | 1984 | 2019 |  | 26 to 30 years old | INDUSTRIAL COMBUSTION MEG-34P | #4 | 22229 | 15560 | 3223 | 2256 |  |  | Walk-Up Apartments | 10 | 36492 | 1 | 6 | 21 | 26 | 1928
1020990015 | 625 152 STREET Manhattan, NY 10031 (40.83130403244346, -73.94822792564352) | Con Edison | WEST 152ND ASSOCIATES L.P./BEACH LANE | WEST 152ND ASSOCIATES | 111 CENTRAL PARK AVENUE HARTSDALE, NY 10530 (41.02055398870775, -73.79672640788674) | CA122997N | 7/4/05 | FEDERAL FST-50 | 1 | 2.03 | 1997 | 2032 | DUAL FUEL | 11 to 15 years old | INDUSTRIAL COMB. AM 4 1/2 DH | #4 | 22229 | 15560 | 3223 | 2256 |  |  | Walk-Up Apartments | 7 | 18882 | 1 | 6 | 30 | 30 | 1928
1009190027 | 243 38 STREET Manhattan, NY 10016 (40.747726826608364, -73.97499192396799) | Con Edison | BLDG. MGMT. CO., INC. | EDEN ROC HOTEL LTD | 417 5TH AVENUE NEW YORK, NY 10016 (40.7508150795849, -73.98282286232246) | CB194303Y | 7/5/05 | BEST-5B-70 (NEW) | 1 | 2.94 | 2003 | 2038 | DUAL FUEL | 5 to 10 years old | I.C.-MEG-34P (NEW) | #6 | 22228 | 15560 | 3334 | 2334 |  |  | Walk-Up Apartments | 4 | 14233 | 1 | 5 | 16 | 19 | 1910
1006220041 | 270 11 STREET Manhattan, NY 10014 (40.73606225318411, -74.00420843524117) | Con Edison | ATLANTIC REALTY% MOSHE KATZ | 270 W 11 ST OWNERS CO | 152 57TH ST NEW YORK, NY 10019 (40.7652269056544, -73.97932477205438) | CA395689P | 7/6/05 | FEDERAL FST70 | 1 | 2.84 | 1989 | 2024 |  | 21 to 26 years old | INDUSTRIAL COMBUSTION DEG-42P | #4 | 22200 | 15540 | 3219 | 2253 |  |  | Condominiums | 3 | 29725 | 1 | 6 | 48 | 48 | 1915
1004620004 | 215 6 STREET Manhattan, NY 10003 (40.72812319607193, -73.99014713003214) | Con Edison | ORDER OF ST BASIL THE GREAT | ORDER-ST BASIL THE GR | 30 7 STREET MANHATTAN, NY 10003 (40.72835511378498, -73.98906859831406) | CA008756N | 7/5/05 | H B SMITH 60 S 24 | 1 | 8.4 | 1956 | 2010 |  | Over 50 years | JOHNSON 200 | #4 | 22093 | 15465 | 3203 | 2242 | Yes | 2022 | Elevator Apartments | 2 | 59732 | 1 | 6 | 0 | 1 | 1956
1006080009 | 162 13 STREET Manhattan, NY 10011 (40.73739823562421, -73.99915125225112) | Con Edison | HARRIS BLOCH | HARRAN HOLDING CORP | 1881 BROADWAY MANHATTAN, NY 10023 (40.770928607320116, -73.98226555509018) | CA072173H | 7/7/05 | SPENCER NPC2300 | 1 | 3.2 | 1973 | 2010 |  | 36 - 40 year old | JOHNSON A 53L 75 | #4 | 22058 | 15441 | 3198 | 2239 |  |  | Office Buildings | 3 | 22998 | 1 | 6 | 32 | 36 | 1910
1001890030 | 20 MOORE STREET Manhattan, NY 10013 (40.71979103633585, -74.0071046609847) | Con Edison | 20-26 NO.MOORE STREET CO-OP. | 20 26 NO MOORE ST COR | 20 MOORE STREET MANHATTAN, NY 10013 (40.71979103633585, -74.0071046609847) | CA019087Z | 7/6/05 | FEDERAL FST 80 | 1 | 3.4 | 1987 | 2022 |  | 21 to 26 years old | HEV E MMG 34 P ( I.C.I. ) | #4 | 22050 | 15435 | 3197 | 2238 | Yes | 2019 | Elevator Apartments | 1 | 60600 | 1 | 9 | 19 | 20 | 1921 |  | YES
1018830052 | 530 112 STREET Manhattan, NY 10025 (40.8045935134539, -73.96381739060953) | Con Edison | COLUMBIA UNIVERSITY | COLLEGE OF PHYSICAN & | 400 119 STREET MANHATTAN, NY 10027 (40.808041658732606, -73.9580165248943) | CA242286N | 7/6/05 | FEDERAL FST-80 | 1 | 3.1 | 1986 | 2021 |  | 21 to 26 years old | I.C.I. MEG 34-P | #6 | 22050 | 15435 | 3308 | 2315 |  |  | Elevator Apartments | 9 | 21180 | 1 | 6 | 24 | 24 | 1910
1018840040 | 506 113 STREET Manhattan, NY 10025 (40.80496379829954, -73.96272093384214) | Con Edison | TRUSTEES OF COLUMBIA UNIVERSITY | TRUSTEES OF COLUMBIA | 400 119 STREET MANHATTAN, NY 10027 (40.808041658732606, -73.9580165248943) | CA242786J | 7/5/05 | ROCKMILLS MP 80 | 1 | 3.1 | 1986 | 2021 |  | 21 to 26 years old | ICI MEG 34P ( HEV-E-OIL ) | #6 | 22050 | 15435 | 3308 | 2315 |  |  | Elevator Apartments | 9 | 24446 | 1 | 6 | 24 | 24 | 1925
1021360120 | 674 161 STREET Manhattan, NY 10032 (40.83767803749119, -73.94582615813326) | Con Edison | 116 WEST CORP. | 674 HOLDING LTD | 191024 BROOKLYN NY 11219 (40.63277295540763, -73.99667681118586) | CA132883Y | 7/7/05 | FEDERAL FST 100 | 1 | 4.2 | 1983 | 2018 | DUAL FUEL | 26 to 30 years old | ICI MEG 42P | #6 | 22000 | 15400 | 3300 | 2310 | Yes | 2016 | Elevator Apartments | 7 | 52950 | 1 | 6 | 43 | 43 | 1920
1021580057 | 565 188 STREET Manhattan, NY 10040 (40.85330140138058, -73.92955519423) | Con Edison | 565 REALTY ASSOC INC. | PR 565 WEST 188 LLC | 36 08 30th AVE ASTORIA, NY 11103 (40.76286893025696, -73.91327185810974) | CA182885N | 7/7/05 | ROCKMILLS MP60 | 1 | 2.6 | 1985 | 2020 |  | 21 to 26 years old | ICI MMG 30 | #4 | 22000 | 15400 | 3190 | 2233 |  |  | Elevator Apartments | 10 | 23020 | 1 | 5 | 30 | 31 | 1930
1007010043 | 502 30 STREET Manhattan, NY 10001 (40.75214535535787, -74.00122627175128) | Con Edison | CERTIFIED MOVING & STORAGE CO. | WEST 30TH HIGHLINE H | 438 51 STREET MANHATTAN, NY 10019 (40.76479533262129, -73.99017926700972) | CA006989P | 7/5/05 | FEDERAL FST 100 | 1 | 4.2 | 1989 | 2024 |  | 21 to 26 years old | ICI MMG-42P | #4 | 22000 | 15400 | 3190 | 2233 |  |  | Walk-Up Apartments | 3 | 0 | 1 | 0 | 0 | 0 | 0
1021420038 | 656 171 STREET Manhattan, NY 10032 (40.84358549476144, -73.94011065836928) | Con Edison | FT WASH EQUITIES, C/O HATS MGMT | FT. WASHINGTON EQUITI | 369 62ND STREET MANHATTAN, NY 10021-7755 (40.76920532766377, -73.959183941086) | CA025390M | 7/6/05 | ROCKMILLS MP70 | 1 | 2.59 | 1990 | 2025 |  | 16 to 20 years old | ICI MMG22 | #4 | 22000 | 15400 | 3190 | 2233 |  |  | Walk-Up Apartments | 10 | 34386 | 1 | 5 | 29 | 29 | 1939
1021680061 | 621 189 STREET Manhattan, NY 10040 (40.854552352043456, -73.93058338010557) | Con Edison | MIRIMAR MGMT CORP. | WEST 189 LLC | 636 B WAY MANHATTAN, NY 10012 (40.72553802086304, -73.99789641059084) | CA390587L | 7/6/05 | ROCKMILLS M 60 | 1 | 2.3 | 1987 | 2022 |  | 21 to 26 years old | ICI MMG 28 | #4 | 22000 | 15400 | 3190 | 2233 |  |  | Elevator Apartments | 10 | 24400 | 1 | 5 | 29 | 29 | 1920
1021700283 | 651 190 STREET Manhattan, NY 10040 (40.85546271415384, -73.93088357818989) | Con Edison | PAZ DEVELOPMENT CO. | PAZ DEVELOPMENT CO., | 3810 14TH AVENUE BROOKLYN, NY 11218 (40.63979797753441, -73.98359967638262) | CA172389P | 7/5/05 | ROCKMILLS MP 70 | 1 | 2.59 | 1989 | 2024 |  | 21 to 26 years old | ICI MMG30 | #4 | 22000 | 15400 | 3190 | 2233 |  |  | Elevator Apartments | 10 | 26390 | 1 | 5 | 30 | 31 | 1923
1022260005 | 107 VERMILYEA AVENUE Manhattan, NY 10034 (40.86628372208679, -73.92191205370386) | Con Edison | STELAMBROS HOLDING | STELAMBROS REALTY COR | 225 34th ST NEW YORK, NY 10122 (40.59600088975478, -73.99510630221032) | CA346388K | 7/5/05 | FEDERAL FST 50 | 1 | 2 | 1988 | 2023 |  | 21 to 26 years old | ICI MMG 22 | #4 | 22000 | 15400 | 3190 | 2233 |  |  | Elevator Apartments | 10 | 23370 | 1 | 5 | 32 | 32 | 1914
1021570081 | 572 187 STREET Manhattan, NY 10033 (40.85278791403551, -73.93040294975198) | Con Edison | TUR,JOSE | VICKERS, STANLEY | 572 187 STREET NEW YORK, NY 10033 (40.85272194588498, -73.93015883671251) | CA007490K | 7/6/05 | FEDERAL EASTMOND FST 50 | 1 | 2 | 1990 | 2025 |  | 16 to 20 years old | ICI MMG 22 | #4 | 22000 | 15400 | 3190 | 2233 |  |  | Elevator Apartments | 10 | 25700 | 1 | 5 | 30 | 30 | 1915
1010380025 | 313 47 STREET Manhattan, NY 10036 (40.76058656145111, -73.9878281855469) | Con Edison | AMERICAN AUTO MATRIX | SMSIS GROUP LLC | 462 SEVENTH AVE NEW YORK, NY 10018 (40.751862980298995, -73.98999972454214) | CA311287L | 7/6/05 | FEDERAL FST 40 | 1 | 1.7 | 1987 | 2022 | DUAL FUEL | 21 to 26 years old | HEV E MMG 22 | #4 | 21989 | 15392 | 3188 | 2232 |  |  | Walk-Up Apartments | 3 | 11555 | 1 | 5 | 10 | 10 | 1920
1004360042 | 109 ST MARK'S PLACE Manhattan, NY 10009 (40.72705068551062, -73.98401923304732) | Con Edison | 109 ST.MARKS REALTY ASSOC. | 109 ST. MARKS PLACE,L | 5134 BROADWAY MANHATTAN, NY 10034 (40.872192267819344, -73.91267601646291) | CA308872P | 7/7/05 | AMERICAN STD A 711-0 | 1 | 2.1 | 1972 | 2010 |  | 36 - 40 year old | HEV-E-OIL AM 4DH | #4 | 21900 | 15330 | 3176 | 2223 |  |  | Elevator Apartments | 2 | 10386 | 1 | 6 | 25 | 27 | 1920
1022460110 | 1825 RIVERSIDE DRIVE Manhattan, NY 10034 (40.865708155988045, -73.92885481977004) | Con Edison | 1825 RSD,INC. | 1825 RSD INC |  | CA058574H | 7/6/05 | ROCKMILLS-MP100 | 1 | 4.2 | 1974 | 2010 |  | 36 - 40 year old | IRON FIREMAN-A06-4.5 | #6 | 21900 | 15330 | 3285 | 2300 | Yes | 2016 | Elevator Apartments | 7 | 57796 | 1 | 6 | 42 | 42 | 1926 |  | YES
1010180044 | 226 47 STREET Manhattan, NY 10036 (40.75965311672302, -73.98574317354236) | Con Edison | 226 REALTY LLC. | 226 REALTY L.L.C. C/O | 228 47 STREET MANHATTAN, NY 10036 (40.75967208025688, -73.9857893257573) | CA107178Y | 7/5/05 | ROCKMILLS MP4-51 | 1 | 2.1 | 1978 | 2013 |  | 31 to 35 years old | HEV-E-OIL AM 4 1/2 DH | #4 | 21900 | 15330 | 3176 | 2223 |  |  | Elevator Apartments | 3 | 33659 | 1 | 10 | 0 | 23 | 1923
1014120029 | 171 77 STREET Manhattan, NY 10021 (40.76920532766377, -73.959183941086) | Con Edison | EAST 77TH STREET ASSOCIATES | 171 EAST 77TH STREET | 300 55TH ST MANHATTAN, NY 10019 (40.76543669712509, -73.98393298423655) | CA350786H | 7/5/05 | ROCKMILLS MP-50 | 1 | 2.03 | 1986 | 2021 |  | 21 to 26 years old | I.C.I. MMG-22 | #4 | 21900 | 15330 | 3176 | 2223 |  |  | Elevator Apartments | 4 | 23925 | 1 | 5 | 40 | 42 | 1930
1020710045 | 61 HAMILTON PLACE Manhattan, NY 10031 (40.82252271214105, -73.9515177349084) | Con Edison | GA 61 HAMILTON PL CO. | GA 61 HAMILTON PLACEC | 454 49 STREET MANHATTAN, NY 10019 (40.76349809372068, -73.99097696594391) | CA302369K | 7/5/05 | SPENCER 5M85 | 1 | 2.7 | 1969 | 2010 |  | 41 - 45 years old | ST JOHNSON A53H75 | #6 | 21900 | 15330 | 3285 | 2300 |  |  | Walk-Up Apartments | 7 | 35754 | 1 | 6 | 27 | 27 | 1910
1021420006 | 635 170 STREET Manhattan, NY 10032 (40.84280465001895, -73.94008178340451) | Con Edison | JAKE REALTY CO/PINE MANAGEMENT | JAKE REALTY LLC | 78 MANHATTAN AVENUE MANHATTAN, NY 10025 (40.7970359258307, -73.96265134163116) | CA199886X | 7/5/05 | ROCKMILLS MP 60 | 1 | 2.52 | 1986 | 2021 |  | 21 to 26 years old | ICI MMG 28 | #4 | 21900 | 15330 | 3176 | 2223 |  |  | Elevator Apartments | 10 | 30020 | 1 | 5 | 33 | 33 | 1917
1007977507 | 140 22 STREET Manhattan, NY 10011 (40.74269829289996, -73.99447000402175) | Con Edison | EB MORLEY INC. |  | 1370 BROADWAY NEW YORK, NY 10018 (40.75213303749607, -73.9874689825059) | CA213998Z | 7/6/05 | ROCKMILLS MP-100 | 1 | 4.07 | 1998 | 2033 | DUAL FUEL | 11 to 15 years old | INDUSTRIAL COMB. DEG-42 (P) | #4 | 21825 | 15277 | 3165 | 2215 | Yes | 2017 | Elevator Apartments | 3 | 61968 | 1 | 12 | 51 | 52 | 1911 | YES
1007840068 | 248 35 STREET Manhattan, NY 10001 (40.752229033970906, -73.99152490660232) | Con Edison | MAX FOUR NY HOLDINGS LLC % MAX CAPITAL | 248 WEST 35TH STREET |  | CB410503J | 7/6/05 | FEDERAL FST-100 (NEW) | 1 | 3.34 | 2003 | 2038 | DUAL FUEL | 5 to 10 years old | INDUSTRIAL COMBUSTION DEG-42P (NEW) | #4 | 21825 | 15277 | 3165 | 2215 | Yes | 2014 | Elevator Apartments | 3 | 133948 | 1 | 16 | 0 | 44 | 1925
1008610003 | 307 5 AVENUE Manhattan, NY 10016 (40.74670986507107, -73.98580888388562) | Con Edison | RUBELGIN HOLDING CO./SHUISKY INC. | 307 FIFTH AVENUE LLC | 313 5 AVENUE MANHATTAN, NY 10016 (40.74690771591753, -73.98565599914065) | CA369287N | 7/7/05 | ROCKMILLS MP 100 | 1 | 4.1 | 1987 | 2022 |  | 21 to 26 years old | ICI DEG 42 | #6 | 21825 | 15277 | 3274 | 2292 | Yes | 2021 | Walk-Up Apartments | 3 | 58253 | 1 | 17 | 0 | 1 | 1928
1008030018 | 129 27 STREET Manhattan, NY 10001 (40.74580120917804, -73.99180171801551) | Con Edison | WEST 27 ST. REALTY INC | SKC CORP. | 342 MIDWOOD STA BROOKLYN, NY 11230 (40.66016817270401, -73.94934949301599) | CA028796X | 7/6/05 | BEST 4B100 (NEW) | 1 | 4.1 | 1996 | 2031 | DUAL FUEL | 11 to 15 years old | ICI DEG42P (NEW) | #4 | 21825 | 15277 | 3165 | 2215 | Yes | 2013 | Churches, Synagogues, etc. | 3 | 84745 | 1 | 12 | 0 | 10 | 1910
1010920036 | 599 ELEVENTH AVENUE Manhattan, NY 10036 (40.76233108872003, -73.99723027365769) | Con Edison | 599 11TH AVE. CO. LLC %WINTER MGT.CORP. | 599 11TH AVE CO LLC | 730 FIFTH AVENUE NEW YORK, NY 10019 (40.76267283109115, -73.97418065004678) | CB134307H | 7/6/05 | ROCKMILLS MP - 100SL (EXSTG) | 1 | 3.3 | 2007 | 2042 | DUAL FUEL | Fewer than 5 years old | ICI MMG - 42P (NEW) | #4 | 21750 | 15225 | 3154 | 2208 | Yes | 2022 | Elevator Apartments | 3 | 63833 | 1 | 8 | 0 | 10 | 1922
1008050039 | 115 29 STREET Manhattan, NY 10001 (40.746885398217174, -73.99052401492025) | Con Edison | SCARLET KIM & CO., INC. | RW WORK LTD | 115 30TH STREET MANHATTAN, NY 10001 (40.747469858981354, -73.99000549094458) | CA071197H | 7/4/05 | ROCKMILLS MP-100 | 1 | 4.1 | 1997 | 2032 | DUAL FUEL | 11 to 15 years old | ICI MMG-42 (P) | #4 | 21750 | 15225 | 3154 | 2208 | Yes | 2015 | Walk-Up Apartments | 3 | 79465 | 1 | 12 | 0 | 15 | 1913
1007960060 | 136 21 STREET Manhattan, NY 10011 (40.74203566783962, -73.99482170733488) | Con Edison | THE SCHOOL OF VISUAL ARTS | SCHOOL OF VISUAL ARTS | 209 23 STREET NEW YORK, NY 10011 (40.74428169559195, -73.99607014823994) | CB172207J | 7/6/05 | FEDERAL FST - 100 (NEW) | 1 | 3.3 | 2007 | 2042 | DUAL FUEL | Fewer than 5 years old | ICI MMG - 42P (NEW) | #4 | 21750 | 15225 | 3154 | 2208 | Yes | 2016 | Walk-Up Apartments | 3 | 77437 | 1 | 12 | 0 | 13 | 1910
1007970070 | 150 22 STREET Manhattan, NY 10011 (40.74281215809053, -73.99474345300214) | Con Edison | WIN RLT. CO. % M. RAPAPORT CO. INC. | WIN PROPERTY MANAGEME | 18 48 STREET NEW YORK, NY 10017 (40.75678227179924, -73.97691458901585) | CB178803M | 7/5/05 | FEDERAL-FST 100 (NEW) | 1 | 4.2 | 2003 | 2038 | DUAL FUEL | 5 to 10 years old | ICI-MMG-42P (NEW) | #4 | 21750 | 15225 | 3154 | 2208 | Yes | 2017 | Walk-Up Apartments | 3 | 73611 | 1 | 12 | 0 | 13 | 1910
1022500075 | 260 SEAMAN AVENUE Manhattan, NY 10034 (40.87207535595553, -73.91775718592845) | Con Edison | 260 SEAMAN,LLC | 260 SEAMAN LLC | 145 HUGENOT STREET NEW ROCHELLE, NY 10801 (40.91319235913511, -73.77945045104241) | CA203597Z | 7/5/05 | FEDERAL FST-70 | 1 | 2.77 | 1997 | 2032 | DUAL FUEL | 11 to 15 years old | INDUSTEIAL COMB. MMG-28 | #4 | 21681 | 15177 | 3144 | 2201 |  |  | Walk-Up Apartments | 7 | 37482 | 1 | 6 | 42 | 42 | 1930
1012500047 | 320 89 STREET Manhattan, NY 10024 (40.79099687937295, -73.9769617683046) | Con Edison | 320 WEST 89ST OWNERS CORP. | 320 WEST 89TH STREET | 136 92 STREET MANHATTAN, NY 10025-7510 (40.79070588162819, -73.97042086556215) | CA258791K | 7/5/05 | FEDERAL FST-70 | 1 | 2.77 | 1991 | 2026 |  | 16 to 20 years old | ICI MMG-34 P | #4 | 21681 | 15177 | 3144 | 2201 |  |  | Walk-Up Apartments | 6 | 43260 | 1 | 9 | 36 | 36 | 1921
1022300005 | 5008 BROADWAY Manhattan, NY 10034 (40.86883779665004, -73.91772121304729) | Con Edison | 5008 BROADWAY ASSOCIATES, LLC | 5008 BROADWAY ASSOCIA | 436 NEW YORK, NY 10034 (40.8706171092922, -73.9242232587963) | CB151202H | 7/7/05 | FEDERAL FST 70 | 1 | 2.34 | 2002 | 2037 | DUAL FUEL | 5 to 10 years old | ICI MMG30 | #4 | 21681 | 15177 | 3144 | 2201 |  |  | Elevator Apartments | 10 | 48576 | 1 | 6 | 47 | 52 | 1934
1021340100 | 605 156 STREET Manhattan, NY 10032 (40.833573343560126, -73.9455635735198) | Con Edison | CHAP PROPERTIES | 605 W. 156TH STREET | 1920 NEW YORK, NY 10116 (40.8110019996426, -73.95309800037239) | CA111986Y | 7/6/05 | FEDERAL FST-80 | 1 | 3.08 | 1986 | 2021 |  | 21 to 26 years old | I.C.I. MMG34P | #4 | 21681 | 15177 | 3144 | 2201 |  |  | Elevator Apartments | 7 | 44154 | 1 | 6 | 44 | 44 | 1930
1021800077 | 10 BENNETT AVE Manhattan, NY 10033 (40.85095927470752, -73.93641811803644) | Con Edison | OSTROW MAX | OSTROW MAX | 2344 MANHATTAN N Y 10185 (40.75733499971051, -73.9905119999288) | CB410300P | 7/5/05 | FEDERAL FST-70 | 1 | 2.94 | 2000 | 2035 | DUAL FUEL | 5 to 10 years old | ICI MMG-28 P | #4 | 21681 | 15177 | 3144 | 2201 |  |  | Elevator Apartments | 7 | 33078 | 1 | 6 | 44 | 44 | 1929
1007540028 | 319 30 STREET Manhattan, NY 10001 (40.75005249801202, -73.99613519482376) | Con Edison | PR 30 LLC | PR30 | 250 15TH STREET NEW YORK, NY 10011 (40.73989995153845, -74.0008331267491) | CB161703X | 7/5/05 | BEST (NEW) 5A-70 | 1 | 2.34 | 2003 | 2038 | DUAL FUEL | 5 to 10 years old | ICI (EXTG) MMG-34S | #4 | 21681 | 15177 | 3144 | 2201 |  |  | Elevator Apartments | 3 | 4876 | 1 | 4 | 12 | 12 | 1920
1022150061 | 135 TERRACE VIEW AVENUE Manhattan, NY 11218 (40.64322700851966, -73.9764486221062) | National Grid | TERRACE VIEW REALTY CO. LLC | TERRACE VIEW REALTYCO | 3810 14 AVENUE BROOKLYN, NY 11218 (40.63979797753441, -73.98359967638262) | CB000408L | 7/4/05 | FEDERAL FST - 70 (NEW) | 1 | 2.3 | 2008 | 2043 | DUAL FUEL | Fewer than 5 years old | ICI MMG - 28 (NEW) | #4 | 21681 | 15177 | 3144 | 2201 |  |  | Elevator Apartments | 10 | 35268 | 1 | 6 | 41 | 43 | 1928
1012290006 | 265 81 STREET Manhattan, NY 10024 (40.785358272984084, -73.97942069386517) | Con Edison | BEACHLANE MGT. CO. | BIG APPLE CORPORATION | 111 CENTRAL PARK HARTSDALE, NY 10530 (41.02055398870775, -73.79672640788674) | CB402305M | 7/7/05 | ROCKMILLS MP-4-69 (EXSTG) | 1 | 2.3 | 2005 | 2040 | DUAL FUEL | 5 to 10 years old | ICI MMG-28P (NEW) | #4 | 21680 | 15176 | 3144 | 2201 |  |  | Elevator Apartments | 6 | 41137 | 1 | 9 | 36 | 36 | 1900
1008730028 | 135 17 STREET Manhattan, NY 10003 (40.73578883171017, -73.98709749885373) | Con Edison | BEACHLANE MGT. CO. | EAST 17TH LLC | 280 CENTRAL PK AVE HARTSDALE, NY 10530 (41.009522361399405, -73.80850888986508) | CB166206Z | 7/6/05 | FEDERAL FST - 70 (NEW) | 1 | 2.3 | 2006 | 2041 | DUAL FUEL | Fewer than 5 years old | ICI MMG - 30P (NEW) | #4 | 21680 | 15176 | 3144 | 2201 |  |  | Elevator Apartments | 2 | 22512 | 1 | 7 | 44 | 45 | 1963
1021300008 | 590 174 STREET Manhattan, NY 10033 (40.844656870310864, -73.93679778021503) | Con Edison | RIGS MGMT. CO. | RIGS MANAGEMENT CO. | 42 BAYVIEW AVE MANHASSET, NY 11030 (40.799023427515465, -73.70257640397784) | CA135388K | 7/7/05 | ROCKMILLS MP 100 | 1 | 4.2 | 1988 | 2023 |  | 21 to 26 years old | ICI DEG 42 | #6 | 21500 | 15050 | 3225 | 2258 |  |  | Elevator Apartments | 10 | 47988 | 1 | 6 | 43 | 50 | 1910
1008910046 | 160 36 STREET Manhattan, NY 10016 (40.747209742573865, -73.97773791605627) | Con Edison | 3RD. AVENUE PAVILLION LLC. | THIRD AVE. PAVILLION | 1881 BROADWAY NEW YORK, NY 10023 (40.770928607320116, -73.98226555509018) | CA255882M | 7/5/05 | FEDERAL #FST-60 | 1 | 2.6 | 1982 | 2017 |  | 26 to 30 years old | INDUSTRIAL COMBUSTION #MMG-34-P | #4 | 21352 | 14946 | 3096 | 2167 |  |  | Elevator Apartments | 4 | 20390 | 3 | 5 | 48 | 50 | 1890
1008330063 | 34 32 STREET Manhattan, NY 10001 (40.748099549559115, -73.98783006465585) | Con Edison | BRISTOL REALTY CO.%BUILDING MGMT | ROOSEVELT-LEE LIMITED | 750311 FLUSHING N Y 11375 (40.720707263029794, -73.84628429608335) | CB054101R | 7/5/05 | BEST 5B-70 | 1 | 2.94 | 2001 | 2036 | DUAL FUEL | 5 to 10 years old | INDUSTRIAL COMB. MMG-28 | #4 | 21344 | 14941 | 3095 | 2166 | Yes | 2013 | Condominiums | 3 | 50762 | 1 | 13 | 0 | 15 | 1906
1022390005 | 73 SEAMAN AVENUE Manhattan, NY 10034 (40.86800142716277, -73.92536545029634) | Con Edison | 73-75 SEAMAN LLC | 73-75 SEAMAN LLC | 145 HUGUENOT ST (5 TH FL N Y 10801 (40.91319235913511, -73.77945045104241) | CB009201H | 7/5/05 | FEDERAL-FST-50 | 1 | 2.1 | 2001 | 2036 | DUAL FUEL | 5 to 10 years old | ICI MMG-22 | #4 | 21170 | 14819 | 3070 | 2149 |  |  | Condominiums | 7 | 18205 | 1 | 5 | 24 | 24 | 1930
1022180014 | 83 POST AVENUE Manhattan, NY 10034 (40.86394548481064, -73.92170520963708) | Con Edison | 83 POST AVE.ASSOC. LLC APT. REHAB. CORP | 83 POST AVE ASSOC | 5925 BROADWAY BRONX, NY 10463 (40.888406443876256, -73.899128719106) | CB229202Y | 7/7/05 | FEDERAL FST-50 | 1 | 1.67 | 2002 | 2037 | DUAL FUEL | 5 to 10 years old | INDUSTRIAL COMBUSTION MMG-22 | #4 | 21170 | 14819 | 3070 | 2149 |  |  | Elevator Apartments | 10 | 14490 | 1 | 5 | 20 | 20 | 1920
1022180048 | 553 ACADEMY STREET Manhattan, NY 10034 (40.86286629837548, -73.92279338929256) | Con Edison | ACADEMY ROW ASSOCIATES | ACADEMY ROW ASSOCIATE | 5925 BROADWAY BRONX, NY 10463 (40.888406443876256, -73.899128719106) | CB552203Z | 7/6/05 | FEDERAL FST-50 (NEW) | 1 | 1.67 | 2003 | 2038 | DUAL FUEL | 5 to 10 years old | ICI MMG-22 (NEW) | #4 | 21170 | 14819 | 3070 | 2149 |  |  | Elevator Apartments | 10 | 13640 | 1 | 5 | 25 | 25 | 1925
1022180054 | 565 ACADEMY STREET Manhattan, NY 10034 (40.86316307464517, -73.9229822469187) | Con Edison | ACADEMY ROW ASSOCIATES | ACADEMY ROW ASSOCIATE | 5925 BROADWAY AVE BRONX, NY 10034 (40.8706171092922, -73.9242232587963) | CB570503Y | 7/6/05 | FEDERAL FST-50 (NEW) | 1 | 1.67 | 2003 | 2038 | DUAL FUEL | 5 to 10 years old | ICI MMG-22 (NEW) | #4 | 21170 | 14819 | 3070 | 2149 |  |  | Elevator Apartments | 10 | 13640 | 1 | 5 | 25 | 25 | 1925
1015530039 | 320 91 STREET Manhattan, NY 10128 (40.780803344249705, -73.9489035145952) | Con Edison | EBERHART DAVID F. | BAYFIELD DEVELOPMENTC | 312 82 STREET MANHATTAN, NY 10028 (40.77511842021297, -73.95330906950133) | CA020385P | 7/7/05 | BEST BOILER CO 5A-5-0 | 1 | 2 | 1985 | 2020 |  | 21 to 26 years old | IND COMB INC MMG-22 | #4 | 21170 | 14819 | 3070 | 2149 |  |  | Walk-Up Apartments | 5 | 21460 | 1 | 6 | 34 | 34 | 1910
1015800032 | 534 84 STREET Manhattan, NY 10028 (40.77423951580258, -73.94726325733862) | Con Edison | METRO MANAGMENT | 530-538 EAST 84TH STR | 42 25 21ST STREET LIC, NY 11101 (40.74570244980828, -73.93866902925225) | CA154997J | 7/5/05 | FEDERAL FST-50 | 1 | 2.03 | 1997 | 2032 | DUAL FUEL | 11 to 15 years old | ICI MMG-22 | #4 | 21170 | 14819 | 3070 | 2149 |  |  | Elevator Apartments | 5 | 22812 | 1 | 5 | 32 | 32 | 1910
1020500011 | 295 CONVENT AVENUE Manhattan, NY 10031 (40.82289143417307, -73.94752474509829) | Con Edison | 295 CONVENT AVENUE LLC | 295 CONVENT AVENUE | 936 END AVENUE MANHATTAN, NY 10025 (40.79685012763133, -73.96372581059762) | CA287285K | 7/4/05 | ROCKMILLS MP-90 | 1 | 3.7 | 1985 | 2020 |  | 21 to 26 years old | ICI MMG 42P | #4 | 21000 | 14700 | 3045 | 2132 |  |  | Elevator Apartments | 7 | 41094 | 1 | 6 | 47 | 47 | 1920
1018430036 | 477 CENTRAL PARK Manhattan, NY 10025 (40.799289264847474, -73.95917898536243) | Con Edison | BUCHBINDER & WARREN | 477 CENTRAL PARK WEST | 1 UNION SQUARE MANHATTAN, NY 10003 (40.735387400722175, -73.99159152453399) | CA321069M | 7/7/05 | TITUSVILLE SRO-79-0 | 1 | 3.5 | 1969 | 2010 |  | 41 - 45 years old | PETRO WD5AH | #6 | 21000 | 14700 | 3150 | 2205 |  |  | Walk-Up Apartments | 8 | 17875 | 1 | 5 | 30 | 31 | 1913
1005400030 | 214 SULLIVAN STREET Manhattan, NY 10012 (40.7293529499056, -73.99994622618618) | Con Edison | GARY N. TANNENBAUM & H. J. MILLS | HELGAR REALTY CO., L. | 135 26TH STREET NEW YORK, NY 10001 (40.745396854908336, -73.99282359571413) | CB008408Y | #N/A | ROCKMILLS MP - 70 (NEW) | 1 | 2.3 | 2008 | 2043 | DUAL FUEL | Fewer than 5 years old | INDUSTRIAL COMBUSTION MMG-30 | #4 | 21000 | 14700 | 3045 | 2132 | Yes | 2020 | Elevator Apartments | 3 | 54238 | 1 | 6 | 1 | 20 | 1900
1007977502 | 126 22 STREET Manhattan, NY 10011 (40.7425388816587, -73.99408717551054) | Con Edison | MARTY MYERS/EDWIN |  | 1 UNION SQUARE MANHATTAN, NY 10003 (40.735387400722175, -73.99159152453399) | CA215582Y | 7/5/05 | FEDERAL BOILER FS-100 | 1 | 3.8 | 1982 | 2017 |  | 26 to 30 years old | INDUSTRIAL COMBUSTION MODEL DEG-42-P | #6 | 21000 | 14700 | 3150 | 2205 | Yes | 2017 | Elevator Apartments | 3 | 54079 | 1 | 13 | 22 | 23 | 1911 | YES
1021700287 | 330 WADSWORTH AVENUE Manhattan, NY 10040 (40.85526702722791, -73.93100419942004) | Con Edison | ORIN MANAGEMENT | WADSWORTH ASSOCIATES | 1168 FLUSHING NY 11354 (40.76862022064671, -73.82719028070687) | CA014679J | 7/5/05 | ROCKMILLS MP 4-162 | 1 | 6.2 | 1979 | 2014 |  | 31 to 35 years old | IRON FIREMAN A06-6.3RK | #6 | 21000 | 14700 | 3150 | 2205 | Yes | 2020 | Elevator Apartments | 10 | 79268 | 1 | 6 | 78 | 79 | 1920
1021380143 | 640 170 STREET Manhattan, NY 10032 (40.84281599648898, -73.94025476169097) | Con Edison | PRESBYTERIAN SYSTEMS CORP | ROYAL CHARTER PROPERT | 600 165 STREET MANHATTAN, NY 10032 (40.83923808325091, -73.94130524398712) | CA058385Z | 7/7/05 | EDERAL FST 90 | 1 | 3.78 | 1985 | 2020 |  | 21 to 26 years old | IRON FIREMAN AO6-4.5 RK | #4 | 21000 | 14700 | 3045 | 2132 |  |  | Walk-Up Apartments | 10 | 40338 | 1 | 6 | 41 | 41 | 1923
1012610048 | 16 46 STREET Manhattan, NY 10036 (40.75623069451954, -73.97957169385538) | Con Edison | SUANNE ASSOCIATES | SUANNE ASSOCIATES | 730 FIFTH AVE MANHATTAN, NY 10019 (40.76267283109115, -73.97418065004678) | CA274195Y | 7/5/05 | ROCKMILLS MP-70 | 1 | 2.94 | 1995 | 2030 | DUAL FUEL | 11 to 15 years old | INDUSTRIAL COMBUSTION MMG-30 | #4 | 21000 | 14700 | 3045 | 2132 |  |  | Elevator Apartments | 3 | 45290 | 1 | 12 | 0 | 15 | 1913
1015570019 | 335 94 STREET Manhattan, NY 10128 (40.78262100919798, -73.94719226136672) | Con Edison | FAITH MINISTRIES,INC. | FAITH MINISTRIES INC | 1186 MELVILLE NY 11747 (40.77982389105978, -73.42686675040017) | CA207182P | 7/4/05 | ROCKMILLS MP-100 | 1 | 4.06 | 1982 | 2017 |  | 26 to 30 years old | HEV-E-OIL | #4 | 20880 | 14616 | 3028 | 2119 |  |  | Elevator Apartments | 4 | 21310 | 1 | 6 | 37 | 37 | 1920
1008260063 | 36 25 STREET Manhattan, NY 10010 (40.74188567508673, -73.98650461349892) | Con Edison | 25th STREET TIC,LLC%HMH REALTY | 25TH STREET TIC, | 36 25 STREET N Y 10001 (40.75025902143676, -73.99688630375988) | CB157301H | 7/6/05 | EASTMOND ESP 125 | 1 | 5.25 | 2001 | 2036 | DUAL FUEL | 5 to 10 years old | INDUSTRIAL COMB- DEG-54 P | #4 | 20640 | 14448 | 2993 | 2095 | Yes | 2016 | Walk-Up Apartments | 3 | 65372 | 1 | 16 | 0 | 12 | 1913
1013030046 | 142 49 STREET Manhattan, NY 10017 (40.755812263580424, -73.97278392173597) | Con Edison | 142 E 49TH ST DWELERS CORP | 142 E 49 ST OWNERS C/ | 6 43 STREET NEW YORK, NY 10017 (40.75381517729913, -73.97967506743592) | CA012678Z | 7/4/05 | ROCKMILLS MP-70 | 1 | 2.94 | 1978 | 2013 |  | 31 to 35 years old | ICI DEG-42Y(S) | #6 | 20527 | 14369 | 3079 | 2155 |  |  | Walk-Up Apartments | 4 | 34900 | 1 | 10 | 45 | 47 | 1924
1020820057 | 560 151 STREET Manhattan, NY 10031 (40.829697861537305, -73.94652321009896) | Con Edison | 560 WEST 151 STREET | 560 WEST 151ST STREET | 560 151 STREET MANHATTAN, NY 10031 (40.829697861537305, -73.94652321009896) | CA531569Y | 7/5/05 | FEDERAL FR2-500 | 1 | 2 | 1969 | 2010 |  | 41 - 45 years old | HEV-E-OIL AM4DH | #4 | 20440 | 14308 | 2964 | 2075 |  |  | Elevator Apartments | 7 | 25800 | 1 | 6 | 31 | 31 | 1910
1022250023 | 608 204 STREET Manhattan, NY 10034 (40.86537190952058, -73.92210292624137) | Con Edison | KART BEHLING ET ALL LLC | 204 LLC | 0386 BROOKLYN NY 11219 (40.63277295540763, -73.99667681118586) | CA250384R | 7/6/05 | ROCKMILLS MP 50 | 1 | 2 | 1984 | 2019 |  | 26 to 30 years old | I.C.I. MMG 22 | #4 | 20440 | 14308 | 2964 | 2075 |  |  | Elevator Apartments | 10 | 15205 | 1 | 5 | 21 | 21 | 1925
1006220027 | 99 PERRY STREET Manhattan, NY 10014 (40.735216529536615, -74.00549504310698) | Con Edison | STANDARD REALTY | K & B ROSENBLUM | 117 WAVERLY PLACE MANHATTAN, NY 10011 (40.73258151599077, -73.99936166686717) | CA267767P | 7/7/05 | FEDERAL FST 40 | 1 | 1.6 | 1967 | 2010 |  | 41 - 45 years old | HEV E OIL AM 3 1/2 DH | #4 | 20440 | 14308 | 2964 | 2075 |  |  | Office Buildings | 3 | 8825 | 1 | 5 | 20 | 20 | 1900
1009287502 | 310 23 STREET Manhattan, NY 10010 (40.737732185863955, -73.98061255601922) | Con Edison | ROCKROSE DEVELOPMENT CO |  | 110 MAXWELL-KATER 9 EAST 38TH STREET MANHATTAN, NY 10015 (40.74988399964684, -73.98797699993861) | CA249483Y | 7/6/05 | ROCKMILLS MP 90 | 1 | 3.8 | 1983 | 2018 |  | 26 to 30 years old | IRON FIREMAN AGO-6-4.2 RK | #6 | 20440 | 14308 | 3066 | 2146 | Yes | 2018 | Elevator Apartments | 2 | 86371 | 2 | 12 | 134 | 140 | 1901 | YES
1011170019 | 25 64 STREET Manhattan, NY 10023 (40.771437380329836, -73.98027341987013) | Con Edison | 25 W.64 STREET OWNER/ANDREA BUNIS MGMT | PERSICHETTI, ROMANA | 45 45 STREET MANHATTAN, NY 10036 (40.756045087288264, -73.98091482150254) | CA079877H | 7/7/05 | ROCKMILLS MP - 70 | 1 | 3.3 | 1977 | 2012 |  | 31 to 35 years old | ICI ME 34 | #6 | 20400 | 14280 | 3060 | 2142 |  |  | Walk-Up Apartments | 6 | 33492 | 1 | 9 | 53 | 53 | 1923
1008600049 | 36 31 STREET Manhattan, NY 10016 (40.74576058245515, -73.98414154331314) | Con Edison | 443 COMPANY % GVA WILLIAMS | ROSEN, JONATHAN P | 380 MADISON AVENUE NEW YORK, NY 10017 (40.755596213835844, -73.97727528530339) | CB090608Z | #N/A | ROCKMILLS MP - 100 (NEW) | 1 | 3.3 | 2008 | 2043 | DUAL FUEL | Fewer than 5 years old | ICI DEG 42P (NEW) | #6 | 20325 | 14228 | 3049 | 2134 | Yes | 2020 | Elevator Apartments | 2 | 123084 | 1 | 12 | 0 | 12 | 1915
1011430020 | 133 71 STREET Manhattan, NY 10023 (40.77712242585051, -73.98016175940666) | Con Edison | 133 WEST LLC | 133 WEST, | 2207 CONEY ISLAND AVENUE BROOKLYN, NY 11223 (40.60328584975498, -73.96145921904193) | CA160999Y | 7/6/05 | ROCKMILLS MP-60 | 1 | 2.59 | 1999 | 2034 | DUAL FUEL | 11 to 15 years old | ICI MMG-28 | #4 | 20258 | 14181 | 2937 | 2056 |  |  | Condominiums | 6 | 30712 | 2 | 9 | 36 | 36 | 1928
1010240131 | 1674 BROADWAY Manhattan, NY 10019 (40.7629749000723, -73.98303904927276) | Con Edison | 1674 REALTY ASSOC./ELO MGMT | METROPOLITAN 810 7THA | 42 48 STREET MANHATTAN, NY 10036 (40.758023795665245, -73.97992344541882) | CA145597X | 7/4/05 | BEST 4 A 65 | 1 | 2.59 | 1997 | 2032 | DUAL FUEL | 11 to 15 years old | INDUSTRIAL COMB. MMG-28 | #4 | 20258 | 14181 | 2937 | 2056 |  |  | Elevator Apartments | 3 | 45743 | 1 | 9 | 0 | 83 | 1921
1018800037 | 204 109 STREET Manhattan, NY 10025 (40.802404689814935, -73.9644464300519) | Con Edison | 204 WEST 109TH STREET LLC | BEACON 109 204-206 LL | 1920 NEW YORK, NY 10116 (40.8110019996426, -73.95309800037239) | CB015708X | #N/A | FEDERAL FST - 60 (EXSTG) | 1 | 2 | 2008 | 2043 | DUAL FUEL | Fewer than 5 years old | ICI MMG - 28 (NEW) | #4 | 20258 | 14181 | 2937 | 2056 |  |  | Elevator Apartments | 8 | 16704 | 1 | 6 | 30 | 30 | 1920
1015470037 | 330 85 STREET Manhattan, NY 10028 (40.776843962780376, -73.95149358340754) | Con Edison | 330 EAST 85TH STREET CO. LLC | 330 EAST 85TH STREETC | 64 35 YELLOWSTONE BLVD FOREST HILLS, NY 11375 (40.720707263029794, -73.84628429608335) | CB540603Z | 7/6/05 | FEDERAL FST-60 (NEW) | 1 | 2 | 2003 | 2038 | DUAL FUEL | 5 to 10 years old | INDUSTRIAL COMBUSTION MMG-28 | #4 | 20258 | 14181 | 2937 | 2056 |  |  | Office Buildings | 5 | 23375 | 1 | 5 | 44 | 44 | 1920
1010460054 | 342 56 STREET Manhattan, NY 10019 (40.766544246350776, -73.98461070418459) | Con Edison | 342 WEST 56TH ST. OWNERS CORP. | 342 WEST 56 OWNERS CO | 928 BROADWAY NEW YORK, NY 10010-8111 (40.740027902393365, -73.98954107030721) | CB572003L | 7/6/05 | FEDERAL FST-60 (NEW) | 1 | 2 | 2003 | 2038 | DUAL FUEL | 5 to 10 years old | ICI MMG-28 (NEW) | #4 | 20258 | 14181 | 2937 | 2056 |  |  | Educational Structures | 6 | 28034 | 1 | 7 | 42 | 42 | 1930
1020020097 | 636 136 STREET Manhattan, NY 10031 (40.82112303569357, -73.95547382432666) | Con Edison | 636 W. 136TH ST. LLC % MAGAW MGT. | 630-636 WEST 136TH ST | 436 154 STREET NEW YORK, NY 10032 (40.830400224995955, -73.94236038012272) | CB182607R | 7/6/05 | FEDERAL FST - 60 (NEW | 1 | 2 | 2007 | 2042 | DUAL FUEL | Fewer than 5 years old | ICI MMG - 28 (NEW) | #4 | 20258 | 14181 | 2937 | 2056 |  |  | Walk-Up Apartments | 7 | 36250 | 1 | 5 | 45 | 45 | 1940
1021720049 | 72 ELLWOOD STREET Manhattan, NY 10040 (40.860887735305724, -73.9288763026498) | Con Edison | 72 ELLWOOD LLC % WEINER REALTY | 72 ELLWOOD STREET REA | 1920 NEW YORK, NY 10116 (40.8110019996426, -73.95309800037239) | CB606703K | 7/6/05 | FEDERAL FST 60 (NEW) | 1 | 2 | 2003 | 2038 | DUAL FUEL | 5 to 10 years old | ICI MMG 28 (NEW) | #4 | 20258 | 14181 | 2937 | 2056 |  |  | Walk-Up Apartments | 10 | 21620 | 1 | 5 | 30 | 30 | 1918
1021720046 | 82 ELLWOOD STREET Manhattan, NY 10040 (40.86122588039906, -73.92909233979276) | Con Edison | 82 ELLWOOD LLC % WEINER REALTY | 82 ELLWOOD STREET REA | 1920 NEW YORK, NY 10116 (40.8110019996426, -73.95309800037239) | CB606803Z | 7/6/05 | FEDERAL FST 60 (NEW) | 1 | 2 | 2003 | 2038 | DUAL FUEL | 5 to 10 years old | ICI MMG 28 | #4 | 20258 | 14181 | 2937 | 2056 |  |  | Elevator Apartments | 10 | 21620 | 1 | 5 | 30 | 30 | 1918
1014680047 | 1380 1 AVENUE Manhattan, NY 10021 (40.76880853688589, -73.95522936904757) | Con Edison | LONDON MANAGEMENT CORP. | 1380 FIRST OWNERS CO. | 257 PARK AVENUE MANHATTAN, NY 10010 (40.738502634050946, -73.98749506367817) | CA238695M | 7/6/05 | FEDERAL FST 60 | 1 | 2.59 | 1995 | 2030 | DUAL FUEL | 11 to 15 years old | I.C. MMG-28 | #4 | 20258 | 14181 | 2937 | 2056 |  |  | Elevator Apartments | 5 | 24526 | 1 | 6 | 44 | 46 | 1910
1015600042 | 412 81 STREET Manhattan, NY 10028 (40.77332214449194, -73.95101487215871) | Con Edison | M & T 412 REALTY | M & T 412 REALTY CORP | 513 THROGGS NECK STATION BRONX, NY 10465 (40.82345576238756, -73.81682179760753) | CA188399P | 7/7/05 | FEDERAL FST-60 | 1 | 2.59 | 1999 | 2034 | DUAL FUEL | 11 to 15 years old | INDUSTRIAL COMB. MMG-28 | #4 | 20258 | 14181 | 2937 | 2056 |  |  | Elevator Apartments | 5 | 22500 | 1 | 5 | 34 | 34 | 1950
1021530043 | 546 180 STREET Manhattan, NY 10033 (40.848095877614924, -73.93304274737847) | Con Edison | PERLE MANAGEMENT | WEST 180TH STREET MAN | 250 57 STREET NEW YORK, NY 10107 (40.766393521786576, -73.98218601253214) | CB192903P | 7/5/05 | ROCKMILLS MP-70 (NEW) | 1 | 2.34 | 2003 | 2038 | DUAL FUEL | 5 to 10 years old | INDUSTRIAL COMBUSTION MMG-30(NEW) | #4 | 20258 | 14181 | 2937 | 2056 |  |  | Elevator Apartments | 10 | 40832 | 1 | 5 | 49 | 53 | 1925
1020020052 | 606 137 STREET Manhattan, NY 10031 (40.82147989461557, -73.95441513572436) | Con Edison | PINNACLE HAMILTON LLC | GOREF 137TH STREET, L | 1920 NEW YORK, NY 10116 (40.8110019996426, -73.95309800037239) | CB073906X | 7/4/05 | FEDERAL FST-60 (NEW) | 1 | 2 | 2006 | 2041 | DUAL FUEL | Fewer than 5 years old | ICI MMG - 28 (NEW) | #4 | 20258 | 14181 | 2937 | 2056 |  |  | Office Buildings | 7 | 27810 | 1 | 6 | 24 | 24 | 1905
1020990008 | 750 RIVERSIDE DRIVE Manhattan, NY 10031 (40.83198357988931, -73.94928741627575) | Con Edison | 750 RSD LLC | 750 REALTY CO., | 1920 MANHATTAN NY 10116 (40.8110019996426, -73.95309800037239) | CA019097M | 7/4/05 | FEDERAL FST-70 | 1 | 2.59 | 1997 | 2032 | DUAL FUEL | 11 to 15 years old | INDUSTRIAL COMB. MMG-30 | #4 | 20258 | 14180 | 2937 | 2056 |  |  | Walk-Up Apartments | 7 | 40506 | 1 | 6 | 42 | 42 | 1920
1009350005 | 530 2 AVENUE Manhattan, NY 10016 (40.74202439729845, -73.97788585680746) | Con Edison | ALBERT GINSBERG | 530 SECOND AVENUE CO. | 64 35 YELLOWSTONE BOULEVARD FOREST HILLS, NY 11375 (40.720707263029794, -73.84628429608335) | CA170397X | 7/5/05 | FEDERAL FST-70 | 1 | 2.59 | 1997 | 2032 | DUAL FUEL | 11 to 15 years old | ICI MMG-30 | #4 | 20258 | 14180 | 2937 | 2056 |  |  | Elevator Apartments | 2 | 28431 | 1 | 7 | 51 | 53 | 1964
1012830064 | 8 48 STREET Manhattan, NY 10017 (40.757085202296174, -73.9776996797859) | Con Edison | PRIME REALTY SERVICES,LLC | RURADAN CORP | 139 A HAVEN AVE MANHATTAN, NY 10032 (40.83693034905639, -73.94917852197119) | CA249194H | 7/5/05 | ROCKMILLS MP-60 | 1 | 2.59 | 1994 | 2029 |  | 16 to 20 years old | ICI MMG-28 | #4 | 20258 | 14180 | 2937 | 2056 |  |  | Elevator Apartments | 3 | 45000 | 1 | 6 | 35 | 40 | 1942
1020750023 | 505 143 STREET Manhattan, NY 10031 (40.82417194033323, -73.9490381954391) | Con Edison | 505 WEST 143 RD ST. H. D. F. | 505 WEST 143 STREET H | 505 143RD STREET MANHATTAN, NY 10031 (40.82417194033323, -73.9490381954391) | CA400092X | 7/6/05 | FEDERAL FST 70 | 1 | 2.6 | 1992 | 2027 |  | 16 to 20 years old | ICI AM 4 1/2 | #4 | 20250 | 14175 | 2936 | 2055 |  |  | Elevator Apartments | 7 | 33451 | 1 | 6 | 31 | 31 | 1920
1021270029 | 101 AUDUBON AVENUE Manhattan, NY 10032 (40.841806285932336, -73.93736356017494) | Con Edison | BEACHLANE MGT. | 101 AUDO PARTNERS, L. | 111 CENTRAL PARK AVE HARTSDALE, NY 10503 (41.026322999806666, -73.87433299956825) | CB900105Y | 7/5/05 | ROCKMILLS MP-60 (EXSTG) | 1 | 2 | 2005 | 2040 | DUAL FUEL | 5 to 10 years old | ICI MMG-28P (NEW) | #4 | 20250 | 14175 | 2936 | 2055 |  |  | Elevator Apartments | 10 | 26150 | 1 | 6 | 32 | 33 | 1914
1021190001 | 555 160 STREET Manhattan, NY 10032 (40.83555441204146, -73.94252101294208) | Con Edison | BEACHLANE MGT. | FIVES 160TH LLC | 111 NO CENTRAL PARK AVE HARTSDALE, NY 10503 (41.02055398870775, -73.79672640788674) | CB900205M | 7/5/05 | ROCKMILLS MP4 - 69 (EXSTG) | 1 | 2.3 | 2005 | 2040 | DUAL FUEL | 5 to 10 years old | ICI MMG-30P (NEW) | #4 | 20250 | 14175 | 2936 | 2055 |  |  | Elevator Apartments | 10 | 46420 | 1 | 6 | 39 | 45 | 1909
1008370062 | 28 36 STREET Manhattan, NY 10018 (40.75014967334836, -73.98471053427852) | Con Edison | JM COHEN EXEC. EST. RO.CO. | 28 W. 36 HERALD PROPE | 131 35th MANHATTAN, NY 10018 (40.756840774582145, -73.99669149981281) | CA484085Z | 7/5/05 | ROCKMILLS MP-90 | 1 | 3.02 | 1985 | 2020 |  | 21 to 26 years old | IND. COMB. DEG-42 (P) | #6 | 20250 | 14175 | 3038 | 2126 | Yes | 2017 | Walk-Up Apartments | 3 | 58186 | 1 | 12 | 0 | 0 | 1911
1018670059 | 50 MORNINGSIDE DRIVE Manhattan, NY 10025 (40.80545854179701, -73.95984901081538) | Con Edison | LA TOURAINE APT.INC. | LA TOURAINE APARTMENT | 50 MORNINGSIDE DRIVE MANHATTAN, NY 10025 (40.80545854179701, -73.95984901081538) | CA141395J | 7/5/05 | FEDERAL FST-60 | 1 | 2.59 | 1995 | 2030 | DUAL FUEL | 11 to 15 years old | INDUSTRIAL COMB. MMG-28 | #4 | 20250 | 14175 | 2936 | 2055 |  |  | Elevator Apartments | 9 | 35040 | 1 | 6 | 24 | 24 | 1921
1015590005 | 414 80 STREET Manhattan, NY 10021 (40.76920532766377, -73.959183941086) | Con Edison | ST MONICAS CHURCH | CAIOLA, SAL | 413 79TH STREET NEW YORK, NY 10021 (40.627768205777905, -74.02585881063101) | CA144682X | 7/5/05 | ROCKMILLS MP-100 | 1 | 3.9 | 1982 | 2017 |  | 26 to 30 years old | HEV-E DEG-42 P ( I.C.I. ) | #4 | 20250 | 14175 | 2936 | 2055 | Yes | 2019 | Walk-Up Apartments | 5 | 130935 | 4 | 4 | 0 | 0 | 1905
1007990028 | 119 23 STREET Manhattan, NY 10011 (40.74316307690518, -73.9933530923559) | Con Edison | STELLAR MANAGEMENT | KATZ, PAULA | 156 WILLIAM STREET NEW YORK, NY 10038 (40.70999054661479, -74.0060256431043) | CB401305N | #N/A | (EXISTING) ROCKMILLS MP-125 | 1 | 4.1 | 2005 | 2040 | DUAL FUEL | 5 to 10 years old | (NEW) INDUSTRIAL COMBUSTION MMG-54P | #4 | 20250 | 14175 | 2936 | 2055 | Yes | 2019 | Elevator Apartments | 3 | 98800 | 1 | 10 | 0 | 52 | 1901
1001477509 | 137 DUANE STREET Manhattan, NY 10013 (40.71628337036467, -74.00763592982344) | Con Edison | STELLAR MGMT INC |  | 60 42ND STREET MANHATTAN, NY 10165 (40.751926000284755, -73.97926500017957) | CA258691N | 7/5/05 | FEDERAL FST-100 | 1 | 4.1 | 1991 | 2026 |  | 16 to 20 years old | HEVE MMG 42 P | #4 | 20250 | 14175 | 2936 | 2055 | Yes | 2017 | Walk-Up Apartments | 1 | 74927 | 1 | 5 | 19 | 24 | 1915 | YES
1015070064 | 8 96 STREET Manhattan, NY 10128 (40.78775354743982, -73.95548887590758) | Con Edison | 8 EAST 96TH ST. | 8 EAST 96TH ST INC | 1740 BROADWAY NEW YORK, NY 10019 (40.76509834187077, -73.98206124052132) | CA250193Y | 7/7/05 | FEDERAL FST-125 | 1 | 5.25 | 1993 | 2028 | DUAL FUEL | 16 to 20 years old | ICI DEG-54 (P) | #6 | 20192 | 14134 | 3029 | 2120 | Yes | 2017 | Elevator Apartments | 4 | 81133 | 1 | 15 | 39 | 41 | 1928 |  | YES
1021570033 | 569 185 STREET Manhattan, NY 10033 (40.851427024067405, -73.93129248634573) | Con Edison | BEHLING,HENRY | 569 HOLDING , | 190386 BROOKLYN NY 11219-0386 (40.63277295540763, -73.99667681118586) | CA250284J | 7/6/05 | ROCKMILLS MP-50 | 1 | 2.06 | 1984 | 2019 |  | 26 to 30 years old | I.C.I. MMG-22 | #4 | 20160 | 14112 | 2923 | 2046 |  |  | Elevator Apartments | 10 | 22273 | 1 | 5 | 24 | 27 | 1912
1008120013 | 149 36 STREET Manhattan, NY 10018 (40.7518710290085, -73.98863988568583) | Con Edison | NEWMARK & CO. REAL ESTATE INC. | FRANGENE CO | 1501 BROADWAY MANHATTAN, NY 10036 (40.75664722311285, -73.98607810294877) | CA295393H | 7/7/05 | ROCKMILLS MP-80 | 1 | 3.14 | 1993 | 2028 |  | 16 to 20 years old | ICI MEG-34 (P) | #6 | 20160 | 14112 | 3024 | 2117 | Yes | 2022 | Elevator Apartments | 3 | 54004 | 2 | 12 | 0 | 12 | 1909
1007910013 | 147 15 STREET Manhattan, NY 10011 (40.738632827100886, -73.99764321182184) | Con Edison | GERARD J. PICASO INC. | LA FABRIQUE OWNERS CO | 666 BROADWAY MANHATTAN, NY 10012 (40.727111630718575, -73.99526134940452) | CA111187H | 7/6/05 | FEDERAL FST 70 SP | 1 | 2.8 | 1987 | 2022 |  | 21 to 26 years old | ICI MMG 28 | #4 | 20159 | 14111 | 2923 | 2046 | Yes | 2021 | Elevator Apartments | 3 | 56967 | 1 | 9 | 13 | 14 | 1923 |  | YES
1008280022 | 15 26 STREET Manhattan, NY 10010 (40.743127410531365, -73.98736930645636) | Con Edison | MESA RLTY/AMRAM NOWAK | MESA REALTY ASSOCIATE | 15 26 STREET MANHATTAN, NY 10010 (40.743127410531365, -73.98736930645636) | CA248388L | 7/4/05 | FEDERAL FST 70 | 1 | 2.8 | 1988 | 2023 |  | 21 to 26 years old | ICI MMG-28 | #4 | 20159 | 14111 | 2923 | 2046 |  |  | Office Buildings | 3 | 45085 | 1 | 12 | 0 | 21 | 1910
1014990001 | 1060 5 AVENUE Manhattan, NY 10128 (40.78235899031256, -73.95980049079827) | Con Edison | DOUGLAS ELLIIMAN GIBBONS | 1060 FIFTH AVENUE CP | 675 THIRD AVE NEW YORK, NY 10017 (40.75129610835038, -73.97404990585339) | CA190982P | 7/5/05 | ROCKMILLS MP 400SL | 1 | 16.9 | 1982 | 2017 |  | 26 to 30 years old | I.C.I. DEG-175P | #6 | 20148 | 14104 | 3022 | 2116 | Yes | 2019 | Walk-Up Apartments | 4 | 218907 | 1 | 13 | 48 | 53 | 1928 |  | YES
1012150056 | 160 85 STREET Manhattan, NY 10024 (40.786516346303316, -73.97445252304865) | Con Edison | 160 W.85TH OWNERS/MIDBORO MGMT. | 160 WEST 85TH ST OWRS | 148 37TH ST MANHATTAN, NY 10018 (40.75251096987246, -73.98836465376176) | CA451887J | 7/7/05 | FEDERAL FST 100 | 1 | 4.2 | 1987 | 2022 | DUAL FUEL | 21 to 26 years old | ICI MMG 42 P | #4 | 20094 | 14066 | 2914 | 2040 | Yes | 2015 | Elevator Apartments | 6 | 56023 | 1 | 6 | 60 | 60 | 1950 |  | YES
1013440049 | 300 52 STREET Manhattan, NY 10022 (40.756072480125034, -73.96754369455238) | Con Edison | 982 SECOND COMPANY | 982 REALTY CORP | 300 50 STREET MANHATTAN, NY 10022 (40.75481266726162, -73.9684704835077) | CA232660P | 7/5/05 | CROTTY CSM18 | 1 | 1.5 | 1960 | 2010 |  | 46 - 50 years old | HEV-E-OIL AL3C | #4 | 20075 | 14052 | 2911 | 2038 |  |  | Walk-Up Apartments | 5 | 9151 | 3 | 4 | 10 | 14 | 1928
1011670007 | 245 75 STREET Manhattan, NY 10023 (40.781219402446695, -73.98168470922802) | Con Edison | JPS REALTY | JPS 020 REALTY LLC. | 505 CHESTUNT STREET CEDARHURST, NY 11516 (40.62281026909443, -73.72490656996541) | CA279773J | 7/5/05 | ROCKMILLS R60 | 1 | 1.54 | 1973 | 2010 |  | 36 - 40 year old | HEV-E-OIL AM4DH | #4 | 20075 | 14052 | 2911 | 2038 |  |  | Loft Buildings | 6 | 24840 | 1 | 6 | 48 | 48 | 1924
1004350045 | 111 7th STREET Manhattan, NY 10009 (40.72654138116963, -73.98462958537768) | Con Edison | 111-115 EAST 7TH ST. LLC | 111-115 EAST 7TH NY, | 280 CENTRAL PARK HARTSDALE, NY 10530 (41.011189812676, -73.80720007030968) | CA339888L | 7/4/05 | FEDERAL FST-80 | 1 | 3.43 | 1988 | 2023 |  | 21 to 26 years old | ICI MMG-34P | #4 | 20000 | 14000 | 2900 | 2030 |  |  | Loft Buildings | 2 | 32698 | 1 | 7 | 45 | 47 | 1920
1018300036 | 1890 7 AVENUE Manhattan, NY 10026 (40.80230729752295, -73.95333251453285) | Con Edison | 1890 ADAM CLAYTON POWELL LLC. | ACP REALTY LLC | 107 129 EAST 126TH STREET NEW YORK, NY 10035 (40.79381703542788, -73.91931750020245) | CA348387H | 7/6/05 | FEDERAL FST 80 | 1 | 2.77 | 1987 | 2022 |  | 21 to 26 years old | ICI MMG 34 P | #4 | 20000 | 14000 | 2900 | 2030 |  |  | Elevator Apartments | 9 | 47168 | 1 | 6 | 28 | 31 | 1920
1011960035 | 227 CENTRAL PARK Manhattan, NY 10024 (40.78326401283861, -73.97087181653556) | Con Edison | 227 TENANTS CORP. | 227 TENANTS CORP | 345 SEVENTH AVE MANHATTAN, NY 10001 (40.74814878031799, -73.99271567707063) | CA330388Y | 7/4/05 | ROCKMILLS MP 60 | 1 | 2.59 | 1988 | 2023 |  | 21 to 26 years old | ICI MMG 30 | #4 | 20000 | 14000 | 2900 | 2030 |  |  | Elevator Apartments | 6 | 28206 | 1 | 6 | 22 | 22 | 1900
1012350010 | 251 87 STREET Manhattan, NY 10024 (40.78904547539216, -73.97607349878182) | Con Edison | 251 WEST 87TH ST.ASSOCC/O LORI CORP. | 251 W 87TH ST ASSOCIA | 2270 BROADWAY MANHATTAN, NY 10024 (40.785443664873014, -73.97865927375267) | CA467887X | 7/5/05 | FEDERAL FST 100 | 1 | 4.2 | 1987 | 2022 |  | 21 to 26 years old | ICI MMG 42 P | #4 | 20000 | 14000 | 2900 | 2030 | Yes | 2015 | Walk-Up Apartments | 6 | 60500 | 1 | 7 | 39 | 44 | 1900
1007840074 | 260 35 STREET Manhattan, NY 10001 (40.752365791745575, -73.99186035158885) | Con Edison | 260 WEST 35TH STREET LLC | 260 WEST 35TH STREETL | 1370 BROADWAY N Y 10018 (40.75213303749607, -73.9874689825059) | CB174700J | 7/4/05 | FEDERAL FST-100 | 1 | 4.2 | 2000 | 2035 | DUAL FUEL | 5 to 10 years old | IND COMB. MMG-42 P | #4 | 20000 | 14000 | 2900 | 2030 | Yes | 2014 | Elevator Apartments | 3 | 64773 | 1 | 14 | 0 | 37 | 1924
1012470119 | 333 85 STREET Manhattan, NY 10024 (40.78856156950439, -73.979136988668) | Con Edison | 329-337 WEST 85 TH STREET CORP. | TOWNSEND MEWS OWNERS | 2190 BROADWAY MANHATTAN, NY 10024 (40.782862610648976, -73.98048489747214) | CA007491M | 7/5/05 | FEDERAL FST-60 | 1 | 2.32 | 1991 | 2026 |  | 16 to 20 years old | ICI MMG-28 | #4 | 20000 | 14000 | 2900 | 2030 |  |  | Walk-Up Apartments | 6 | 4812 | 1 | 4 | 8 | 8 | 1920
1005760016 | 42 13 STREET Manhattan, NY 10011 (40.73585738329219, -73.99549591537793) | Con Edison | 4213 VILLAGE CORP. | 4213 VILLAGE CORP | 18 64 STREET MANHATTAN, NY 10065 (40.76697082506496, -73.96984042701948) | CA324488K | 7/5/05 | ROCKMILL MP70 | 1 | 2.94 | 1988 | 2023 |  | 21 to 26 years old | ICI MMG 30 | #4 | 20000 | 14000 | 2900 | 2030 |  |  | Elevator Apartments | 3 | 31540 | 1 | 5 | 40 | 40 | 1960
1021090018 | 974 ST NICHOLAS' AVENUE Manhattan, NY 10032 (40.83410597987847, -73.94022225022042) | Con Edison | 974 ST.NICHOLAS ASSOCIATE | 974 ST. NICHOLAS AVEN | 50 42 STREET NYC, NY 10017 (40.752621047366034, -73.97889260067437) | CA437587R | 7/6/05 | ROCKMILLS MP 100 | 1 | 4.2 | 1987 | 2022 |  | 21 to 26 years old | ICI AM 6CM | #4 | 20000 | 14000 | 2900 | 2030 | Yes | 2019 | Elevator Apartments | 7 | 56598 | 1 | 6 | 48 | 48 | 1910
1007960007 | 155 20 STREET Manhattan, NY 10011 (40.74171862619288, -73.99571233299257) | Con Edison | A. MOSKOWITZ | CHELSEA WARREN CORP | 155 20TH ST MANHATTAN, NY 10011 (40.74171862619288, -73.99571233299257) | CA365686M | 7/6/05 | ROCKMILLS MP-80 | 1 | 3.42 | 1986 | 2021 |  | 21 to 26 years old | I.C.I. MMG-34P | #4 | 20000 | 14000 | 2900 | 2030 | Yes | 2016 | Walk-Up Apartments | 3 | 57606 | 1 | 6 | 60 | 61 | 1938 |  | YES
1022240019 | 37 VERMILYEA AVENUE Manhattan, NY 10034 (40.865168562770464, -73.92491578928173) | Con Edison | B & B MANAGEMENT | 37 REALTY LLC | 1624 WEBSTER AVENUE BRONX, NY 10457 (40.84184033491622, -73.90412994919767) | CA081789K | 7/5/05 | ROCKMILLS MP60 | 1 | 2.32 | 1989 | 2024 |  | 21 to 26 years old | ICI MMG28 | #4 | 20000 | 14000 | 2900 | 2030 |  |  | Walk-Up Apartments | 10 | 21636 | 1 | 5 | 32 | 32 | 1914
1020020019 | 619 135 STREET Manhattan, NY 10031 (40.82027591164519, -73.95541904986183) | Con Edison | CALLISTO REALTY LLC. | 609-619 WEST 135 LLC | 1970 JAF STATION MANHATTAN, NY 10116 (40.8110019996426, -73.95309800037239) | CA385488J | 7/5/05 | FEDERAL FST 60 | 1 | 2.32 | 1988 | 2023 |  | 21 to 26 years old | ICI MMG28 | #4 | 20000 | 14000 | 2900 | 2030 |  |  | Elevator Apartments | 7 | 14260 | 1 | 5 | 20 | 20 | 1905
1009970047 | 132 45 STREET Manhattan, NY 10036 (40.75757180949323, -73.98471997794067) | Con Edison | CHATWAL INN | B.K.B.W. REALTY CORP. | 132 45 STREET MANHATTAN, NY 10036 (40.75757180949323, -73.98471997794067) | CA094289R | 7/6/05 | ROCKMILLS MP4-69 | 1 | 2.89 | 1989 | 2024 | DUAL FUEL | 21 to 26 years old | ICI MMG28 | #4 | 20000 | 14000 | 2900 | 2030 |  |  | Hotels | 3 | 22880 | 1 | 8 | 0 | 1 | 1900
1007960001 | 165 20 STREET Manhattan, NY 10011 (40.74183249138344, -73.99598491935788) | Con Edison | CHELSEA WARREN CORP | CHELSEA WARREN CORP | 155 20TH ST MANHATTAN, NY 10011 (40.74171862619288, -73.99571233299257) | CA365986Y | 7/6/05 | ROCKMILLS MP-80 | 1 | 3.43 | 1986 | 2021 |  | 21 to 26 years old | I.C.I. MMG-34P | #4 | 20000 | 14000 | 2900 | 2030 | Yes | 2016 | Elevator Apartments | 3 | 62158 | 1 | 6 | 58 | 62 | 1938 |  | YES
1021560033 | 521 185 STREET Manhattan, NY 10033 (40.85087927867042, -73.92997603271765) | Con Edison | COLONY MANAGEMENT | COLONY MANAGEMENT I L | 100 CEDARHURST AVE GREAT NECK, NY 11516 (40.622428823568654, -73.72417170270552) | CA250184M | 7/6/05 | ROCKMILLS MP 50 | 1 | 2.1 | 1984 | 2019 |  | 26 to 30 years old | ICI MMG 28 | #4 | 20000 | 14000 | 2900 | 2030 |  |  | Elevator Apartments | 10 | 24565 | 1 | 5 | 29 | 29 | 1920
1008020052 | 114 27 STREET Manhattan, NY 10001 (40.74559042130887, -73.99145564073616) | Con Edison | DECEMBER ARTIST APT.CORP./MATTEW | DECEMBER ARTISTS CORP | 127 59TH ST MANHATTAN, NY 10022 (40.76241654818314, -73.96854870758665) | CA187885X | 7/4/05 | GENERAL G 320 40 | 1 | 3.1 | 1985 | 2020 |  | 21 to 26 years old | I CI MMG 34P | #4 | 20000 | 14000 | 2900 | 2030 | Yes | 2022 | Elevator Apartments | 3 | 50400 | 1 | 12 | 18 | 20 | 1907 |  | YES
1014080022 | 153 73 STREET Manhattan, NY 10021 (40.7709139449227, -73.96117939176729) | Con Edison | GERARD J PICASO INC. | 155 APT CORP | 1133 BROADWAY MANHATTAN, NY 10010 (40.743831409426136, -73.98905094736057) | CA333490Y | 7/7/05 | ROCKMILLS MP 70 | 1 | 2.84 | 1990 | 2025 |  | 16 to 20 years old | ICI MEG 34P | #6 | 20000 | 14000 | 3000 | 2100 |  |  | Walk-Up Apartments | 4 | 39581 | 1 | 9 | 32 | 36 | 1923
1007990067 | 148 24 STREET Manhattan, NY 10011 (40.744119675329486, -73.99373946384407) | Con Edison | H.S.C. MANAGEMENT CORP. | 148 W.24 TENANTS CORP | 152 57TH ST NEW YORK, NY 10019 (40.7652269056544, -73.97932477205438) | CA362490R | 7/7/05 | ROCKMILLS MP-70 | 1 | 2.59 | 1990 | 2025 |  | 16 to 20 years old | ICI MMG-30 | #4 | 20000 | 14000 | 2900 | 2030 | Yes | 2019 | Elevator Apartments | 3 | 59508 | 1 | 12 | 0 | 15 | 1910
1011240062 | 58 72 STREET Manhattan, NY 10023 (40.77689163076486, -73.97761590308588) | Con Edison | JOHN BRUSCO REALTY | PARKWAY EAST PROPERTI | 401 END AVE MANHATTAN, NY 10024 (40.78362556816552, -73.96653900057436) | CA245389J | 7/6/05 | FEDERAL FST60 | 1 | 2.59 | 1989 | 2024 |  | 21 to 26 years old | ICI MMG28 | #4 | 20000 | 14000 | 2900 | 2030 |  |  | Walk-Up Apartments | 6 | 25080 | 1 | 6 | 25 | 29 | 1920
1008407501 | 57 38 STREET Manhattan, NY 10018 (40.75177564604877, -73.984528334898) | Con Edison | RELIANCE PROPERTY ASSOC CONDO | 57 W 38 ST CONDOMINIU | 462 SEVENTH AVE NEW YORK, NY 10018 (40.751862980298995, -73.98999972454214) | CA243582M | 7/4/05 | FEDERAL FST 80 | 1 | 3.5 | 1982 | 2017 |  | 26 to 30 years old | ICI MMG 34P | #4 | 20000 | 14000 | 2900 | 2030 | Yes | 2020 | Elevator Apartments | 3 | 65043 | 1 | 12 | 0 | 14 | 1915 | YES
1010090044 | 120 57 STREET Manhattan, NY 10019 (40.764562006074996, -73.97783178291304) | Con Edison | ROBERT W. RABITT | RICLAND, L.L.C. | 120 57 STREET MANHATTAN, NY 10019 (40.764562006074996, -73.97783178291304) | CA206988J | 7/5/05 | ROCKMILLS MP 100 | 1 | 4.06 | 1988 | 2023 |  | 21 to 26 years old | ICI MMG 42P | #4 | 20000 | 14000 | 2900 | 2030 | Yes | 2019 | Elevator Apartments | 4 | 57807 | 1 | 12 | 0 | 5 | 1903
1012500039 | 599 END AVENUE Manhattan, NY 10024 (40.78362556816552, -73.96653900057436) | Con Edison | SANDRA GREER MGMT. | 599 WEA OWNERS CORP | 599 WEA NEW YORK, NY 10025 (40.79685012763133, -73.96372581059762) | CA360385X | 7/6/05 | FEDERAL FST 50 | 1 | 2.59 | 1985 | 2020 |  | 21 to 26 years old | ICI MM34P | #4 | 20000 | 14000 | 2900 | 2030 |  |  | Elevator Apartments | 6 | 19320 | 1 | 12 | 28 | 28 | 1923
1021550083 | 510 184 STREET Manhattan, NY 10033 (40.85003298695812, -73.9299664435792) | Con Edison | SANTA FE TOWERS LLC | 510 WEST 184TH STREET | 115 VERMILYEA AVENUE MANHATTAN, NY 10034 (40.86637365428976, -73.92166024353565) | CA311390J | 7/7/05 | ROCKMILLS MP60 | 1 | 2.59 | 1990 | 2025 |  | 16 to 20 years old | ICI MMG28 | #4 | 20000 | 14000 | 2900 | 2030 |  |  | Elevator Apartments | 10 | 27965 | 1 | 5 | 33 | 33 | 1910
1005317504 | 380 LAFAYETTE STREET Manhattan, NY 10003 (40.72756954427389, -73.99338637348677) | Con Edison | SEG 380 BUILDINGS LLC |  | 270 LAFAYETTE ST MANHATTAN, NY 10003 (40.73194394755518, -73.98887214913032) | CA015887Z | 7/5/05 | FEDERAL FST 90 | 1 | 3.7 | 1987 | 2022 |  | 21 to 26 years old | ICI MMG 42 P | #4 | 20000 | 14000 | 2900 | 2030 |  |  | Office Buildings | 1 | 45071 | 1 | 6 | 0 | 4 | 1906
1008320022 | 1220 BROADWAY Manhattan, NY 10001 (40.74688056240922, -73.9883992370322) | Con Edison | SHIRE REALTY CORP. | NEW GENERATION REALTY | 1370 BROADWAY MANHATTAN, NY 10018 (40.75213303749607, -73.9874689825059) | CA113376X | 7/5/05 | PACIFIC 8473 | 1 | 2.6 | 1976 | 2011 |  | 31 to 35 years old | ICI DE-42S | #6 | 20000 | 14000 | 3000 | 2100 | Yes | 2022 | Elevator Apartments | 3 | 75547 | 2 | 9 | 0 | 58 | 1931
1014100026 | 163 75 STREET Manhattan, NY 10021 (40.772236733500364, -73.96040639171707) | Con Edison | ST. JEAN BAPTISTE SCHOOL | EGLISE ST JEAN BAP RC | 173 75 STREET MANHATTAN, NY 10021 (40.7720943777185, -73.96007292013944) | CA319988K | 7/6/05 | FEDERAL FST 90 | 1 | 3.72 | 1988 | 2023 |  | 21 to 26 years old | ICI MMG 42 P | #4 | 20000 | 14000 | 2900 | 2030 |  |  | Office Buildings | 4 | 34800 | 1 | 4 | 0 | 1 | 1925
1014060061 | 132 72 STREET Manhattan, NY 10021 (40.77050433132586, -73.96249616604919) | Con Edison | 132 ASSOC/WALLACK MGMT. | ONE THIRTY TWO ASSOCI | 18 64 STREET MANHATTAN, NY 10065 (40.76697082506496, -73.96984042701948) | CA211294L | 7/4/05 | FEDERAL FST-60 | 1 | 2.59 | 1994 | 2029 |  | 16 to 20 years old | INDUSTRIAL COMB. MMG-28 | #4 | 19980 | 13986 | 2897 | 2028 |  |  | Elevator Apartments | 4 | 47245 | 1 | 15 | 16 | 16 | 1925
1008130040 | 102 38 STREET Manhattan, NY 10018 (40.75235993106394, -73.98607153912504) | Con Edison | 38TH & 6TH ASSOCIATES LLC | 38 AND 6 ASSOCIATES, | 34 09 QUEENS BLVD L I C, NY 11101 (40.74570244980828, -73.93866902925225) | CB231803H | 7/5/05 | ROCKMILLS MP-90 | 1 | 3.78 | 2003 | 2038 | DUAL FUEL | 5 to 10 years old | INDUSTRIAL COMBUSTION MMG-42P | #4 | 19950 | 13965 | 2893 | 2025 |  |  | Elevator Apartments | 3 | 37271 | 1 | 9 | 0 | 1 | 1906
1012630059 | 42 48 STREET Manhattan, NY 10036 (40.758023795665245, -73.97992344541882) | Con Edison | ELO REALTY CORP. | ELO REALTY CORP | 42 48 STREET NEW YORK, NY 10036 (40.75811326840261, -73.98007120933869) | CB539203N | 7/7/05 | FEDERAL FST 90 (NEW) | 1 | 3.01 | 2003 | 2038 | DUAL FUEL | 5 to 10 years old | ICI MMG-42P (NEW) | #4 | 19950 | 13965 | 2893 | 2025 | Yes | 2013 | Condominiums | 3 | 58200 | 1 | 16 | 0 | 0 | 1929
1014090061 | 120 75 STREET Manhattan, NY 10021 (40.77253433317008, -73.9612506711698) | Con Edison | 75TH ST.APT CORP/INSIGNIA RESIDENTIAL GRP. | 75TH STREET APT., INC | 120 75TH STREET MANHATTAN, NY 10021 (40.77253433317008, -73.9612506711698) | CA056081K | 7/4/05 | ROCKMILLS MP 100 | 1 | 4.8 | 1981 | 2016 |  | 26 to 30 years old | HEV-E-OIL DEG 42 (P) | #6 | 19874 | 13912 | 2981 | 2087 | Yes | 2019 | Warehouses | 4 | 56500 | 1 | 9 | 35 | 38 | 1923 |  | YES
1008140030 | 107 38 STREET Manhattan, NY 10018 (40.75248786267689, -73.98622890999563) | Con Edison | DIVERSIFIED MANAGEMENT | 109 WEST 38TH L.L.C | 107 38TH ST NEWYORK, NY 10005 (40.59617786461455, -73.99016472764785) | CA225893K | 7/7/05 | FEDERAL FST-70 | 1 | 2.59 | 1993 | 2028 |  | 16 to 20 years old | HEV-E OIL MMG-30 | #4 | 19845 | 13892 | 2878 | 2014 | Yes | 2014 | Elevator Apartments | 3 | 52289 | 1 | 12 | 0 | 42 | 1923
1018880067 | 801 END AVENUE Manhattan, NY 10025 (40.79685012763133, -73.96372581059762) | Con Edison | 801 W. END AVE CORP. % MIDBORO MGMT INC. | 801 WEST END AVENUE C | 148 37TH STREET MANHATTAN, NY 10018 (40.75251096987246, -73.98836465376176) | CA006896X | 7/7/05 | EASTMOND ESP-70 | 2 | 2.49 | 1996 | 2031 | DUAL FUEL | 11 to 15 years old | (1) IRON FIREMAN AGO-6-4-RK | #6 | 19710 | 13797 | 2956 | 2070 | Yes | 2018 | Elevator Apartments | 9 | 111359 | 1 | 12 | 74 | 74 | 1940 |  | YES
1021740103 | 55 ELLWOOD STREET Manhattan, NY 10040 (40.860407629591535, -73.92847841800614) | Con Edison | ELITE MGMT L.L.C. | ELLWOOD LLC |  | CA031483M | 7/5/05 | FEDERAL FST-50 | 1 | 2.1 | 1983 | 2018 |  | 26 to 30 years old | HEVE AMG 4 1/2 | #4 | 19710 | 13797 | 2858 | 2001 |  |  | Walk-Up Apartments | 10 | 21560 | 1 | 5 | 23 | 25 | 1925
1012420128 | 203 94 STREET Manhattan, NY 10025 (40.79288163062872, -73.97154295317203) | Con Edison | PRISTINE BUILDING LLC. | OSMC II | 97 77 QUEENS BOULEVARD REGO PARK, NY 11374 (40.72646491702238, -73.86148084756303) | CA385589Z | 7/6/05 | FEDERAL FST 50 | 1 | 2.03 | 1989 | 2024 |  | 21 to 26 years old | HEVE MMG 22 ( I.C.I. ) | #4 | 19710 | 13797 | 2858 | 2001 |  |  | Elevator Apartments | 6 | 22800 | 1 | 6 | 24 | 24 | 1925
1018850011 | 541 113 STREET Manhattan, NY 10025 (40.80538719163706, -73.9635833665656) | Con Edison | TRUSTEES OF COLUMBIA UNIVERSITY | COLUMBIA UNIVERSITY | 400 119TH STREET MANHATTAN, NY 10027 (40.808041658732606, -73.9580165248943) | CA240588J | 7/5/05 | FEDERAL FST 70 SP | 1 | 2.8 | 1988 | 2023 |  | 21 to 26 years old | ICI MEG 34 P | #6 | 19710 | 13797 | 2956 | 2070 |  |  | Walk-Up Apartments | 9 | 42265 | 1 | 6 | 38 | 38 | 1925
1010487504 | 340 58 STREET Manhattan, NY 10019 (40.767863457362, -73.98353537086028) | Con Edison | WESTMORE OWNERS CORPRose Assoc. Inc. | EBY FAMILY LLC | 8 38TH ST MANHATTAN, NY 10018 (40.75108854154199, -73.98303674630506) | CA203296P | 7/7/05 | FEDERAL FST-50 | 2 | 2.1 | 1996 | 2031 | DUAL FUEL | 11 to 15 years old | S.T. JOHNSON FD68 CAHM (SIZE 50) | #4 | 19710 | 13797 | 2858 | 2001 | Yes | 2018 | Elevator Apartments | 6 | 179335 | 2 | 7 | 170 | 173 | 1940 | YES
1008280025 | 1141 BROADWAY Manhattan, NY 10001 (40.744047302049886, -73.98900932950538) | Con Edison | MING CHU CO LTD | 1141 REALTY LLC | 1141 BROADWAY N Y 10001 (40.744047302049886, -73.98900932950538) | CA002182X | 7/4/05 | FEDERAL FST-80 | 1 | 3.4 | 1982 | 2017 |  | 26 to 30 years old | HEVEOIL MMG-42-P (I.C.I) | #6 | 19656 | 13759 | 2948 | 2064 |  |  | Elevator Apartments | 3 | 27829 | 1 | 9 | 0 | 27 | 1927
1012400042 | 212 93 STREET Manhattan, NY 10025 (40.79224947887604, -73.97214512057451) | Con Edison | CONGREGATION SHAARE ZEDEK | CONG CHAARI ZADEK | 212 93 STREET NEW YORK, NY 10025 (40.79244938348131, -73.97252589751287) | CB185407H | #N/A | FEDERAL FST - 90 (NEW) | 1 | 3 | 2007 | 2042 | DUAL FUEL | Fewer than 5 years old | ICI MMG - 42P (NEW) | #4 | 19500 | 13650 | 2828 | 1979 |  |  | Office Buildings | 6 | 19500 | 1 | 3 | 0 | 1 | 1915
1021550075 | 524 184 STREET Manhattan, NY 10033 (40.8501932536346, -73.9303560148851) | Con Edison | 520 WEST 184TH STREET REALTY | 518 WEST 184TH STREET | 199 LEE AVENUE BROOKLYN, NY 11211 (40.70196753163612, -73.95570905231308) | CA320987R | 7/6/05 | FEDERAL FST 70 | 1 | 2.8 | 1987 | 2022 | DUAL FUEL | 21 to 26 years old | ICI MMG-30 | #4 | 19482 | 13638 | 2825 | 1977 |  |  | Walk-Up Apartments | 10 | 27144 | 1 | 6 | 21 | 26 | 1912
1005777501 | 72 5 AVENUE Manhattan, NY 10011 (40.735475992085775, -73.99404031599911) | Con Edison | NEW SCHOOL UNIVERSITY |  | 72 5TH AVE MANHATTAN, NY 10011 (40.735475992085775, -73.99404031599911) | CA507585Y | 7/5/05 | FEDERAL FST 70 | 1 | 2.9 | 1985 | 2020 |  | 21 to 26 years old | ICI MMG-34(P) | #4 | 19404 | 13583 | 2814 | 1970 |  |  | Office Buildings | 3 | 35311 | 1 | 7 | 0 | 4 | 1920
1008390019 | 37 37 STREET Manhattan, NY 10018 (40.750997805026124, -73.98466641158825) | Con Edison | ABNER PROPERTIES % WM. R.E. CO | ABNER PROPERTIES CO | 380 MADISON AVENUE NEW YORK, NY 10017 (40.755596213835844, -73.97727528530339) | CB159707P | #N/A | FEDERAL FST 90 (NEW) | 1 | 3 | 2007 | 2042 | DUAL FUEL | Fewer than 5 years old | ICI MEG - 42- P(NEW) | #6 | 19125 | 13388 | 2869 | 2008 | Yes | 2019 | Elevator Apartments | 3 | 52698 | 1 | 12 | 0 | 13 | 1915
1022270029 | 232 SHERMAN AVENUE Manhattan, NY 10034 (40.86591500005483, -73.91968173507121) | Con Edison | CURT REALTY CORP. | SHERMAN 232 LLC | 108 18 QUEENS BLVD FOREST HILLS, NY 11375 (40.720707263029794, -73.84628429608335) | CA201681M | 7/4/05 | FEDERAL FST 80 | 1 | 4.1 | 1981 | 2016 |  | 26 to 30 years old | ICI #DEG 42P | #6 | 19000 | 13300 | 2850 | 1995 |  |  | Elevator Apartments | 10 | 40644 | 1 | 5 | 39 | 51 | 1915
1015100065 | 108 82 STREET Manhattan, NY 10028 (40.77739556666902, -73.95870325352135) | Con Edison | D.ELLIMAN,GIBBONS & IVES | EAST 82ND CORPORATION | 675 THIRD AVENUE MANHATTAN, NY 10117 (40.74962500029358, -73.99163699964777) | CA187585Y | 7/7/05 | ROCKMILLS MP 125 | 1 | 5.25 | 1985 | 2020 |  | 21 to 26 years old | ICI DEG 54P | #6 | 19000 | 13300 | 2850 | 1995 | Yes | 2020 | Loft Buildings | 4 | 64332 | 1 | 9 | 40 | 41 | 1916 |  | YES
1008270043 | 210 5 AVENUE Manhattan, NY 10010 (40.743193515936525, -73.98838993810972) | Con Edison | MANOCHERIAN BROTHERS | LERAD COMPANY | 150 58 STREET MANHATTAN, NY 10155 (40.761456027272516, -73.96836646308732) | CA248984H | 7/6/05 | FEDERAL FST60 | 1 | 2.6 | 1984 | 2019 |  | 26 to 30 years old | ICI MMG28 | #4 | 19000 | 13300 | 2755 | 1928 |  |  | Elevator Apartments | 3 | 36485 | 1 | 11 | 9 | 40 | 1903
1011830022 | 325 71 STREET Manhattan, NY 10023 (40.77952618399047, -73.98585498582243) | Con Edison | ABC PROPERTIES | 71ST STREET LLC | 152 57TH STREET MANHATTAN, NY 10019 (40.76492963045104, -73.97870228969026) | CA519285K | 7/5/05 | FEDERAL FST-40 | 1 | 1.7 | 1985 | 2020 |  | 21 to 26 years old | INDUSTRIAL COMBUSTION MMG-22-P | #4 | 18980 | 13286 | 2752 | 1926 |  |  | Elevator Apartments | 6 | 21960 | 1 | 6 | 28 | 29 | 1920
1012030038 | 4 90 STREET Manhattan, NY 10024 (40.7878977186975, -73.9676297025415) | Con Edison | PARK CREST LLC/PINE MGMT | PARK CREST LLC C/O PI | 78 MANHATTAN AVENUE MANHATTAN, NY 10025 (40.7970359258307, -73.96265134163116) | CA116156H | 7/7/05 | PACIFIC 2983 | 1 | 1.8 | 1956 | 2010 |  | Over 50 years | HEVEOIL AL 3C | #4 | 18980 | 13286 | 2752 | 1926 |  |  | Elevator Apartments | 6 | 7754 | 1 | 5 | 11 | 11 | 1930
1004630024 | 30 ST MARK'S PLACE Manhattan, NY 10003 (40.72890328889093, -73.9883809448894) | Con Edison | ST MARKS ASSETS | ST. MARKS ASSETS, INC | 1881 BROADWAY MANHATTAN, NY 10023 (40.770928607320116, -73.98226555509018) | CA002984H | 7/6/05 | FEDERAL FST 50 | 1 | 2.14 | 1984 | 2019 |  | 26 to 30 years old | HEVEOIL AM 4 1/2 DH | #4 | 18980 | 13286 | 2752 | 1926 |  |  | Elevator Apartments | 2 | 14141 | 1 | 6 | 24 | 25 | 1900
1005880051 | 110 CHRISTOPHER STREET Manhattan, NY 10014 (40.733214094053686, -74.00523876942735) | Con Edison | 110 CHRISTOPHER ST. LLC./ SW MGMT. | 110 CHRISTOPHER STREE | 145 HUGUENOT ST NEW ROCHELLE, NY 10801 (40.91319235913511, -73.77945045104241) | CA266687K | 7/6/05 | ROCKMILLS MP-40 | 1 | 1.7 | 1987 | 2022 |  | 21 to 26 years old | IND. COMB. MMG-22 | #4 | 18907 | 13235 | 2742 | 1919 |  |  | Elevator Apartments | 3 | 20490 | 1 | 5 | 30 | 34 | 1929
1015760041 | 516 80 STREET Manhattan, NY 10021 (40.76920532766377, -73.959183941086) | Con Edison | WEMBLY MGMT/BLDG MGMT INC. | I BLDG CO., INC. | 417 FIFTH AVENUE MANHATTAN, NY 10016 (40.7508150795849, -73.98282286232246) | CA282985Z | 7/4/05 | FEDERAL FST-40 | 1 | 1.7 | 1985 | 2020 | DUAL FUEL | 21 to 26 years old | IND COMB MMG-22 | #4 | 18860 | 13202 | 2735 | 1914 |  |  | Walk-Up Apartments | 5 | 16047 | 1 | 6 | 30 | 30 | 1915
1015090071 | 929 PARK AVENUE Manhattan, NY 10028 (40.77666628186705, -73.95961163317207) | Con Edison | 929 PARK AVE APTS CORP. | 929 PARK AVE APTS COR | 7 PENN PLAZA NEW YORK, NY 10001 (40.74956954963903, -73.99160848411982) | CA258089K | 7/6/05 | FEDERAL FST-100 | 1 | 4.2 | 1989 | 2024 |  | 21 to 26 years old | IND COMB INC. DEG 42P | #6 | 18857 | 13200 | 2829 | 1980 |  |  | Elevator Apartments | 4 | 47537 | 1 | 12 | 36 | 37 | 1913
1008010019 | 133 25 STREET Manhattan, NY 10001 (40.744603756548464, -73.99281324797342) | Con Edison | 133 WEST 25 ST. ASSOC. | DEZER PROPERTIES VISU | 89 FIFTH AVE MANHATTAN, NY 10003 (40.73763556232365, -73.99237217282291) | CA007282X | 7/7/05 | FEDERAL FST-70 | 1 | 2.5 | 1982 | 2017 |  | 26 to 30 years old | INDUSTRIAL COMBUSTION - MMG-34 | #4 | 18803 | 13162 | 2726 | 1909 |  |  | Elevator Apartments | 3 | 45449 | 1 | 9 | 0 | 19 | 1921
1001960021 | 254 CANAL STREET Manhattan, NY 10013 (40.71859705843519, -74.00076460923287) | Con Edison | C.H.H.REALTY | C H H REALTY | 589 BROADWAY MANHATTAN, NY 10012 (40.72488331941997, -73.99723027365769) | CA303984R | 7/6/05 | ROCKMILLS MP - 60 | 1 | 2.6 | 1984 | 2019 |  | 26 to 30 years old | INDUST COMBUST MM-28 | #4 | 18803 | 13162 | 2726 | 1909 |  |  | Elevator Apartments | 1 | 42500 | 1 | 5 | 0 | 15 | 1900
1022480009 | 115 PAYSON AVENUE Manhattan, NY 10034 (40.8684870610586, -73.92623779266478) | Con Edison | 115 PAYSON OWNER'S CORP. | 115 PAYSON OWNERS COR | 103 26 REGO PARK, NY 11375 (40.720707263029794, -73.84628429608335) | CA312889N | 7/6/05 | FEDERAL FST 70 | 1 | 2.6 | 1989 | 2024 |  | 21 to 26 years old | ICI MM 30 | #4 | 18500 | 12950 | 2682 | 1878 |  |  | Elevator Apartments | 7 | 31140 | 1 | 6 | 37 | 37 | 1937
1021450036 | 92 WADSWORTH AVENUE Manhattan, NY 10033 (40.847685742520866, -73.93655301634084) | Con Edison | BONACHA PETER | 90 & 92 WADSWORTH AVE | 174 INWOOD STATION MANHATTAN, NY 10034 (40.8706171092922, -73.9242232587963) | CA183497X | 7/7/05 | FEDERAL FST-60 | 1 | 2.59 | 1997 | 2032 | DUAL FUEL | 11 to 15 years old | INDUSTRIAL COMB. MMG-28 | #4 | 18500 | 12950 | 2682 | 1878 |  |  | Elevator Apartments | 10 | 14025 | 1 | 5 | 15 | 15 | 1910
1017240028 | 15 126 STREET Manhattan, NY 10027 (40.807323963046116, -73.94226105426549) | Con Edison | PILGRIM CHURCH OF HARLEM | PILGRIM BAPTIST CHURC | 135 SCHAEFER ST BROOKLYN, NY 11207 (40.68818581444264, -73.90933466835472) | CA017097N | 7/7/05 | FEDERAL FST-70 (NEW) | 1 | 2.59 | 1997 | 2032 | DUAL FUEL | 11 to 15 years old | INDUSTRIAL COMB. MMG-30 (NEW) | #4 | 18500 | 12950 | 2682 | 1878 |  |  | Walk-Up Apartments | 9 | 13009 | 1 | 5 | 0 | 1 | 1923
1008750056 | 24 GRAMERCY PARK Manhattan, NY 10003 (40.73757727570053, -73.9860611382711) | Con Edison | 24 GRAMERCY PARK INC. | 24 GRAMERCY PARK INC | 24 GRAMERCY PARK N Y 10003 (40.73757727570053, -73.9860611382711) | CB001102J | 7/6/05 | PACIFIC 9103 A | 1 | 3.77 | 2002 | 2037 | DUAL FUEL | 5 to 10 years old | ICI MMG-34 P | #4 | 18375 | 12862 | 2664 | 1865 |  |  | Walk-Up Apartments | 2 | 49015 | 1 | 12 | 18 | 18 | 1935
1004950002 | 237 LAFAYETTE STREET Manhattan, NY 10012 (40.72266199400758, -73.99695148382864) | Con Edison | LAFAYETTE ARTISTS CORP. | LAFAYETTE ARTISTS COR | 152 57TH STREET NEW YORK, NY 10019 (40.7652269056544, -73.97932477205438) | CB229102X | #N/A | FEDERAL FST-80 | 1 | 2.68 | 2002 | 2037 | DUAL FUEL | 5 to 10 years old | INDUSTRIAL COMBUSTION MMG-34P | #4 | 18375 | 12862 | 2664 | 1865 | Yes | 2015 | Elevator Apartments | 1 | 54431 | 1 | 12 | 20 | 21 | 1911 |  | YES
1007960058 | 132 21 STREET Manhattan, NY 10011 (40.7419897767002, -73.99471301779415) | Con Edison | THE SCHOOL OF VISUAL ARTS | SCHOOL OF VISUAL ARTS | 209 23 STREET NEW YORK, NY 10011 (40.74428169559195, -73.99607014823994) | CB172107L | #N/A | FEDERAL FST - 80 (NEW) | 1 | 2.6 | 2007 | 2042 | DUAL FUEL | Fewer than 5 years old | ICI MMG - 34P (NEW) | #4 | 18375 | 12862 | 2664 | 1865 | Yes | 2016 | Condominiums | 3 | 51384 | 1 | 12 | 0 | 10 | 1910
1012750012 | 15 40 STREET Manhattan, NY 10016 (40.751568792268756, -73.98022341069209) | Con Edison | YA ZHOU WEN HUA ENTERPRISES | YA ZHOU WEN HUA ENTER | 15 40 STREET MANHATTAN, NY 10017 (40.75245652744684, -73.97297648087982) | CA057687J | 7/6/05 | FEDERAL FST 80 | 1 | 3.43 | 1987 | 2022 |  | 21 to 26 years old | INDUSTRIAL COMBUSTION MEG 34 P | #6 | 18375 | 12862 | 2756 | 1929 | Yes | 2015 | Elevator Apartments | 3 | 57643 | 1 | 12 | 0 | 14 | 1913
1015680001 | 401 88 STREET Manhattan, NY 10128 (40.778184421385255, -73.94837064513962) | Con Edison | SOLIL MANAGEMENT | 1700 FIRST AVENUE | 640 FIFTH AVENUE NEW YORK, NY 10019 (40.75918853863369, -73.97674417161663) | CB016005J | 7/5/05 | ROCKMILLS MP-300SS | 2 | 10.04 | 2005 | 2040 | DUAL FUEL | 5 to 10 years old | ICI DEG-145 (P) | #4 | 18184 | 12729 | 2637 | 1846 | Yes | 2018 | Elevator Apartments | 5 | 227259 | 1 | 16 | 205 | 213 | 1964
1015510026 | 1705 1 AVENUE Manhattan, NY 10128 (40.77844693948509, -73.94820822984059) | Con Edison | EBERHART BROTHERS | EBERHART L P #1 C/O | 312 82 STREET MANHATTAN, NY 10028 (40.77511842021297, -73.95330906950133) | CA244892M | 7/6/05 | BEST 4 A 55 | 1 | 2.3 | 1992 | 2027 |  | 16 to 20 years old | ICI MMG-28 | #4 | 18177 | 12724 | 2636 | 1845 |  |  | Walk-Up Apartments | 5 | 20010 | 1 | 5 | 24 | 27 | 1920
1020080057 | 150 140 STREET Manhattan, NY 10030 (40.817864727212296, -73.9400095459121) | Con Edison | STRIVER 140 LLC | 150 WEST 140TH STREET | 5014 16TH AVE BROOKLYN, NY 11204 (40.63039762985218, -73.98621834838308) | CA091798L | 7/6/05 | FEDERAL FST 60 | 1 | 2.3 | 1998 | 2033 | DUAL FUEL | 11 to 15 years old | ICI MMG 28 | #4 | 18177 | 12724 | 2636 | 1845 |  |  | Elevator Apartments | 9 | 28963 | 1 | 5 | 0 | 1 | 1924
1022340045 | 645 ACADEMY STREET Manhattan, NY 10034 (40.86578010175043, -73.9246549858932) | Con Edison | HICKORY FUNDING CORP. | HICKORY FUNDING CORP | 185 SHERMAN AVENUE MANHATTAN, NY 10034 (40.8650215897717, -73.92200661192761) | CA176093Y | 7/6/05 | ROCKMILLS MP-50 | 1 | 2.14 | 1993 | 2028 |  | 16 to 20 years old | ICI MMG-22 | #4 | 18104 | 12673 | 2625 | 1838 |  |  | Elevator Apartments | 10 | 17905 | 1 | 5 | 21 | 21 | 1917
1005040034 | 104 SULLIVAN STREET Manhattan, NY 10012 (40.72571968890725, -74.00295895498436) | Con Edison | J. SINTRA & C. SINTRA OWNER | 104-106 SULLIVAN STRE | 1881 BROADWAY MANHATTAN, NY 10023 (40.770928607320116, -73.98226555509018) | CA242593N | 7/7/05 | FEDERAL FST 50 | 1 | 2.03 | 1993 | 2028 |  | 16 to 20 years old | HEVE MMG 22 | #4 | 18068 | 12647 | 2620 | 1834 |  |  | Hotels | 3 | 18740 | 1 | 6 | 35 | 35 | 1910
1005290005 | 652 BROADWAY Manhattan, NY 10012 (40.72687082110474, -73.99550357536145) | Con Edison | 652 BROADWAY/CORNERSTONE MGM | 652 BROADWAY CORP | 271 MADISON AVENUE MANHATTAN, NY 10016 (40.75118848877702, -73.98044892459097) | CA325191Y | 7/5/05 | ROCKMILLS MP80 | 1 | 3.36 | 1991 | 2026 |  | 16 to 20 years old | ICI MMG (30) | #4 | 18000 | 12600 | 2610 | 1827 |  |  | Condominiums | 1 | 45240 | 1 | 12 | 17 | 18 | 1908
1015060018 | 1350 MADISON AVENUE Manhattan, NY 10128 (40.78644515627315, -73.9547796081455) | Con Edison | AKA 1350 MADISON AVE. | 3095 OWNERS CORP | 1350 MADISON AVENUE MANHATTAN, NY 10128 (40.78644515627315, -73.9547796081455) | CA270782K | 7/7/05 | SPENCER 4M60 TYPE A | 1 | 2.6 | 1982 | 2017 |  | 26 to 30 years old | ICI MMG 34S | #4 | 18000 | 12600 | 2610 | 1827 |  |  | Walk-Up Apartments | 4 | 29148 | 1 | 7 | 37 | 40 | 1910
1018790013 | 237 107 STREET Manhattan, NY 10025 (40.80171167765279, -73.96658660204278) | Con Edison | CELI'S PLACE INC. | G M CANMAR RESIDENCE | 230 54th STREET MANHATTAN, NY 10019 (40.764023422640214, -73.982535796889) | CA118090N | 7/6/05 | BEST 5A50 | 1 | 2.14 | 1990 | 2025 |  | 16 to 20 years old | ICI MMG22 | #6 | 18000 | 12600 | 2700 | 1890 |  |  | Office Buildings | 8 | 21144 | 1 | 6 | 24 | 24 | 1900
1004940006 | 234 MULBERRY STREET Manhattan, NY 10012 (40.722635014346736, -73.99598021603697) | Con Edison | ELIZABETH WEISS | AGHAJUN HOLDINGS LLC | 473 F D R DRIVE MANHATTAN, NY 10002 (40.71612146793143, -73.98583147024613) | CA057386X | 7/5/05 | FEDERAL FST-70 S P | 1 | 2.5 | 1986 | 2021 |  | 21 to 26 years old | ICI MMG-30 | #4 | 18000 | 12600 | 2610 | 1827 |  |  | Walk-Up Apartments | 1 | 9435 | 1 | 5 | 18 | 20 | 1901
1021090007 | 442 160 STREET Manhattan, NY 10032 (40.83432348444639, -73.93970588527965) | Con Edison | F.B. ESTATES INC. | ALON ESTATES LLC | 511 157th ST NEW YORK, NY 10032 (40.833105436036746, -73.94253666244876) | CA287784P | 7/6/05 | ROCKMILLS MP60 | 1 | 2.6 | 1984 | 2019 |  | 26 to 30 years old | ICI MM628 | #4 | 18000 | 12600 | 2610 | 1827 |  |  | Elevator Apartments | 7 | 25956 | 1 | 6 | 23 | 26 | 1920
1004347501 | 103 AVENUE Manhattan, NY 10009 (40.72664935898081, -73.97911148500697) | Con Edison | 103 AVENUE A. CONDOMIMUM | MR GROSSMAN | 253 KNICKERBOCKER STATION MANHATTAN, NY 10002 (40.71612146793143, -73.98583147024613) | CA469485M | 7/5/05 | ROCKMILLS MP-40 | 1 | 1.7 | 1985 | 2020 |  | 21 to 26 years old | ICI MMG-22 | #4 | 17958 | 12571 | 2604 | 1823 |  |  | Factory & Industrial Buildings | 2 | 18650 | 1 | 6 | 20 | 22 | 1920
1004067501 | 212 AVENUE Manhattan, NY 10009 (40.72664935898081, -73.97911148500697) | Con Edison | STANDARD REALTY ASSOCIATES INC. |  | 117 WAVERLY PLACE MANHATTAN, NY 10011 (40.73258151599077, -73.99936166686717) | CA535085X | 7/5/05 | BEST BOILER CO 5A-40 | 1 | 1.72 | 1985 | 2020 |  | 21 to 26 years old | IND COMB INC MMG-22 | #4 | 17958 | 12571 | 2604 | 1823 |  |  | Office Buildings | 2 | 15486 | 1 | 6 | 24 | 25 | 1900
1008620011 | 11 32 STREET Manhattan, NY 10016 (40.7468745273197, -73.9847237893574) | Con Edison | 11 EAST 32ND ST. HOUSING CORP. | 11-13 E 32 ST HSG COR | 3545 NEW HYDE PARK NY 11040 (40.74529996182383, -73.6796319322678) | CA535185N | 7/5/05 | ROCKMILLS MP-100 | 1 | 4.2 | 1985 | 2020 |  | 21 to 26 years old | ICI MM 42P | #4 | 17812 | 12468 | 2583 | 1808 |  |  | Walk-Up Apartments | 3 | 45920 | 1 | 12 | 80 | 83 | 1910
1022370043 | 682 ACADEMY STREET Manhattan, NY 10034 (40.867111098353746, -73.92550934182105) | Con Edison | 1071 HOME CORPORATION | TEN SEVENTY ONE HOME | 590 BRONX NY 10463 (40.88187196282087, -73.91120748054078) | CA357594P | 7/5/05 | FEDERAL FST-60 | 1 | 2.32 | 1994 | 2029 |  | 16 to 20 years old | ICI MMG-28 | #4 | 17520 | 12264 | 2540 | 1778 |  |  | Office Buildings | 7 | 22650 | 1 | 5 | 30 | 30 | 1930
1021740224 | 14 THAYER STREET Manhattan, NY 10040 (40.86188603736355, -73.9260579282589) | Con Edison | 14 THAYER LLC | THAYER STREET PORTFOL | 55 45 STREET NY, NY 10036 (40.756173616887146, -73.98122536281527) | CA355994P | 7/5/05 | FEDERAL FST 60 | 1 | 2.52 | 1994 | 2029 |  | 16 to 20 years old | ICI MMG-30 | #4 | 17520 | 12264 | 2540 | 1778 |  |  | Elevator Apartments | 10 | 31665 | 1 | 5 | 42 | 42 | 1926
1021740217 | 24 THAYER STREET Manhattan, NY 10040 (40.86202973661854, -73.92619675603376) | Con Edison | INWOOD REALTY CO.INC. | THAYER STREET PORTFOL | 25 45TH ST MANHATTAN, NY 10036 (40.75578802799439, -73.98029373864486) | CA357994Y | 7/5/05 | FEDERAL FST-60 | 1 | 2.32 | 1994 | 2029 |  | 16 to 20 years old | ICI MMG-28 | #4 | 17520 | 12264 | 2540 | 1778 |  |  | Elevator Apartments | 10 | 32590 | 1 | 5 | 42 | 42 | 1926
1002770002 | 77 MADISON STREET Manhattan, NY 10002 (40.71214891948512, -73.99631296518783) | Con Edison | LEE KUANG | KUAN LEE LAI SI RLTYI | 101 LAFAYETTE STREET MANHATTAN, NY 10013 (40.7178056550494, -74.00108836516341) | CA087385L | 7/7/05 | FITZGIBBONS RM61 | 1 | 2.1 | 1985 | 2020 |  | 21 to 26 years old | I C #MM28 | #4 | 17520 | 12264 | 2540 | 1778 |  |  | Elevator Apartments | 1 | 21274 | 1 | 6 | 28 | 30 | 1918
1005640017 | 831 BROADWAY Manhattan, NY 10003 (40.73378660751007, -73.99097998555408) | Con Edison | SIBELIOUS REALTY COMPANY. | SIBELIUS REALTY, LLC | 827 BROADWAY MANHATTAN, NY 10003 (40.73361573632451, -73.99102495165556) | CA220171X | 7/4/05 | ROCKMILLS MP50 | 1 | 1.7 | 1971 | 2010 |  | 36 - 40 year old | HEV-E-OIL AM4DH | #4 | 17520 | 12264 | 2540 | 1778 |  |  | Elevator Apartments | 2 | 14224 | 1 | 4 | 0 | 10 | 1910
1020540096 | 40 ST NICHOLAS' PLACE Manhattan, NY 10031 (40.828481912851316, -73.94139751611891) | Con Edison | 40 ST. NICHOLAS PLACE LLC. | 40 ST. NICHOLAS PLACE | 225 34th STREET NEW YORK, NY 10001 (40.75154821758872, -73.99194226012543) | CA252683X | 7/5/05 | ROCKMILLS MP4-78 | 1 | 3.1 | 1983 | 2018 |  | 26 to 30 years old | ICI MMG 34P | #4 | 17500 | 12250 | 2538 | 1776 |  |  | Walk-Up Apartments | 7 | 31014 | 1 | 6 | 30 | 30 | 1920
1012280013 | 225 80 STREET Manhattan, NY 10024 (40.784225099532065, -73.97868266426808) | Con Edison | GEORGE H. BEANE | HADRIAN LLC | 225 80 STREET MANHATTAN, NY 10024 (40.784225099532065, -73.97868266426808) | CA360684X | 7/6/05 | ROCKMILLS MP-80 | 1 | 3.43 | 1984 | 2019 | DUAL FUEL | 26 to 30 years old | I.C.I. MMG-34P | #4 | 17417 | 12192 | 2525 | 1768 |  |  | Elevator Apartments | 6 | 45640 | 1 | 10 | 41 | 49 | 1905
1012620062 | 50 47 STREET Manhattan, NY 10036 (40.757318185785266, -73.9802061741448) | Con Edison | A JOSEPH LIPTON | EXTELL 47 STOCK LLC | 31 47 STREET MANHATTAN, NY 10036 (40.757122296828186, -73.97958143422724) | CA013782N | 7/4/05 | FEDERAL CAT#FST-50 | 1 | 2 | 1982 | 2017 |  | 26 to 30 years old | HEV-E-OIL AMG-4 1/2 | #4 | 17400 | 12180 | 2523 | 1766 |  |  | Walk-Up Apartments | 3 | 792574 | 1 | 32 | 0 | 1 | 2009
1003440060 | 219 STANTON STREET Manhattan, NY 10002 (40.71949764749542, -73.98217086297858) | Con Edison | OUR LADY OF SORROWS CHURCH. | R C CH LADY OF SORROW | 219 STANTON STREET MANHATTAN, NY 10002 (40.71949764749542, -73.98217086297858) | CA289392P | 7/5/05 | H.B.SMITH M450L-W-12 (EXG) | 1 | 2.72 | 1992 | 2027 |  | 16 to 20 years old | INDUSTRIAL COMBUSTION MMG-28 (NEW) | #4 | 17325 | 12128 | 2512 | 1758 | Yes | 2014 | Elevator Apartments | 1 | 57574 | 3 | 5 | 0 | 2 | 1900
1021380132 | 651 169 STREET Manhattan, NY 10032 (40.84230632366989, -73.94071991943966) | Con Edison | NANCY J. HABER | PANZER BLDG CP | 110 END AVE NEW YORK, NY 10028 (40.56343271615765, -74.1787588373252) | CA608986H | 7/6/05 | ROCKMILLS MP 40 | 1 | 1.6 | 1986 | 2021 |  | 21 to 26 years old | ICI INC.AM 3-1/2 DH | #4 | 17228 | 12060 | 2498 | 1749 |  |  | Elevator Apartments | 10 | 19380 | 1 | 6 | 22 | 23 | 1916
1008507506 | 49 21 STREET Manhattan, NY 10010 (40.739531800966596, -73.98873841786519) | Con Edison | 49 EAST 21 ST.COMPANY INC. |  | 49 21ST STREET MANHATTAN, NY 10010 (40.739531800966596, -73.98873841786519) | CA376594Z | 7/5/05 | FEDERAL FST-70 | 1 | 2.84 | 1994 | 2029 |  | 16 to 20 years old | HEVE MEG-34 )(P) | #4 | 17010 | 11907 | 2466 | 1727 | Yes | 2020 | Loft Buildings | 2 | 67426 | 1 | 12 | 43 | 44 | 1913 | YES
1020870050 | 640 139 STREET Manhattan, NY 10031 (40.8230212520669, -73.95419346719906) | Con Edison | 618 RIVERSIDE DRIVE OWNERS | 618 RIVERSIDE DRIVE O | 807 WURTSBORO NY 12790 (41.58516444598246, -74.52224833289421) | CA001186Z | 7/5/05 | ROCKMILLS MP-100 | 1 | 4.2 | 1986 | 2021 |  | 21 to 26 years old | I.C.I. MEG-42 (P) | #6 | 16948 | 11863 | 2542 | 1780 | Yes | 2017 | Elevator Apartments | 7 | 76250 | 2 | 6 | 62 | 63 | 1910 |  | YES
1022370045 | 678 ACADEMY STREET Manhattan, NY 10034 (40.86695821360877, -73.92541940961809) | Con Edison | 678 ACADEMY STREET LLC | 678 ACADEMY STREET LL | 5929 BROADWAY BRONXQ, NY 10463 (40.88850198956737, -73.89908035647223) | CB184307K | 7/7/05 | EASTMOND PLW - 53 (NEW) | 1 | 1.7 | 2007 | 2042 | DUAL FUEL | Fewer than 5 years old | ICI MMG - 22 (NEW) | #4 | 16754 | 11728 | 2429 | 1701 |  |  | Elevator Apartments | 7 | 22215 | 1 | 5 | 30 | 30 | 1930
1008460026 | 34 18 STREET Manhattan, NY 10003 (40.737660955157075, -73.98990669092814) | Con Edison | LAUTOB REALTY CORP. | 860 BROADWAY LLC | 441 LEXINGTON AVE MANHATTAN, NY 10017 (40.752873285897365, -73.9749863067917) | CA043481R | 7/7/05 | FEDERAL FST-150 | 1 | 5.2 | 1981 | 2016 |  | 26 to 30 years old | INDUSTRIAL COMBUSTION ME-63-P | #6 | 16699 | 11689 | 2505 | 1753 | Yes | 2016 | Office Buildings | 2 | 75799 | 1 | 6 | 0 | 6 | 1926
1015030031 | 1140 PARK AVENUE Manhattan, NY 10128 (40.783616408391374, -73.95486540662417) | Con Edison | BRICK PRESBYTERIAN CHURCH | BRICK PRESBY CHUR | 62 92 STREET MANHATTAN, NY 10128 (40.784427087781566, -73.95553124665952) | CA346192Z | 7/6/05 | H.B. SMITH 44-S-13 (EXG) | 2 | 2.6 | 1992 | 2027 | DUAL FUEL | 16 to 20 years old | HEVE (ICI) MMG-30 (NEW) | #4 | 16655 | 11659 | 2415 | 1691 |  |  | Walk-Up Apartments | 4 | 12855 | 1 | 1 | 0 | 1 | 1938
1005890014 | 24 CORNELIA STREET Manhattan, NY 10014 (40.731593139477795, -74.00155215467151) | Con Edison | CORNELIA TENANTS CORP. | 22 CORNELIA STREET | 148 37TH ST MANHATTAN, NY 10018 (40.75251096987246, -73.98836465376176) | CA287585M | 7/5/05 | BEST 5A-60 | 1 | 2.3 | 1985 | 2020 |  | 21 to 26 years old | ICI MMG-28P | #4 | 16538 | 11577 | 2398 | 1679 |  |  | Elevator Apartments | 3 | 26110 | 3 | 5 | 60 | 60 | 1920
1008010014 | 147 25 STREET Manhattan, NY 10001 (40.744765583111565, -73.99319607648462) | Con Edison | GVA WILLIAMS REAL ESTATE CO. | 147 WEST 25TH STREET | 380 MADISON AVENUE MANHATTAN, NY 10017 (40.755596213835844, -73.97727528530339) | CA580586R | 7/6/05 | ROCKMILLS MP 80 | 1 | 3.43 | 1986 | 2021 |  | 21 to 26 years old | ICI MEG-34P | #6 | 16538 | 11577 | 2481 | 1736 |  |  | Elevator Apartments | 3 | 41579 | 1 | 12 | 0 | 13 | 1911
1008250009 | 61 23 STREET Manhattan, NY 10010 (40.740575206926415, -73.98719298808574) | Con Edison | REAL ESTATE SOLUTIONS | 61-65 WEST 23RD STREE | 552 BROADWAY NEW YORK, NY 10012 (40.72380413298481, -73.99812060246671) | CA554986R | 7/6/05 | ROCKMILLS MP-80 | 1 | 3.43 | 1986 | 2021 |  | 21 to 26 years old | IND. COMB. DEG-42-P | #6 | 16538 | 11577 | 2481 | 1736 |  |  | Condominiums | 3 | 44625 | 1 | 7 | 0 | 9 | 1920
1001790066 | 139 FRANKLIN STREET Manhattan, NY 10013 (40.719136651652775, -74.00728469394528) | Con Edison | 139 141 FRANKIN ST RTY. | 139-141 FRANKLIN STCO | 475 AMSTERDAM AVENUE MANHATTAN, NY 10024 (40.7855680213242, -73.97652251655427) | CA187482L | 7/4/05 | ROCKMILLS MP 80 | 1 | 3.1 | 1982 | 2017 |  | 26 to 30 years old | ICI MM 34 | #4 | 16500 | 11550 | 2392 | 1675 | Yes | 2019 | Elevator Apartments | 1 | 56384 | 1 | 10 | 0 | 11 | 1915
1012600066 | 62 45 STREET Manhattan, NY 10036 (40.75621869116967, -73.98148520752306) | Con Edison | 62 W. 45 ST ASSOC. | 62 WEST 45TH ST ASSOC | 62 45 STREET MANHATTAN, NY 10036 (40.75621869116967, -73.98148520752306) | CA130582L | 7/4/05 | FEDERAL FST 80 | 1 | 3 | 1982 | 2017 |  | 26 to 30 years old | ICI MM 34 | #4 | 16500 | 11550 | 2392 | 1675 |  |  | Walk-Up Apartments | 3 | 44063 | 1 | 12 | 0 | 12 | 1911
1011970061 | 66 84 STREET Manhattan, NY 10024 (40.784741846970626, -73.97218976944738) | Con Edison | 66 WEST 84TH ST.OWN.CORP | TIME EQUITIES INC | 262 38TH STREET NEW YORK, NY 10018 (40.754408061641925, -73.99089005335117) | CA217686H | 7/5/05 | FEDERAL FMB 547 | 1 | 2 | 1986 | 2021 |  | 21 to 26 years old | HEV-E-OIL MMG 22 ( I.C.I. ) | #4 | 16425 | 11498 | 2382 | 1667 |  |  | Hospitals & Health | 6 | 20350 | 1 | 5 | 29 | 33 | 1900
1010630034 | 811 9 AVENUE Manhattan, NY 10019 (40.76583844463431, -73.98722081947159) | Con Edison | 811 STERLING ASSOCIATES | HEARST COMMUNICATIONS | 421 SEVENTH AVE NEW YORK, NY 10001 (40.750451044712975, -73.99100696521498) | CA252688P | 7/4/05 | ROCKMILLS MP-50 | 1 | 2 | 1988 | 2023 |  | 21 to 26 years old | HEVE MMG 22 | #4 | 16425 | 11498 | 2382 | 1667 |  |  | Elevator Apartments | 3 | 21595 | 5 | 4 | 36 | 40 | 1900
1015160046 | 164 88 STREET Manhattan, NY 10128 (40.780658900634535, -73.9544368221841) | Con Edison | 88TH A&R REALTY | 88TH A & R REALTY, | 1881 BROADWAY MANHATTAN, NY 10023 (40.770928607320116, -73.98226555509018) | CA014989P | 7/5/05 | FEDERAL FST 50 | 1 | 2.14 | 1989 | 2024 |  | 21 to 26 years old | ICI MMG 22 | #4 | 16425 | 11498 | 2382 | 1667 |  |  | Elevator Apartments | 5 | 11975 | 1 | 5 | 18 | 20 | 1910
1021090024 | 990 ST NICHOLAS AVENUE Manhattan, NY 10032 (40.834257174222444, -73.94011751006684) | Con Edison | ALFRED S.FRIEDMAN MANAGEMENT. | 990 PROPERTIES LIMITE | 225 34TH STREET NEW YORK, NY 10001 (40.75154821758872, -73.99194226012543) | CA271182L | 7/6/05 | FEDERAL FST-50 | 1 | 2 | 1982 | 2017 |  | 26 to 30 years old | HEVEOIL AMG-4 1/2 | #4 | 16425 | 11498 | 2382 | 1667 |  |  | Walk-Up Apartments | 7 | 20425 | 1 | 5 | 28 | 28 | 1923
1021750135 | 80 ARDEN STREET Manhattan, NY 10040 (40.86343287125396, -73.92809938926541) | Con Edison | ARDEN REALTY | ARDEN ST. REALTY, | 3582 NEW HYDE PARK NY 11040 (40.74529996182383, -73.6796319322678) | CA254490Z | 7/6/05 | FEDERAL FST 50 | 1 | 2.03 | 1990 | 2025 |  | 16 to 20 years old | HEV-E-OIL MMG 22 | #4 | 16425 | 11498 | 2382 | 1667 |  |  | Condominiums | 10 | 28753 | 1 | 6 | 30 | 31 | 1930
1010530011 | 449 43 STREET Manhattan, NY 10036 (40.75971746348199, -73.99351601539543) | Con Edison | BEACHLANE MGT. CO. | NINTH AVENUE REALTY, | 280 CENTRAL PARK HARTSDALE, NY 10530 (41.011189812676, -73.80720007030968) | CB165706K | 7/5/05 | FEDERAL FST - 50 (NEW) | 1 | 1.6 | 2006 | 2041 | DUAL FUEL | Fewer than 5 years old | ICI MMG-22P (NEW) | #4 | 16425 | 11498 | 2382 | 1667 |  |  | Elevator Apartments | 3 | 9855 | 1 | 5 | 20 | 20 | 1920
1021390164 | 79 HAVEN AVENUE Manhattan, NY 10032 (40.84416040016606, -73.94259646037773) | Con Edison | ELITE MGMT LLC. | TWIN REALTY LLC |  | CA311883H | 7/6/05 | FEDERAL FST 50 | 1 | 2 | 1983 | 2018 |  | 26 to 30 years old | HEVEOIL AM 4 1/2 | #4 | 16425 | 11498 | 2382 | 1667 |  |  | Elevator Apartments | 10 | 19180 | 1 | 5 | 26 | 26 | 1920
1021230101 | 505 167 STREET Manhattan, NY 10032 (40.839377149449575, -73.93748341774115) | Con Edison | GILMAN REALTY/ALVIN GILMAN | 505 WEST 167TH STREET | 50 MERRICK ROCKVILLE CENTR, NY 11571 (40.65667514062005, -73.6484123741446) | CA284485L | 7/5/05 | FEDERAL FST-50 | 1 | 2 | 1985 | 2020 |  | 21 to 26 years old | HEV-E MM 22 P | #4 | 16425 | 11498 | 2382 | 1667 |  |  | Walk-Up Apartments | 10 | 22910 | 1 | 5 | 30 | 30 | 1925
1022240013 | 25 VERMILYEA AVENUE Manhattan, NY 10034 (40.86497970514432, -73.92544638927899) | Con Edison | LEOR MGMT | 25-27 VERMILYEA AVENU | 3 73rd ST NEW YORK, NY 10023 (40.77714292254262, -73.97604224664741) | CA236585M | 7/5/05 | FEDERAL FST 50 | 1 | 2 | 1985 | 2020 |  | 21 to 26 years old | HEVE MMG 22 P | #4 | 16425 | 11498 | 2382 | 1667 |  |  | Elevator Apartments | 10 | 23650 | 1 | 5 | 30 | 30 | 1915
1016150011 | 19 109 STREET Manhattan, NY 10029 (40.79578232125297, -73.94859372470002) | Con Edison | LEVITES REALTY | 1983 HEIGHTS, | 341 149TH STREET BRONX, NY 10451 (40.816753941887974, -73.9199605312092) | CA028288J | 7/7/05 | FEDERAL FST 50 | 1 | 2 | 1988 | 2023 |  | 21 to 26 years old | HEVE MMG 22 | #4 | 16425 | 11498 | 2382 | 1667 |  |  | Elevator Apartments | 8 | 20905 | 1 | 6 | 30 | 30 | 1935
1014290037 | 222 75 STREET Manhattan, NY 10021 (40.77144677571593, -73.95866585405253) | Con Edison | SHELL RLTY.CO | SHELL REALTY CO | 114 47 STREET NEW YORK, NY 10036 (40.75844601755347, -73.98280514830776) | CA423687R | 7/7/05 | FEDERAL FST 60 | 1 | 2.3 | 1987 | 2022 |  | 21 to 26 years old | HEVE MMG 28 | #4 | 16425 | 11498 | 2382 | 1667 |  |  | Elevator Apartments | 4 | 23490 | 1 | 6 | 41 | 41 | 1930
1021660054 | 625 185 STREET Manhattan, NY 10033 (40.852046919143525, -73.93274923359131) | Con Edison | STEPMIKE REALTY LTD. | STEPMIKE REALTY LTD | 610484 BAYSIDE NY 11361 (40.76418884813688, -73.77232552860022) | CA118187J | 7/6/05 | FEDERAL FST 40 | 1 | 1.7 | 1987 | 2022 |  | 21 to 26 years old | HEVE MMG 22 | #4 | 16425 | 11498 | 2382 | 1667 |  |  | Elevator Apartments | 10 | 14550 | 1 | 5 | 20 | 22 | 1920
1021280003 | 1224 ST NICHOLAS' AVENUE Manhattan, NY 10032 (40.843135173052644, -73.93825273497623) | Con Edison | TASHA REALTY | TASHA REALTY | 78 MANHATTAN AVENUE MANHATTAN, NY 10025 (40.7970359258307, -73.96265134163116) | CA357386K | 7/6/05 | ROCKMILLS MP-50 | 1 | 2 | 1986 | 2021 |  | 21 to 26 years old | HEV-E-OIL MMG-22 | #4 | 16425 | 11498 | 2382 | 1667 |  |  | Walk-Up Apartments | 10 | 21582 | 1 | 6 | 47 | 47 | 1937
1021390231 | 106 HAVEN AVENUE Manhattan, NY 10032 (40.844717979824225, -73.9424165959719) | Con Edison | TRUSTEES OF COLUMBIA UNIV | TRUSTEES OF COLUMBIA | 630 168 ST MANHATTAN, NY 10032 (40.84136693283071, -73.94051880451575) | CA226186X | 7/6/05 | FEDERAL FST 50 | 1 | 2 | 1986 | 2021 |  | 21 to 26 years old | HEV E MMG 22 | #4 | 16425 | 11498 | 2382 | 1667 |  |  | Elevator Apartments | 7 | 28100 | 1 | 5 | 29 | 29 | 1916
1018840021 | 511 112 STREET Manhattan, NY 10025 (40.80439830543559, -73.96320920263099) | Con Edison | TRUSTEES OF COLUMBIA UNIVERSITY | TRUSTEES OF COLUMBIA | 400 119 STREET MANHATTAN, NY 10027 (40.808041658732606, -73.9580165248943) | CA343186Z | 7/5/05 | BEST 4A 45 | 1 | 1.7 | 1986 | 2021 | DUAL FUEL | 21 to 26 years old | IND. COMB. MMG 22 | #4 | 16425 | 11498 | 2382 | 1667 |  |  | Elevator Apartments | 9 | 28374 | 1 | 6 | 24 | 24 | 1925
1018810001 | 259 109 STREET Manhattan, NY 10025 (40.80308210734763, -73.96589073669227) | Con Edison | TRUSTEES OF COLUMBIA UNIVERSITY | TRUSTEES OF COLUMBIA | 400 119 STREET MANHATTAN, NY 10027 (40.808041658732606, -73.9580165248943) | CB491503P | 7/6/05 | ROCKMILLS MP 50 (EXISTING) | 1 | 1.67 | 2003 | 2038 | DUAL FUEL | 5 to 10 years old | INDUSTRIAL COMBUSTION-MMG-22 | #4 | 16425 | 11498 | 2382 | 1667 |  |  | Walk-Up Apartments | 8 | 13600 | 1 | 5 | 12 | 14 | 1925
1019620011 | 415 118 STREET Manhattan, NY 10027 (40.807548529221044, -73.9586816876972) | Con Edison | TRUSTEES OF COLUMBIA UNIVERSITY | TRUSTEES OF COLUMBIA | 400 119 STREET MANHATTAN, NY 10027 (40.808041658732606, -73.9580165248943) | CA112587L | 7/6/05 | ROCKMILLS MP 50 | 1 | 2 | 1987 | 2022 |  | 21 to 26 years old | HEVE MMG 22 | #4 | 16425 | 11498 | 2382 | 1667 |  |  | Elevator Apartments | 9 | 25900 | 1 | 7 | 28 | 28 | 1926
1019760048 | 520 122 STREET Manhattan, NY 10027 (40.810755207655184, -73.95862744825516) | Con Edison | TRUSTEES OF COLUMBIA UNIVERSITY | TRUSTEES OF COLUMBIA | 400 119 STREET MANHATTAN, NY 10027 (40.808041658732606, -73.9580165248943) | CA112287J | 7/6/05 | ROCKMILLS MP 50 | 1 | 2 | 1987 | 2022 |  | 21 to 26 years old | ICI MMG 22 | #4 | 16425 | 11498 | 2382 | 1667 |  |  | Condominiums | 9 | 29094 | 1 | 6 | 23 | 23 | 1926
1019940045 | 528 RIVERSIDE DRIVE Manhattan, NY 10027 (40.814518746080296, -73.96150920265393) | Con Edison | TRUSTEES OF COLUMBIA UNIVERSITY | TRUSTEES OF COLUMBIA | 400 119 STREET MANHATTAN, NY 10027 (40.808041658732606, -73.9580165248943) | CA113987P | 7/7/05 | ROCKMILLS MP 50 | 1 | 2 | 1987 | 2022 |  | 21 to 26 years old | ICI MMG 22 | #4 | 16425 | 11498 | 2382 | 1667 |  |  | Elevator Apartments | 9 | 29274 | 1 | 6 | 36 | 36 | 1926
1018960028 | 604 115 STREET Manhattan, NY 10025 (40.80741137757469, -73.96463888246889) | Con Edison | TRUSTEES OF COLUMBIA UNIVERSITY | TRUSTEES OF COLUMBIA | 400 119 STREET MANHATTAN, NY 10027 (40.808041658732606, -73.9580165248943) | CA123388M | 7/7/05 | FEDERAL FST 50 | 1 | 2 | 1988 | 2023 |  | 21 to 26 years old | ICI MMG 22 | #4 | 16425 | 11498 | 2382 | 1667 |  |  | Elevator Apartments | 9 | 26950 | 1 | 7 | 28 | 28 | 1925
1021550028 | 511 181 STREET Manhattan, NY 10033 (40.84834674856269, -73.93133379743185) | Con Edison | VILLEGAS BENIGNO | REPUBLIC INVESTMENT C | 130 MAIN STREET NYACK, NY 10960 (41.091483157229156, -73.92103749885452) | CA579686X | 7/6/05 | FEDERAL FST 50 | 1 | 2 | 1986 | 2021 |  | 21 to 26 years old | HEVE MMG 22 ( I.C.I. ) | #4 | 16425 | 11498 | 2382 | 1667 |  |  | Walk-Up Apartments | 10 | 21262 | 1 | 6 | 28 | 31 | 1914
1020750014 | 519 143 STREET Manhattan, NY 10031 (40.82430840603526, -73.94936064094743) | Con Edison | WEST 143RD RLTY CORP. | BPIII - 519 WEST 143 | 993 MORRIS PARD AVE BRONX, NY 10462 (40.84802524608402, -73.85650673897491) | CA092287Y | 7/6/05 | FEDERAL FST 50 | 1 | 2 | 1987 | 2022 |  | 21 to 26 years old | HEVE MMG 22 | #4 | 16425 | 11498 | 2382 | 1667 |  |  | Office Buildings | 7 | 29520 | 1 | 6 | 24 | 24 | 1920
1013500038 | 326 58 STREET Manhattan, NY 10022 (40.759544652923026, -73.9638407981894) | Con Edison | WILDWOOD ASSOCIATES | SUPREME COMPANY I LLC | 150 58 STREET MANHATTAN, NY 10022 (40.761456027272516, -73.96836646308732) | CA234982R | 7/6/05 | FEDERAL FM-7290 | 1 | 2.3 | 1982 | 2017 |  | 26 to 30 years old | INDUSTRIAL COMBUSTION AM4DH | #4 | 16425 | 11498 | 2382 | 1667 |  |  | Elevator Apartments | 5 | 18252 | 1 | 6 | 30 | 30 | 1904
1022250036 | 156 SHERMAN AVENUE Manhattan, NY 10034 (40.864655949213784, -73.9230901655622) | Con Edison | 156 SHERMAN AVE.ASSOC. | NATALIO CABIZON LLC | 448 AVE BROOKLYN, NY 11223 (40.596939623165156, -73.97331147204676) | CA048094J | 7/7/05 | ROCKMILLS MP-50 | 1 | 2.03 | 1994 | 2029 | DUAL FUEL | 16 to 20 years old | INDUSTRIAL COMB. MMG-22 | #4 | 16407 | 11485 | 2379 | 1665 |  |  | Elevator Apartments | 10 | 23700 | 1 | 5 | 40 | 40 | 1915
1022250034 | 160 SHERMAN AVENUE Manhattan, NY 10034 (40.86471890175585, -73.92291929437664) | Con Edison | 160 SHERMAN AVENUE ASSOC, LLC | ABRAHAM LEVY LLC | 448 AVE BROOKKLYN, NY 11223 (40.596939623165156, -73.97331147204676) | CA047894N | 7/7/05 | ROCKMILLS MP-50 | 1 | 2.03 | 1994 | 2029 |  | 16 to 20 years old | INDUSTRIAL COMB. MMG-22 | #4 | 16407 | 11485 | 2379 | 1665 |  |  | Elevator Apartments | 10 | 23700 | 1 | 5 | 40 | 40 | 1915
1022240011 | 23 VERMILYEA AVENUE Manhattan, NY 10034 (40.864916752602255, -73.92560826724429) | Con Edison | PALATIAL COMPANY | PALATIAL COMPANY, | 20 30 STREET MANHATTAN, NY 10016 (40.74534643902968, -73.98512805267588) | CA465985K | 7/4/05 | ROCKMILLS MP 40 | 1 | 1.6 | 1985 | 2020 |  | 21 to 26 years old | IND COMB INC AM3-1/2DH | #4 | 16352 | 11446 | 2371 | 1660 |  |  | Office Buildings | 10 | 22650 | 1 | 5 | 21 | 21 | 1922
1011660006 | 251 74 STREET Manhattan, NY 10023 (40.78075158965004, -73.98256842919758) | Con Edison | 251 WEST 74TH OWNERS CORP. | 251 WEST 74 OWNERS CO | 165 73 STREET MANHATTAN, NY 10023 (40.779005976361034, -73.9803801273657) | CA333267L | 7/7/05 | PACIFIC 3383 | 1 | 2.4 | 1967 | 2010 |  | 41 - 45 years old | HEVEOIL AMD H4 ( I.C.I. ) | #4 | 16228 | 11360 | 2353 | 1647 |  |  | Elevator Apartments | 6 | 22400 | 1 | 7 | 27 | 27 | 1948
1004520047 | 221 10 STREET Manhattan, NY 10003 (40.7293181071143, -73.98565048154796) | Con Edison | MORTON-TABAK | 221 E10 ST INC | 98 41 64 ROAD REGO PARK, NY 11374 (40.72646491702238, -73.86148084756303) | CA371561J | 7/5/05 | FITZGIBBONS OE 130 | 1 | 1.3 | 1961 | 2010 |  | 46 - 50 years old | HEVE OIL AL3C | #4 | 16200 | 11340 | 2349 | 1644 |  |  | Elevator Apartments | 2 | 10470 | 1 | 6 | 24 | 26 | 1900
1008030014 | 143 27 STREET Manhattan, NY 10001 (40.74596424342383, -73.99218333891675) | Con Edison | WEST 27TH LOFT CORPORATION | WEST 27 LOFT CORP | 143 27 STREET MANHATTAN, NY 10001 (40.74596424342383, -73.99218333891675) | CA089959K | 7/5/05 | PIERCE BUTLER S408 | 1 | 1.3 | 1959 | 2010 |  | Over 50 years | HEV-E-OIL AL3C | #4 | 16200 | 11340 | 2349 | 1644 |  |  | Elevator Apartments | 3 | 20026 | 2 | 6 | 14 | 16 | 1910
1018790024 | 207 107 STREET Manhattan, NY 10025 (40.80125597431826, -73.96550480195297) | Con Edison | JEOMILL REALTY/O.MILIAN | JEOMILL REALTY CORP | 207 107 STREET MANHATTAN, NY 10025 (40.80125597431826, -73.96550480195297) | CA454187M | 7/7/05 | ROCKMILLS MP 80 | 1 | 3.08 | 1987 | 2022 |  | 21 to 26 years old | INDUSTRIAL COMBUSTION MMG 34 | #4 | 16096 | 11268 | 2334 | 1634 |  |  | Warehouses | 8 | 14255 | 1 | 5 | 12 | 12 | 1900
1009050042 | 230 25 STREET Manhattan, NY 10010 (40.739784814583224, -73.98151472504757) | Con Edison | JAM REALTY COMPANY | JAM REALTY CO. | 29 32 STREET MANHATTAN, NY 10016 (40.74646468208251, -73.98371855108839) | CA455987P | 7/7/05 | ROCKMILLS MP 50 | 1 | 2 | 1987 | 2022 |  | 21 to 26 years old | ICI MMG 22 | #4 | 16060 | 11242 | 2329 | 1630 |  |  | Condominiums | 2 | 17364 | 1 | 6 | 35 | 38 | 1905
1004867502 | 470 BROOME STREET Manhattan, NY 10013 (40.722626021126416, -74.00157399905925) | Con Edison | RAVA,F.RAVA,S.& RAVA,J. |  | 28 GREENE STREET MANHATTAN, NY 10013 (40.7212410652013, -74.00252728041028) | CA025064R | 7/5/05 | ROCKMILLS-R-48 | 1 | 1.5 | 1964 | 2010 |  | 46 - 50 years old | HEVEOIL AM4DH | #4 | 16060 | 11242 | 2329 | 1630 |  |  | Walk-Up Apartments | 1 | 9039 | 1 | 5 | 4 | 8 | 1900
1021740208 | 42 THAYER STREET Manhattan, NY 10040 (40.86270442041018, -73.92658852825622) | Con Edison | WEISS REALTY LLC | JH ASSOCIATES | 198 WESTCHESTER SQ STA BRONX, NY 10461 (40.84054431315492, -73.84125020140367) | CA003184Y | 7/6/05 | FEDERAL FST-70 | 1 | 2.6 | 1984 | 2019 |  | 26 to 30 years old | INDUSTRIAL COMB INC MMG-34(P) | #4 | 16060 | 11242 | 2329 | 1630 |  |  | Elevator Apartments | 10 | 34422 | 1 | 6 | 36 | 36 | 1939
1012500040 | 304 89 STREET Manhattan, NY 10024 (40.79085288215017, -73.97662411964428) | Con Edison | 304 W.89TH OWNERS CORP. | 304 W 89TH ST OWNERS | 304 89TH STREET MANHATTAN, NY 10024 (40.79085288215017, -73.97662411964428) | CA309288K | 7/5/05 | FEDERAL FST 70 | 1 | 2.94 | 1988 | 2023 |  | 21 to 26 years old | ICI MMG 30 | #4 | 16000 | 11200 | 2320 | 1624 |  |  | Elevator Apartments | 6 | 42707 | 1 | 9 | 36 | 36 | 1923
1005840043 | 49 MORTON STREET Manhattan, NY 10014 (40.730860357659495, -74.00574797840149) | Con Edison | H.S.C MANAGEMENT CORP | 47 49 MORTON STREET C | 49 MORTON ST NEW YORK, NY 10014 (40.730860357659495, -74.00574797840149) | CA123474Z | 7/5/05 | SPENCER C-500 | 1 | 2.3 | 1974 | 2010 |  | 36 - 40 year old | HEV-E-OIL AM 4 DH | #4 | 16000 | 11200 | 2320 | 1624 |  |  | Elevator Apartments | 3 | 13664 | 1 | 7 | 29 | 29 | 1926
1005900043 | 25 CORNELIA STREET Manhattan, NY 10014 (40.731376424471534, -74.00222151092032) | Con Edison | J.H. TAYLOR CONSTRUCTION CORP. | JH TAYLOR CONSTRUCTIO | 118 17 STREET NEW YORK, NY 10003 (40.736088871905054, -73.9878863177733) | CA135788J | 7/4/05 | FEDERAL FM 5470 | 1 | 2.3 | 1988 | 2023 |  | 21 to 26 years old | HEVE OIL AM4DH | #4 | 16000 | 11200 | 2320 | 1624 |  |  | Elevator Apartments | 3 | 17826 | 1 | 6 | 32 | 32 | 1900
1008870001 | 461 PARK AVENUE Manhattan, NY 10016 (40.74515714611174, -73.98259087937659) | Con Edison | ROSEHILL PROPERTY ASSOC | ROSE HILL PROPERTY AV | 30 29TH STREET MANHATTAN, NY 10010 (40.73914078212147, -73.98289845639863) | CA382590M | 7/7/05 | BEST 5B70 | 1 | 2.94 | 1990 | 2025 |  | 16 to 20 years old | ICI MMG-28 | #4 | 16000 | 11200 | 2320 | 1624 | Yes | 2017 | Office Buildings | 2 | 54018 | 1 | 12 | 0 | 16 | 1935
1022260009 | 115 VERMILYEA AVENUE Manhattan, NY 10034 (40.86637365428976, -73.92166024353565) | Con Edison | ROXANNE TOWERS INC. | ROXANNE TOWERS, INC. | 115 VERMILYEA AVE MANHATTAN, NY 10034 (40.86637365428976, -73.92166024353565) | CA185088Y | 7/5/05 | FEDERAL FST 50 | 1 | 2.1 | 1988 | 2023 |  | 21 to 26 years old | ICI MMG 22 | #4 | 16000 | 11200 | 2320 | 1624 |  |  | Elevator Apartments | 10 | 23295 | 1 | 5 | 31 | 31 | 1916
1021580067 | 570 190 STREET Manhattan, NY 10040 (40.854552080319195, -73.92886091715563) | Con Edison | VANTAGE MANAGEMENT SERVICES | BPIV - 570 WEST 190 S | 31 10 37 AVENUE L I C, NY 11101 (40.74570244980828, -73.93866902925225) | CA185288Z | 7/4/05 | FEDERAL FST 50 | 1 | 2.03 | 1988 | 2023 |  | 21 to 26 years old | ICI MMG 22 | #4 | 16000 | 11200 | 2320 | 1624 |  |  | Elevator Apartments | 10 | 24805 | 1 | 5 | 29 | 29 | 1923
1005440050 | 20 COOPER SQUARE Manhattan, NY 10003 (40.728016462282866, -73.99135996323734) | Con Edison | GEORGE COMFORT & SONS | NEW YORK UNIVERSITY | 125 PARK AVENUE MANHATTAN, NY 10017 (40.75150189626578, -73.97791375384898) | CA163166N | 7/4/05 | CLEAVER BROOKS CB-125 | 2 | 4.9 | 1966 | 2010 |  | 41 - 45 years old | CLEAVER BROOKS INTEGRAL | #6 | 16000 | 11200 | 2400 | 1680 | Yes | 2014 | Office Buildings | 2 | 117390 | 1 | 7 | 0 | 1 | 1930
1008370020 | 35 35 STREET Manhattan, NY 10001 (40.74968307460739, -73.9853711206134) | Con Edison | JAMARCO REALTY | CRYSTAL PROPERTIES, | 453 SALEM NY 10560 (41.332748605763584, -73.60411269894189) | CA091669P | 7/4/05 | H B SMITH 42 | 1 | 2.4 | 1969 | 2010 |  | 41 - 45 years old | PETRO W4 AHP | #6 | 16000 | 11200 | 2400 | 1680 | Yes | 2017 | Factory & Industrial Buildings | 3 | 67755 | 1 | 12 | 0 | 12 | 1915
1007790075 | 400 8 AVENUE Manhattan, NY 10001 (40.74947078370104, -73.9954226363788) | Con Edison | EIGHT AVE ASSOC%MICHAEL PROP. | 400 EIGHTH AVENUE OW | 30 26 STREET MANHATTAN, NY 10010 (40.74275006547988, -73.98664002838736) | CA235470H | 7/7/05 | KEWANEE (2) | 1 | 4.9 | 1970 | 2010 |  | 36 - 40 year old | PETRO WD5AH | #6 | 15987 | 11191 | 2398 | 1679 | Yes | 2019 | Walk-Up Apartments | 3 | 76637 | 1 | 8 | 0 | 1 | 1924
1008207504 | 16 19 STREET Manhattan, NY 10011 (40.73927292004965, -73.99190681008943) | Con Edison | EST. OF SYLVIA GLASER % WM. REAL EST. |  | 380 MADISON AVE NEW YORK, NY 10017 (40.755596213835844, -73.97727528530339) | CB209502J | #N/A | FEDERAL FST-90 | 1 | 3.01 | 2002 | 2037 | DUAL FUEL | 5 to 10 years old | INDUSTRIAL COMBUSTION MMG-42P | #4 | 15960 | 11172 | 2314 | 1620 | Yes | 2020 | Elevator Apartments | 3 | 58594 | 1 | 14 | 57 | 58 | 1906 | YES
1008300016 | 37 28 STREET Manhattan, NY 10001 (40.74544173032724, -73.98901653286067) | Con Edison | REXTON REALTY CO%HMH REALTY | REXTON REALTY CORP | 36 25 STREET N Y 10001 (40.75025902143676, -73.99688630375988) | CB157401X | 7/5/05 | FEDERAL-FST-90 | 1 | 3.72 | 2001 | 2036 | DUAL FUEL | 5 to 10 years old | INDUSTRIAL COM.-MMG-42P | #4 | 15960 | 11172 | 2314 | 1620 | Yes | 2020 | Elevator Apartments | 3 | 54158 | 1 | 12 | 0 | 13 | 1911
1012390056 | 288 92 STREET Manhattan, NY 10025 (40.79254661879833, -73.97478099046845) | Con Edison | 288-290 OWNERS COMPANY | 288 290 OWNERS CORP | 7001 BWSH HOLLOW RD WESTBURY, NY 11590 (40.759097549512376, -73.58193000066893) | CA209295K | 7/5/05 | ROCKMILLS MP-50 | 1 | 2.03 | 1995 | 2030 | DUAL FUEL | 11 to 15 years old | INDUSTRIAL COMB. MMG-22 | #4 | 15900 | 11130 | 2306 | 1614 |  |  | Elevator Apartments | 6 | 22150 | 1 | 6 | 30 | 30 | 1940
1011620005 | 265 70 STREET Manhattan, NY 10023 (40.77815141842164, -73.98460565984256) | Con Edison | MECO ASSOCIATES LLC. | MECO ASSOCS. LLC | 1000D POMONA NY 10970 (41.20299438498296, -74.08310850005716) | CA247594H | 7/5/05 | FEDERAL FST-50 | 1 | 2.03 | 1994 | 2029 |  | 16 to 20 years old | INDUSTRIAL COMBUSTION MMG-22 | #4 | 15900 | 11130 | 2306 | 1614 |  |  | Office Buildings | 6 | 25266 | 1 | 6 | 30 | 30 | 1930
1012387503 | 203 90 STREET Manhattan, NY 10024 (40.79093589435709, -73.9747221437558) | Con Edison | SENDAR DEVEL. CO INC |  | 29 BARSTOW ROAD GREAT NECK, NY 11021 (40.78984616584543, -73.72521707458091) | CB143507J | 7/6/05 | FEDERAL FST - 100 (NEW) | 1 | 3.3 | 2007 | 2042 | DUAL FUEL | Fewer than 5 years old | ICI DEG - 42P (NEW) | #4 | 15889 | 11122 | 2304 | 1613 |  |  | Store Buildings | 6 | 128657 | 1 | 6 | 81 | 82 | 0
1016830045 | 310 112 STREET Manhattan, NY 10029 (40.79425358309917, -73.93922280754607) | Con Edison | 310-312 EAST 112TH REALTY CORP. | 310-312 E. 112 ST. RE | 15 40 STREET NEW YORK, NY 10016 (40.751568792268756, -73.98022341069209) | CB507505L | 7/7/05 | FEDERAL FST-50 (NEW) | 1 | 1.67 | 2005 | 2040 | DUAL FUEL | 5 to 10 years old | ICI MMG-22 | #4 | 15878 | 11115 | 2302 | 1612 |  |  | Walk-Up Apartments | 8 | 19005 | 1 | 6 | 22 | 24 | 1900
1016830044 | 314 112 STREET Manhattan, NY 10029 (40.794191026246885, -73.93907458725641) | Con Edison | 314-316 EAST 112TH REALTY CORP. | 314-316 E. 112 ST. RE | 15 40 STREET NEW YORK, NY 10016 (40.751568792268756, -73.98022341069209) | CB409605K | 7/7/05 | FEDERAL FST-50 (NEW) | 1 | 1.6 | 2005 | 2040 | DUAL FUEL | 5 to 10 years old | ICI MMG-22 (NEW) | #4 | 15878 | 11115 | 2302 | 1612 |  |  | Elevator Apartments | 8 | 16841 | 1 | 6 | 22 | 24 | 1900
1015330028 | 1693 2 AVENUE Manhattan, NY 10128 (40.77902250558384, -73.9509061959285) | Con Edison | AMDAR COMPANY | AIMCO | 1776 BROADWAY MANHATTAN, NY 10019 (40.76645897683454, -73.98182488729583) | CA122396H | 7/6/05 | FEDERAL FST-50 | 1 | 2.03 | 1996 | 2031 | DUAL FUEL | 11 to 15 years old | INDUSTRIAL COMB. MMG-22 | #4 | 15878 | 11115 | 2302 | 1612 |  |  | Walk-Up Apartments | 5 | 7575 | 2 | 5 | 8 | 10 | 1900
1015260017 | 235 80 STREET Manhattan, NY 10075 (40.77464563887429, -73.95596882665193) | Con Edison | ARDEN REALTY CO., LLC | 235 EAST 80TH STEET, | 235 PARK AVENUE NEW YORK, NY 10003 (40.737851543082456, -73.98800322963712) | CB072308N | #N/A | FEDERAL FD - 4500 (EXSTG) | 1 | 1.5 | 2008 | 2043 | DUAL FUEL | Fewer than 5 years old | ICI MMG - 22 (NEW) | #4 | 15878 | 11115 | 2302 | 1612 |  |  | Elevator Apartments | 5 | 14230 | 1 | 5 | 35 | 35 | 1960
1007420049 | 320 19 STREET Manhattan, NY 10011 (40.74305647071265, -74.00087621322156) | Con Edison | CHELSA 19TH OWNERS CORP. | CHELSEA 19TH ST OWNER | 408 57 STREET NEW YORK, NY 10019 (40.76819466835104, -73.98635747032347) | CB010409Z | 7/7/05 | FEDERAL FST - 50 (NEW) | 1 | 1.6 | 2009 | 2044 | DUAL FUEL | Fewer than 5 years old | ICI MMG - 22 (NEW) | #4 | 15878 | 11115 | 2302 | 1612 |  |  | Hospitals & Health | 3 | 22700 | 2 | 5 | 34 | 34 | 1900
1007380008 | 351 355 WEST 14 STREET Manhattan, NY 10014 (40.73358645135369, -74.01019960472792) | Con Edison | CHELSEA VILLAGE LLC % COOPER SQ. RLTY. | CHELSEA/VILLAGE ASSOC | 6 43 STREET NEW YORK, NY 10017 (40.75381517729913, -73.97967506743592) | CB025807X | 7/6/05 | FEDERAL FST 50 (NEW) | 1 | 1.6 | 2007 | 2042 | DUAL FUEL | Fewer than 5 years old | ICI MMG-22 | #4 | 15878 | 11115 | 2302 | 1612 |  |  | Walk-Up Apartments | 3 | 28023 | 2 | 5 | 69 | 71 | 1885
1015470015 | 331 84 STREET Manhattan, NY 10028 (40.776259024214156, -73.95192678633116) | Con Edison | JASMIN COMPANY | 333 EAST 84TH STREET | 150 58 STREET MANHATTAN, NY 10028 (40.776344978837756, -73.95296667956859) | CA122296K | 7/6/05 | FEDERAL FST-50 | 1 | 2.03 | 1996 | 2031 | DUAL FUEL | 11 to 15 years old | I.C. MMG-22 | #4 | 15878 | 11115 | 2302 | 1612 |  |  | Elevator Apartments | 5 | 20630 | 2 | 5 | 40 | 40 | 1895
1021260040 | 502 170 STREET Manhattan, NY 10032 (40.84113268265324, -73.93625365570826) | Con Edison | TGC LLC | TGC, LLC | 55 05 WOODSIDE AVENUE WOODSIDE, NY 11374 (40.72646491702238, -73.86148084756303) | CB168706H | 7/5/05 | FEDERAL FST - 50 (NEW) | 1 | 1.6 | 2006 | 2041 | DUAL FUEL | Fewer than 5 years old | ICI MMG - 22 (NEW) | #4 | 15878 | 11115 | 2302 | 1612 |  |  | Elevator Apartments | 10 | 16350 | 1 | 5 | 20 | 20 | 1907
1021360052 | 21 FORT WASHINGTON AVENUE Manhattan, NY 10032 (40.835914490446115, -73.94470882871767) | Con Edison | JOHN DEER% PROTO REALTY | 21 FORT WASHINGTON AV | 503 BROADWAY N Y 10705 (40.91668954277359, -73.89682963922633) | CB334600H | 7/5/05 | FEDERAL FST 50 | 1 | 2.1 | 2000 | 2035 | DUAL FUEL | 5 to 10 years old | IND.COMB. MMG-22 P | #4 | 15878 | 11114 | 2302 | 1612 |  |  | Elevator Apartments | 7 | 29634 | 2 | 6 | 36 | 36 | 1920
1022250032 | 164 SHERMAN AVENUE Manhattan, NY 10034 (40.86478185429786, -73.9227574164114) | Con Edison | 18TH AVENUE LL. | 18TH AVENUE | 448 AVENUE BROOKLYN, NY 11223 (40.596939623165156, -73.97331147204676) | CA104694R | 7/5/05 | FEDERAL FST 50 | 1 | 2 | 1994 | 2029 |  | 16 to 20 years old | ICI MMG-22 | #4 | 15875 | 11112 | 2302 | 1611 |  |  | Walk-Up Apartments | 10 | 23700 | 1 | 5 | 41 | 41 | 1916
1015300015 | 235 84 STREET Manhattan, NY 10028 (40.77718790676838, -73.95412524236066) | Con Edison | LEVITES REALTY | KALMAR REALTY LLC | 372 MC LEAN AVE YONKERS, NY 10705 (40.9103409899276, -73.88664240832763) | CA078996X | 7/7/05 | ROCKMILLS MP50 | 1 | 2 | 1996 | 2031 | DUAL FUEL | 11 to 15 years old | ICI MMG22 | #4 | 15875 | 11112 | 2302 | 1611 |  |  | Elevator Apartments | 5 | 25668 | 1 | 6 | 38 | 41 | 1920
1020910032 | 601 144 STREET Manhattan, NY 10031 (40.825847519043144, -73.95105788284361) | Con Edison | LEOR MANAGEMENT CORP. A/A/F | EMINENT ASSOCIATES LL | 2130 BROADWAY MANHATTAN, NY 10023 (40.78069165240327, -73.98124255715014) | CA308283R | 7/6/05 | ROCKMILLS MP-90 | 1 | 3.79 | 1983 | 2018 |  | 26 to 30 years old | I.C.I. MEG-42 P | #6 | 15826 | 11078 | 2374 | 1662 |  |  | Condominiums | 7 | 43611 | 1 | 6 | 32 | 38 | 1910
1021390329 | 735 172 STREET Manhattan, NY 10032 (40.84494298574741, -73.94131519626372) | Con Edison | PRIME REALTY SERVICE LLC | HAVEN AVENUE ASSOCIAT | 139 HAVEN AVE N Y 10032 (40.845519010312, -73.94235116221739) | CB343800J | #N/A | ROCKMILLS MP-80 | 1 | 3.36 | 2000 | 2035 | DUAL FUEL | 5 to 10 years old | ICI MMG-34 P | #4 | 15444 | 10811 | 2239 | 1568 |  |  | Elevator Apartments | 10 | 36485 | 1 | 5 | 56 | 56 | 1920
1013100041 | 160 56 STREET Manhattan, NY 10022 (40.75994659290405, -73.96898673248235) | Con Edison | NYC SIERRA ASSETS GROUP LTD. | ROSE LYONS PROPERTIES | 30 GLENN STREET WHITE PLAINS, NY 10603 (41.05048286012806, -73.77165332904838) | CA153170R | 7/6/05 | PACIFIC 222 | 1 | 4.2 | 1970 | 2010 |  | 36 - 40 year old | TODD "B" | #6 | 15435 | 10804 | 2315 | 1621 | Yes | 2020 | Walk-Up Apartments | 4 | 51923 | 1 | 12 | 0 | 12 | 1927
1013030045 | 146 49 STREET Manhattan, NY 10017 (40.75576818395395, -73.97267825139852) | Con Edison | 146 E 49TH ST OWNERS CO. | HOUGHTON NEW YORK INC | 401 GLENWOOD LNDING, NY 11547 (40.83053900037464, -73.64017600042206) | CA004986K | 7/5/05 | BEST BOILER CO. 5B-70 | 1 | 2.9 | 1986 | 2021 |  | 21 to 26 years old | IND. COMB. MM-30 | #4 | 15330 | 10731 | 2223 | 1556 |  |  | Walk-Up Apartments | 4 | 33800 | 1 | 10 | 38 | 40 | 1920
1007440040 | 205 8 AVENUE Manhattan, NY 10011 (40.74373310915411, -73.99962247025564) | Con Edison | 205 8TH AVENUE CORP. | FRANCMEN 205 LLC | 1145 LIBERTY AVENUE BROOKLYN, NY 11208 (40.678712792088284, -73.86716356982392) | CA047960M | 7/6/05 | CROTTY CSM35 | 1 | 1.5 | 1960 | 2010 |  | 46 - 50 years old | I.C.I. AL3C | #4 | 15200 | 10640 | 2204 | 1543 |  |  | Condominiums | 3 | 10800 | 1 | 5 | 10 | 11 | 1900
1005500026 | 10 8 STREET Manhattan, NY 10003 (40.732028804495364, -73.99588402489002) | Con Edison | NEW YORK UNIVERSITY | LYNCH FAMILY ASSOCIAT | 2 WASHINGTON SQUARE VILLAGE MANHATTAN, NY 10012 (40.7277418866931, -73.99818975110709) | CA391770Y | 7/6/05 | NATIONAL A-407-S | 1 | 1.4 | 1970 | 2010 |  | 36 - 40 year old | HEV-E-OIL AM4 DH | #4 | 15184 | 10629 | 2202 | 1541 |  |  | Elevator Apartments | 1 | 10330 | 1 | 4 | 3 | 5 | 1910
1021610103 | 569 192 STREET Manhattan, NY 10040 (40.856022598306325, -73.92825664242372) | Con Edison | 12-16 LAWRENCE STREET CORP. | 560 WEST 192ND STREET | 150 9TH STREET BROOKLYN, NY 11211 (40.719247641937606, -73.95708245181866) | CA387088J | 7/5/05 | FEDERAL FST-60 | 1 | 2.32 | 1988 | 2023 |  | 21 to 26 years old | ICI MMG-28 | #4 | 15000 | 10500 | 2175 | 1522 |  |  | Hotels | 10 | 26175 | 1 | 5 | 29 | 29 | 1924
1004510006 | 156 2 AVENUE Manhattan, NY 10003 (40.72960476007381, -73.98690605676137) | Con Edison | 156-158 2ND.AVENUE | SECOND AVENUE VILLAGE | 6 GRACE AVENUE GREAT NECK, NY 11021 (40.7883214953668, -73.72832399367672) | CA324388N | 7/4/05 | FEDERAL FST 70 | 1 | 2.94 | 1988 | 2023 |  | 21 to 26 years old | ICI MMG 30 | #4 | 15000 | 10500 | 2175 | 1522 |  |  | Elevator Apartments | 2 | 39395 | 1 | 6 | 31 | 36 | 1920
1018890061 | 855 END AVENUE Manhattan, NY 10025 (40.79685012763133, -73.96372581059762) | Con Edison | 855 WEST END OWNERS | 855 WEST END OWNERS C | 46 TRINITY PLACE MANHATTAN, NY 10006 (40.70750589849204, -74.01317261692733) | CA395084M | 7/7/05 | ROCKMILLS MP - 50 | 1 | 2 | 1984 | 2019 |  | 26 to 30 years old | INDUSTRIAL COMBUS MMG-22-P | #4 | 15000 | 10500 | 2175 | 1522 |  |  | Condominiums | 9 | 26997 | 1 | 8 | 24 | 24 | 1910
1005110016 | 136 CROSBY STREET Manhattan, NY 10012 (40.72492698334637, -73.99611528698152) | Con Edison | BROCROS REALTY | 600 BROADWAY PARTNERS | 600 BROADWAY MANHATTAN, NY 10012 (40.72526103467226, -73.99691551094747) | CA020979M | 7/6/05 | ROCKMILLS MP 100 | 1 | 4.2 | 1979 | 2014 |  | 31 to 35 years old | HEVEOIL AM-6 | #4 | 15000 | 10500 | 2175 | 1522 | Yes | 2021 | Elevator Apartments | 1 | 65192 | 1 | 6 | 0 | 24 | 1900
1012250041 | 118 95 STREET Manhattan, NY 10025 (40.79246784120354, -73.968755008178) | Con Edison | CONGREGATION OHAH ZEDECK | CONG SHAB ZADEK | 118 95 STREET MANHATTAN, NY 10025 (40.79246784120354, -73.968755008178) | CA243682J | 7/6/05 | ROCKMILLS MP 70 | 1 | 2.9 | 1982 | 2017 |  | 26 to 30 years old | ICI MM 34P | #4 | 15000 | 10500 | 2175 | 1522 |  |  | Elevator Apartments | 6 | 7847 | 1 | 2 | 0 | 0 | 1910
1021790203 | 183 PINEHURST AVENUE Manhattan, NY 10033 (40.854268779775396, -73.938153809553) | Con Edison | ELITE MGMT LLC. | PINEHURST LLC |  | CA210584P | 7/6/05 | ROCKMILLS MP60 | 1 | 2.6 | 1984 | 2019 | DUAL FUEL | 26 to 30 years old | ICI MMG 34P | #4 | 15000 | 10500 | 2175 | 1522 |  |  | Loft Buildings | 7 | 32100 | 1 | 6 | 35 | 35 | 1930
1010120032 | 566 7 AVENUE Manhattan, NY 10018 (40.755055573503, -73.98767947370658) | Con Edison | LEE KWAN CHAH | EBM DEVELOPMENT CO.LT | 566 7 AVENUE MANHATTAN, NY 10018 (40.755055573503, -73.98767947370658) | CA214789R | 7/5/05 | ROCKMILLS MP60 | 1 | 2.59 | 1989 | 2024 |  | 21 to 26 years old | ICI MMG28 | #4 | 15000 | 10500 | 2175 | 1522 |  |  | Educational Structures | 3 | 38276 | 1 | 9 | 0 | 25 | 1923
1021320035 | 506 178 STREET Manhattan, NY 10033 (40.846215580587746, -73.93256662450308) | Con Edison | LJF REALTY CORP. | HEIGHTS 178 LLC | 108 18 QUEENS BLVD FOREST HILLS, NY 10040 (40.85809553188335, -73.92925548994884) | CA373190Z | 7/5/05 | ROCKMILLS MP50 | 1 | 2.03 | 1990 | 2025 |  | 16 to 20 years old | ICI MMG 22 | #4 | 15000 | 10500 | 2175 | 1522 |  |  | Elevator Apartments | 10 | 21258 | 1 | 6 | 25 | 25 | 1929
1015510012 | 321 88 STREET Manhattan, NY 10128 (40.77898283032109, -73.95024284013995) | Con Edison | MARIN MANAGEMENT CORP. 83RD ST. ASSOCS | 88TH ST ASSOCIATES | 114 39 STREET MANHATTAN, NY 10016 (40.74984906410224, -73.9782655877672) | CA385889K | 7/6/05 | BEST 4B70 | 1 | 2.9 | 1989 | 2024 |  | 21 to 26 years old | ICI MMG30 | #4 | 15000 | 10500 | 2175 | 1522 |  |  | Elevator Apartments | 5 | 28170 | 3 | 5 | 60 | 60 | 1940
1004020019 | 150 7 STREET Manhattan, NY 10009 (40.72565833075765, -73.98268970110621) | Con Edison | PODPIRKA, CHARLES | JRC REALTY | 740058 REGO PARK NY 11374 (40.72646491702238, -73.86148084756303) | CA320788Y | 7/5/05 | ROCKMILLS MP 40 | 1 | 1.7 | 1988 | 2023 |  | 21 to 26 years old | ICI MMG 22 | #4 | 15000 | 10500 | 2175 | 1522 |  |  | Elevator Apartments | 2 | 17750 | 1 | 5 | 39 | 39 | 1925
1021370032 | 601 162 STREET Manhattan, NY 10032 (40.837267258102614, -73.94272603546116) | Con Edison | SDG MGMT/601 W 162 ASSOC | 601 WEST 162 ASSOCSLP | 888 SEVENTH AVE MANHATTAN, NY 10019 (40.765163953112335, -73.98028704662573) | CA162988H | 7/4/05 | ROCKMILLS MP-70 | 1 | 2.94 | 1988 | 2023 |  | 21 to 26 years old | ICI MMG-30 | #4 | 15000 | 10500 | 2175 | 1522 |  |  | Elevator Apartments | 10 | 46812 | 1 | 6 | 34 | 39 | 1911
1004460026 | 336 5 STREET Manhattan, NY 10003 (40.726490001231035, -73.98837187488851) | Con Edison | SE 5 REALTY CORP. | SE 5 REALTY CORP | 334 5 STREET MANHATTAN, NY 10003 (40.726504203324524, -73.98840535125174) | CA358557K | 7/5/05 | H B SMITH #340-S-8 | 1 | 1.1 | 1957 | 2010 |  | Over 50 years | HEVE-OIL A13C | #4 | 15000 | 10500 | 2175 | 1522 |  |  | Loft Buildings | 2 | 10788 | 1 | 6 | 22 | 23 | 1900
1014920056 | 26 81 STREET Manhattan, NY 10028 (40.77767255189272, -73.96134135191699) | Con Edison | SIREN MGMT CORP. | FERNBACH, | 40 EXCHANGE PLACE NY, NY 10005 (40.70574493861897, -74.0098106474021) | CA314783Y | 7/4/05 | FEDERAL FST 80 | 1 | 3.4 | 1983 | 2018 |  | 26 to 30 years old | ICI MM34 | #4 | 15000 | 10500 | 2175 | 1522 |  |  | Elevator Apartments | 4 | 47380 | 1 | 10 | 15 | 21 | 1920
1021620072 | 603 180 STREET Manhattan, NY 10033 (40.84868950447813, -73.93430951287603) | Con Edison | SKOLNICK,ELAINE | 603-605 WEST 180TH RE | 603 180th ST NEW YORK, NY 10033 (40.84868950447813, -73.93430951287603) | CA175688Z | 7/5/05 | ROCKMILLS MP50 | 1 | 2.03 | 1988 | 2023 |  | 21 to 26 years old | ICI MMG 22 | #4 | 15000 | 10500 | 2175 | 1522 |  |  | Loft Buildings | 10 | 17200 | 1 | 5 | 20 | 20 | 1907
1020610003 | 1743 AMSTERDAM AVENUE Manhattan, NY 10031 (40.8261200002583, -73.94695817221987) | Con Edison | VINTAGE REALTY LLC | VINTAGE REALTY LLC | 939 8TH AVENUE MANHATTAN, NY 10019 (40.76588341073574, -73.98348863305) | CA444184H | 7/7/05 | ROCKMILLS MP40 | 1 | 1.72 | 1984 | 2019 |  | 26 to 30 years old | ICI - MMG 22 | #4 | 15000 | 10500 | 2175 | 1522 |  |  | Elevator Apartments | 7 | 9230 | 1 | 5 | 12 | 13 | 1920
1009090028 | 241 28 STREET Manhattan, NY 10016 (40.741332807822246, -73.97928482500883) | Con Edison | BACKVILLE MANAGEMENT | WHAT CHEER REALTY CO | 97 77 QUEENS BOULEVARD QUEENS, NY 11374 (40.72646491702238, -73.86148084756303) | CA011279R | 7/6/05 | FEDERAL PLW 113 | 2 | 4.8 | 1979 | 2014 |  | 31 to 35 years old | I.C.I. DE 42 P | #6 | 15000 | 10500 | 2250 | 1575 | Yes | 2019 | Elevator Apartments | 2 | 108614 | 1 | 17 | 128 | 130 | 1978
1006257501 | 299 12 STREET Manhattan, NY 10014 (40.73757345234399, -74.00566666631993) | Con Edison | GOODSTEIN MANAGEMENT INC. | 299 WEST 12TH ST COND | 200 MADISON AVE MANHATTAN, NY 10016 (40.74877830573848, -73.9822475686496) | CA062486J | 7/5/05 | ROCKMILLS MP-250 | 1 | 10 | 1986 | 2021 |  | 21 to 26 years old | I.C.I. DEG-105 (P) | #6 | 15000 | 10500 | 2250 | 1575 | Yes | 2015 | Elevator Apartments | 3 | 132460 | 1 | 17 | 181 | 182 | 1930 | YES
1018430022 | 15 107 STREET Manhattan, NY 10025 (40.798933876358646, -73.95995701042804) | Con Edison | 15 WEST 107 STREET | 15 WEST 107TH STREET | 1920 NEW YORK, NY 10116 (40.8110019996426, -73.95309800037239) | CB248303P | 7/5/05 | FEDERAL FMB-729 (EXTSG) | 1 | 2.66 | 2003 | 2038 | DUAL FUEL | 5 to 10 years old | INDUSTRIAL COMBUSTION MMG-28 (NEW) | #4 | 14850 | 10395 | 2153 | 1507 |  |  | Condominiums | 8 | 31818 | 1 | 6 | 30 | 30 | 1905
1018960053 | 629 115 STREET Manhattan, NY 10025 (40.807651777153715, -73.9650590261404) | Con Edison | TRUSTEES OF COLUMBIA UNIV | TRUSTEES OF COLUMBIA | 400 119 STREET MANHATTAN, NY 10027 (40.808041658732606, -73.9580165248943) | CA011384Z | 7/6/05 | FEDERAL FST 100 | 1 | 4.2 | 1984 | 2019 |  | 26 to 30 years old | ICI MEG 42P | #6 | 14832 | 10382 | 2225 | 1557 |  |  | Hotels | 9 | 28224 | 1 | 8 | 32 | 32 | 1909
1007440043 | 300 21 STREET Manhattan, NY 10011 (40.74399431696608, -73.99944861684736) | Con Edison | ZEV FELDSTEIN | DORAL REALTY LLC | 301 22 STREET MANHATTAN, NY 10011 (40.74466240640333, -73.99897187291664) | CA401285R | 7/5/05 | ROCKMILLS MP-50 | 1 | 2.04 | 1985 | 2020 |  | 21 to 26 years old | I.C.I. MMG-22 | #4 | 14819 | 10373 | 2149 | 1504 |  |  | Walk-Up Apartments | 3 | 25924 | 1 | 6 | 35 | 40 | 1930
1008620020 | 160 MADISON AVENUE Manhattan, NY 10016 (40.74675483117255, -73.98367749067614) | Con Edison | 160 MADISON AVENUE OWNERS CORP | 160 MADISON AVE OWNER | 160 MADISON AVENUE MANHATTAN, NY 10016 (40.74675483117255, -73.98367749067614) | CA243973J | 7/6/05 | H.B. SMITH A-36-11 | 1 | 1.3 | 1973 | 2010 |  | 36 - 40 year old | HEV-E-OIL AM3DH | #4 | 14782 | 10347 | 2143 | 1500 |  |  | Walk-Up Apartments | 3 | 14427 | 1 | 7 | 0 | 8 | 1921
1009180051 | 210 38 STREET Manhattan, NY 10016 (40.74785775268836, -73.97545756133806) | Con Edison | A.J. CLARKE MGMT | DORAL ASSOCIATES LLC | 377 5TH AVE MANHATTAN, NY 10016 (40.749308905735745, -73.98393829406467) | CA234781K | 7/4/05 | ROCKMILLS CAT #MP-70 | 1 | 2.81 | 1981 | 2016 |  | 26 to 30 years old | HEV-E-OIL IND COM INC CAT #DEG-42Y(P) | #6 | 14763 | 10334 | 2214 | 1550 |  |  | Elevator Apartments | 4 | 22820 | 1 | 5 | 40 | 40 | 1920
1008470024 | 874 BROADWAY Manhattan, NY 10003 (40.737869529523095, -73.99009864996538) | Con Edison | THE MAC INTTYRE BUILDING CORP. | MACINTYRE BUILDING C | 874 BROADWAY MANHATTAN, NY 10003 (40.737869529523095, -73.99009864996538) | CA315992P | 7/6/05 | ROCKMILLS MP-60 | 1 | 2.3 | 1992 | 2027 |  | 16 to 20 years old | ICI MMG-28 | #4 | 14640 | 10248 | 2123 | 1486 |  |  | Office Buildings | 2 | 43073 | 1 | 12 | 23 | 24 | 1900
1022300017 | 502 213 STREET Manhattan, NY 10034 (40.86829553944612, -73.91627946972866) | Con Edison | 1071 HOME CORPORATION | TEN SEVENTY ONE HOME | 590 KINGSBRIDGE STATION BRONX, NY 10463 (40.88187196282087, -73.91120748054078) | CA344392Y | 7/6/05 | FEDERAL FST-40 | 1 | 1.7 | 1992 | 2027 |  | 16 to 20 years old | ICI MMG-22 | #4 | 14600 | 10220 | 2117 | 1482 |  |  | Elevator Apartments | 10 | 15880 | 1 | 5 | 25 | 25 | 1920
1013420037 | 336 50 STREET Manhattan, NY 10022 (40.75446591594219, -73.96765215039383) | Con Edison | 336 EAST 50 ST.TENANTS CORP. | 336 E.50 ST.TENANTS C | 9 38 STREET MANHATTAN, NY 10016 (40.75058238108704, -73.98167876193074) | CA061973M | 7/6/05 | PACIFIC 730A | 1 | 1.4 | 1973 | 2010 |  | 36 - 40 year old | I C I AM3DH | #4 | 14600 | 10220 | 2117 | 1482 |  |  | Elevator Apartments | 5 | 13872 | 1 | 5 | 24 | 24 | 1960
1010390053 | 334 49 STREET Manhattan, NY 10019 (40.76206760523505, -73.98759078213831) | Con Edison | 712 E 214 STREET CORP. | 712 E 214 CORP |  | CA012561P | 7/4/05 | PACIFIC # 730 | 1 | 1.12 | 1961 | 2010 |  | 46 - 50 years old | HEV-E-OIL AL 3C | #4 | 14600 | 10220 | 2117 | 1482 |  |  | Elevator Apartments | 3 | 9695 | 1 | 5 | 20 | 20 | 1920
1012150029 | 101 84 STREET Manhattan, NY 10024 (40.78520416840938, -73.97314427657156) | Con Edison | CKMR CORP. | SLOAN'S SUPERMARKETS, | 2 BENNETT AVENUE MANHATTAN, NY 10033 (40.85068947809873, -73.93655301634084) | CA071974N | 7/7/05 | ROCKMILLS MP40 | 1 | 1.73 | 1974 | 2010 |  | 36 - 40 year old | HEV-E-OIL AM4DH | #4 | 14600 | 10220 | 2117 | 1482 |  |  | Elevator Apartments | 6 | 35258 | 1 | 5 | 12 | 14 | 1925
1004110034 | 94 RIVINGTON STREET Manhattan, NY 10002 (40.72015288554587, -73.9886057753967) | Con Edison | DAESUNG REALTY CORP. | DAE SUNG REALTY CORP | 94 96 RIVINGTON STREET MANHATTAN, NY 10002 (40.71612146793143, -73.98583147024613) | CA298286X | 7/5/05 | ROCKMILLS MP-50 | 1 | 2.03 | 1986 | 2021 |  | 21 to 26 years old | INDUSTRIAL COMBUSTION MMG-22 | #4 | 14600 | 10220 | 2117 | 1482 |  |  | Walk-Up Apartments | 1 | 16840 | 1 | 6 | 20 | 23 | 1920
1008380034 | 13 36 STREET Manhattan, NY 10018 (40.74998316621175, -73.98417065103622) | Con Edison | WALTER JONES | 1336 VENTURE LLC | 18 48TH STREET MANHATTAN, NY 10017 (40.75681045943298, -73.97706565779394) | CA354372X | 7/4/05 | US RADIATOR 240 | 1 | 1.4 | 1972 | 2010 |  | 36 - 40 year old | AM 3 1/2 DH | #4 | 14600 | 10220 | 2117 | 1482 |  |  | Elevator Apartments | 3 | 17786 | 1 | 8 | 0 | 8 | 1926
1015510005 | 305 88 STREET Manhattan, NY 10128 (40.779138791113, -73.95060858889973) | Con Edison | 305-15 EAST 88 EQUITIES CORP. | 305315 EQUITIES CORP | 115 30TH ST NEW YORK, NY 10001-4191 (40.74769911930332, -73.99064723640322) | CA392884R | 7/7/05 | FEDERAL FST-175 | 1 | 7.35 | 1984 | 2019 |  | 26 to 30 years old | ICI DEG 84P | #6 | 14600 | 10220 | 2190 | 1533 | Yes | 2021 | Walk-Up Apartments | 5 | 73878 | 2 | 6 | 90 | 90 | 1929 |  | YES
1009930007 | 1431 BROADWAY Manhattan, NY 10018 (40.75455195316658, -73.98680713133814) | Con Edison | 1431 ASSOC/CARARD MANAGEMENT | 1431 ASSOCIATES, LLC | 235 PARK AVE MANHATTAN, NY 10003 (40.73771223460693, -73.98805786180556) | CA248195P | 7/6/05 | FEDERAL FST-50 | 1 | 2.03 | 1995 | 2030 | DUAL FUEL | 11 to 15 years old | INDUSTRIAL COMB. MMG-22 | #4 | 14500 | 10150 | 2102 | 1472 |  |  | Elevator Apartments | 3 | 37645 | 1 | 12 | 0 | 12 | 1924
1021270041 | 506 171 STREET Manhattan, NY 10032 (40.841780512284714, -73.93581297793939) | Con Edison | 171 STREET PROPERTIES, LLC | 171ST STREET PROPERTY | 225 34 STREET MANHATTAN, NY 10022 (40.758630224005685, -73.96809182217982) | CA061084M | 7/7/05 | FEDERAL #FST-40 | 1 | 1.6 | 1984 | 2019 |  | 26 to 30 years old | INDUSTRIAL COMBUSTION#AM4-DH | #4 | 14500 | 10150 | 2102 | 1472 |  |  | Elevator Apartments | 10 | 14810 | 1 | 5 | 20 | 20 | 1911
1005770041 | 78 5 AVENUE Manhattan, NY 10011 (40.735675183771605, -73.99384882282754) | Con Edison | AMDAR COMPANY | AMDAR COMPANY, LLC, | 150 58 STREET N Y 10155 (40.761456027272516, -73.96836646308732) | CB082800R | 7/4/05 | FEDERAL FST-50 | 1 | 2.03 | 2000 | 2035 | DUAL FUEL | 5 to 10 years old | IND.COMB MMG-22 | #4 | 14500 | 10150 | 2102 | 1472 |  |  | Educational Structures | 3 | 32100 | 1 | 10 | 0 | 7 | 1900
1007950020 | 133 19 STREET Manhattan, NY 10011 (40.740862559235914, -73.99552612959309) | Con Edison | JERSEY ST. ASSOC. LLC % MILTAN MGT. | JERSEY STREET ASSOCIT | 135 26 STREET NEW YORK, NY 10001 (40.745396854908336, -73.99282359571413) | CB059508Y | 7/7/05 | ROCKMILLS MP - 50 (NEW) | 1 | 1.6 | 2008 | 2043 | DUAL FUEL | Fewer than 5 years old | ICI MMG - 22 (NEW) | #4 | 14500 | 10150 | 2102 | 1472 |  |  | Elevator Apartments | 3 | 33210 | 1 | 10 | 0 | 14 | 1909
1016440033 | 187 116 STREET Manhattan, NY 10029 (40.7981317056065, -73.940393902266) | Con Edison | LEX & THIRD 116TH STREET CORP. | LEX & THIRD 116 ST CP | 15 40th STREET MANHATTAN, NY 10016 (40.751568792268756, -73.98022341069209) | CA125098N | 7/5/05 | FEDERAL FST-50 | 1 | 2.03 | 1998 | 2033 | DUAL FUEL | 11 to 15 years old | INDUSTRIAL COMB. MMG-22 | #4 | 14500 | 10150 | 2102 | 1472 |  |  | Elevator Apartments | 8 | 10740 | 1 | 4 | 6 | 8 | 1910
1013730020 | ONE MAIN STREET Manhattan, NY 10044 (40.76197648622593, -73.94999967494499) | Con Edison | COLER-GOLDWATER MEMORIAL HOSPITAL | HEALTH AND HOSPITALS | 125 WORTH STREET NEW YORK, NY 10013 (40.715192130914346, -74.00211655009367) | CB095003L | #N/A | SPRINGFIELD/STRAIGHT TUBE CROSS DRUM | 1 | 22.73 | 2003 | 2038 | DUAL FUEL | 5 to 10 years old | TODD, TYPE HEX PRESS | #6 | 14400 | 10080 | 2160 | 1512 |  |  | Elevator Apartments | 5 | 432690 | 9 | 8 | 0 | 1 | 1939
1005950062 | 481 WASHINGTON STREET Manhattan, NY 10013 (40.72555781094195, -74.00998266003319) | Con Edison | 481 WASHINGTON ST RTY. | 481 WASHINGTON ST RLT | 481 WASHINGTON STREET MANHATTAN, NY 10013 (40.72555781094195, -74.00998266003319) | CA620386X | 7/6/05 | FEDERAL FST 50 | 1 | 1.82 | 1986 | 2021 |  | 21 to 26 years old | ICI AM 4 DH | #4 | 14000 | 9800 | 2030 | 1421 |  |  | Hotels | 3 | 46270 | 1 | 7 | 0 | 11 | 1900
1008620066 | 12 33 STREET Manhattan, NY 10016 (40.74748605963214, -73.98442373851276) | Con Edison | ADEE 12 ASSOC.%BERIK MANAGEMENT | ADEE 12 ASSOCIATES | 318 PARK AVE SO (SUITE 1515 N Y 10016 (40.745242969987146, -73.97823298586354) | CB235301H | 7/6/05 | FEDERAL FST-60 | 1 | 2.59 | 2001 | 2036 | DUAL FUEL | 5 to 10 years old | ICI MMG-28 | #4 | 13875 | 9712 | 2012 | 1408 |  |  | Elevator Apartments | 3 | 26967 | 1 | 12 | 0 | 13 | 1910
1008050017 | 143 29 STREET Manhattan, NY 10001 (40.7472066360537, -73.99129208734142) | Con Edison | BERIK MANAGEMENT | 143-145 WEST 29TH STR | 381 PARK AVENUE MANHATTAN, NY 10016 (40.74253229387602, -73.98453137675233) | CA334894P | 7/5/05 | FEDERAL FST-60 | 1 | 2.59 | 1994 | 2029 |  | 16 to 20 years old | INDUSTRIAL COMB. MMG-28 | #4 | 13875 | 9712 | 2012 | 1408 | Yes | 2015 | Elevator Apartments | 3 | 58292 | 1 | 12 | 0 | 42 | 1912
1010600051 | 438 51 STREET Manhattan, NY 10019 (40.76479533262129, -73.99017926700972) | Con Edison | CERTIFIED MOVING & STORAGE | 438 WEST 51ST STREETG | 438 51 STREET MANHATTAN, NY 10019 (40.76479533262129, -73.99017926700972) | CA144884Y | 7/4/05 | H.B. SMITH 60-13 | 1 | 2.6 | 1984 | 2019 |  | 26 to 30 years old | HEVEOIL AMCH41/2 | #4 | 13875 | 9712 | 2012 | 1408 |  |  | Elevator Apartments | 3 | 28625 | 1 | 5 | 0 | 2 | 1910
1005220028 | 159 CROSBY STREET Manhattan, NY 10012 (40.72532209231615, -73.99570214968816) | Con Edison | DEMAIMON CO. | DE MAIMON CORP | 236 26 STREET NEW YORK, NY 10001 (40.746673892189904, -73.99583632451231) | CB116308J | #N/A | ROCKMILLS MP - 60 (EXSTG) | 1 | 2 | 2008 | 2043 | DUAL FUEL | Fewer than 5 years old | ICI MMG - 28P (NEW) | #4 | 13875 | 9712 | 2012 | 1408 |  |  | Walk-Up Apartments | 1 | 38720 | 1 | 8 | 0 | 9 | 1900
1015120056 | 1240 LEXINGTON AVENUE Manhattan, NY 10028 (40.778422382260494, -73.95638862660641) | Con Edison | SURU REALTY LLC. | SURU REALTY LLC | 271 MADISON AVENUE MANHATTAN, NY 10016 (40.75118848877702, -73.98044892459097) | CA137991Y | 7/4/05 | ROCKMILLS MP-60 | 1 | 2.59 | 1991 | 2026 |  | 16 to 20 years old | ICI MMG-28 | #4 | 13875 | 9712 | 2012 | 1408 |  |  | Elevator Apartments | 4 | 19550 | 1 | 5 | 20 | 27 | 1925
1018260006 | 241 110 STREET Manhattan, NY 10026 (40.79990938016674, -73.95634600792141) | Con Edison | MANN REALTY ASSOC. | 241 REALTY ASSOCIATES | 1776 BROADWAY MANHATTAN, NY 10019 (40.76645897683454, -73.98182488729583) | CA523986P | 7/6/05 | FEDERAL FST-50 | 1 | 2.14 | 1986 | 2021 |  | 21 to 26 years old | INDUSTRIAL COMBUSTION MMG 22 P | #4 | 13770 | 9639 | 1997 | 1398 |  |  | Condominiums | 9 | 21114 | 1 | 6 | 30 | 30 | 1900
1008210064 | 36 20 STREET Manhattan, NY 10011 (40.740160733847524, -73.9921389504748) | Con Edison | WILLIAMS REAL ESTATE | ERICA REALTY CORP. | 575 EIGHT AVE MANHATTAN, NY 10018 (40.756840774582145, -73.99669149981281) | CA579786N | 7/6/05 | FEDERAL FST 70 | 1 | 2.8 | 1986 | 2021 |  | 21 to 26 years old | ICI MEG 34 P | #6 | 13703 | 9592 | 2055 | 1439 |  |  | Elevator Apartments | 3 | 46485 | 1 | 11 | 4 | 12 | 1906
1001980030 | 120 WALKER STREET Manhattan, NY 10013 (40.717746928516746, -74.0004701144069) | Con Edison | VINCENT,TERRANONA | BECHT, ROBERT - TRUST | 120 WALKER STREET MANHATTAN, NY 10013 (40.717746928516746, -74.0004701144069) | CA063383L | 7/6/05 | FEDERAL FST-60 | 1 | 2.59 | 1983 | 2018 |  | 26 to 30 years old | IND COMB INC MMG-34(P) | #4 | 13690 | 9583 | 1985 | 1390 |  |  | Walk-Up Apartments | 1 | 28222 | 1 | 7 | 0 | 8 | 1920
1009050021 | 235 24 STREET Manhattan, NY 10010 (40.739176922658345, -73.98184856588611) | Con Edison | MARION SCHAINBERG | SCHAINBERG MARION A | 202 29TH STREET MANHATTAN, NY 10016 (40.742511559191655, -73.98031091943946) | CA002282N | 7/4/05 | ROCKMILLS CAT #MP-70 | 1 | 2.6 | 1982 | 2017 |  | 26 to 30 years old | HEV-E-OIL IND COMB INC CAT #MMG-34(P) | #4 | 13505 | 9454 | 1958 | 1371 |  |  | Elevator Apartments | 2 | 13242 | 1 | 6 | 26 | 26 | 1920
1021390223 | 86 HAVEN AVENUE Manhattan, NY 10032 (40.844187379826906, -73.94258746715747) | Con Edison | ELITE MGMT. LLC | TWIN REALTY LL |  | CA315594J | 7/5/05 | ROCKMILLS MP-40 | 1 | 1.72 | 1994 | 2029 |  | 16 to 20 years old | INDUSTRIAL COMBUSTION MMG-22 | #4 | 13470 | 9429 | 1953 | 1367 |  |  | Loft Buildings | 7 | 20000 | 1 | 5 | 21 | 21 | 1910
1014310037 | 232 77 STREET Manhattan, NY 10075 (40.77260132298603, -73.9574824546495) | Con Edison | ARDEN REALTY CO., LLC | 232-234 EAST 77TH STR | 235 PARK AVENUE NEW YORK, NY 10003 (40.737851543082456, -73.98800322963712) | CB034408L | #N/A | FEDERAL FM - 3650 (EXSTG) | 1 | 1.3 | 2008 | 2043 | DUAL FUEL | Fewer than 5 years old | ICI MMG-22 (EXSTG) | #4 | 13469 | 9428 | 1953 | 1367 |  |  | Elevator Apartments | 4 | 10020 | 1 | 5 | 20 | 20 | 1910
1021560025 | 511 184 STREET Manhattan, NY 10033 (40.85008114775567, -73.92993181604577) | Con Edison | BARRY FISHMAN | FISHMAN AND FISHMAN, | 330 NEW YORK, NY 10040 (40.85809553188335, -73.92925548994884) | CB443403M | 7/5/05 | FEDERAL FST 40 (NEW) | 1 | 1.33 | 2003 | 2038 | DUAL FUEL | 5 to 10 years old | INDUSTRIAL COMBUSTION MMG 22P | #4 | 13469 | 9428 | 1953 | 1367 |  |  | Elevator Apartments | 10 | 17760 | 1 | 5 | 22 | 22 | 1911
1019700060 | 110 CONVENT AVENUE Manhattan, NY 10027 (40.81709080708413, -73.9523720908362) | Con Edison | JED ASSOCIATES | STOLOW PROPERTIES, L. | 888 7 AVENUE NEW YORK, NY 10019 (40.765163953112335, -73.98028704662573) | CB095106H | 7/5/05 | ROCKMILLS-MP-40 (NEW) | 1 | 13.3 | 2006 | 2041 | DUAL FUEL | Fewer than 5 years old | ICI-MMG-22 | #4 | 13469 | 9428 | 1953 | 1367 |  |  | Office Buildings | 7 | 20575 | 1 | 5 | 34 | 34 | 1901
1014310008 | 215 76 STREET Manhattan, NY 10021 (40.7722135971864, -73.95835361675094) | Con Edison | SACCHETTI REALTY LLC | SACCHETTI REALTY LLC | 92 BRONX NY 10461 (40.846960590359004, -73.840632836736) | CB090408M | 7/5/05 | FEDERAL FST - 40 (EXSTG) | 1 | 1.3 | 2008 | 2043 | DUAL FUEL | Fewer than 5 years old | ICI MMG - 22 (NEW) | #4 | 13469 | 9428 | 1953 | 1367 |  |  | Elevator Apartments | 4 | 13981 | 1 | 6 | 22 | 24 | 1920
1022260015 | 125 VERMILYEA AVENUE Manhattan, NY 10034 (40.86654452547532, -73.92121058252098) | Con Edison | VERILYEA W. ASSOC. LLC % LEMLE & WOLFF | VERMILYEA WES ASSOCIA | 5925 BROADWAY BRONX, NY 10463 (40.888406443876256, -73.899128719106) | CB704305M | 7/6/05 | FEDERAL FST-40 (NEW) | 1 | 1.3 | 2005 | 2040 | DUAL FUEL | 5 to 10 years old | ICI MMG-22 (NEW) | #4 | 13469 | 9428 | 1953 | 1367 |  |  | Elevator Apartments | 10 | 12224 | 1 | 5 | 17 | 17 | 1910
1010670052 | 450 58 STREET Manhattan, NY 10019 (40.76917963614289, -73.98670367100783) | Con Edison | A.J. CLARKE MGMT CORP | RANDHOF REALTY CORP | 1881 BROADWAY MANHATTAN, NY 10023 (40.770928607320116, -73.98226555509018) | CA031883L | 7/5/05 | FEDERAL FST-70 | 1 | 2.9 | 1983 | 2018 |  | 26 to 30 years old | I.C.I. MMG 34P | #4 | 13377 | 9364 | 1940 | 1358 |  |  | Elevator Apartments | 6 | 32665 | 1 | 5 | 53 | 53 | 1926
1020510035 | 666 ST NICHOLAS AVENUE Manhattan, NY 10030 (40.82272955620783, -73.94540234510919) | Con Edison | 666 NICK PARTNERS LP | 666 NICK PARTNERS, L. | 111 CENTRAL AVE HARTSDALE, NY 10530-1932 (41.02055398870775, -73.79672640788674) | CB606205P | 7/7/05 | FEDERAL FST-80 (NEW) | 1 | 2.6 | 2005 | 2040 | DUAL FUEL | 5 to 10 years old | ICI MMG-34-P (NEW) | #4 | 13375 | 9362 | 1939 | 1358 |  |  | Elevator Apartments | 7 | 42516 | 1 | 6 | 48 | 48 | 1915
1009930001 | 151 40 STREET Manhattan, NY 10018 (40.75446098957078, -73.98712725548285) | Con Edison | 151 WEST ASSOC. % HANDRO MGMT. | 151 WEST ASSOCIATES L | 561 SEVENTH AVENUE NEW YORK, NY 10018 (40.754911681978285, -73.98777839912975) | CB097003J | 7/5/05 | FEDERAL FST-80 (NEW) | 2 | 2.67 | 2003 | 2038 | DUAL FUEL | 5 to 10 years old | INDUSTRIAL COMBUSTION MMG-34P (NEW) | #4 | 13230 | 9261 | 1918 | 1343 | Yes | 2013 | Loft Buildings | 3 | 71741 | 1 | 21 | 0 | 26 | 1925
1021620074 | 607 180 STREET Manhattan, NY 10033 (40.84872965920751, -73.93440602512031) | Con Edison | ROGANS REALTY CORP. | ROGANS REALTY CORP | 708 177 ST MANHATTAN, NY 10033 (40.84756402145483, -73.93821145561267) | CA329992M | 7/6/05 | ROCKMILLS MP-50 | 1 | 2.14 | 1992 | 2027 |  | 16 to 20 years old | ICI MMG-22 | #4 | 13176 | 9223 | 1911 | 1337 |  |  | Elevator Apartments | 10 | 17200 | 1 | 5 | 20 | 20 | 1910
1014990071 | 1067 5 AVENUE Manhattan, NY 10028 (40.78216357047468, -73.95990059251218) | Con Edison | 1067 5TH AVENUE CORP. | 1067 FIFTH AVENUE COR | 675 THIRD AVE MANHATTAN, NY 10017 (40.75129610835038, -73.97404990585339) | CA343270L | 7/5/05 | FEDERAL FM 1215 | 1 | 3.26 | 1970 | 2010 |  | 36 - 40 year old | PETRO W5AR | #6 | 13140 | 9198 | 1971 | 1380 | Yes | 2019 | Walk-Up Apartments | 4 | 50700 | 1 | 13 | 12 | 14 | 1917 |  | YES
1019760010 | 527 121 STREET Manhattan, NY 10027 (40.81035370018591, -73.95947866438924) | Con Edison | TRUSTEES COLUMBIA UNIVERSITY. | TRUSTEES OF COLUMBIA | 400 119 STREET MANHATTAN, NY 10027 (40.808041658732606, -73.9580165248943) | CA232488M | 7/4/05 | FEDERAL FST 40 | 1 | 1.7 | 1988 | 2023 |  | 21 to 26 years old | ICI MMG 22 | #4 | 13140 | 9198 | 1905 | 1334 |  |  | Elevator Apartments | 9 | 28668 | 1 | 6 | 24 | 24 | 1926
1010540048 | 432 45 STREET Manhattan, NY 10036 (40.760892125594125, -73.99258119071378) | Con Edison | REISS REALTY CORP. | REISS REALTY CORP | 881 TIME SQUARE STA MANHATTAN, NY 10108 (40.75733499971051, -73.9905119999288) | CA423770H | 7/5/05 | SPENCER FPC 2926 | 1 | 3.77 | 1970 | 2010 |  | 36 - 40 year old | HEV-E-OIL AM6DH | #4 | 13000 | 9100 | 1885 | 1320 | Yes | 2014 | Walk-Up Apartments | 3 | 51509 | 5 | 7 | 0 | 4 | 1880
1020710021 | 515 139 STREET Manhattan, NY 10031 (40.821651296974025, -73.95079062845673) | Con Edison | 385 RENA REALTY. | 385 RENA REALTY CORP | 3143 BROADWAY MANHATTAN, NY 10027 (40.81414103082801, -73.95959364673149) | CA279873R | 7/6/05 | FEDERAL FLW-547 | 1 | 5.23 | 1973 | 2010 |  | 36 - 40 year old | HEVEOIL AM-4DH | #4 | 12775 | 8942 | 1852 | 1297 |  |  | Elevator Apartments | 7 | 17540 | 1 | 5 | 21 | 21 | 1910
1012300043 | 222 83 STREET Manhattan, NY 10024 (40.786005953705185, -73.97716509436835) | Con Edison | SAMPSON MANAGEMENT | 222 WEST 83RD STREET | 97 77 QUEENS BLVD REGO PARK, NY 11374 (40.72646491702238, -73.86148084756303) | CA047779H | 7/7/05 | ROCKMILLS MP250 | 1 | 8.4 | 1979 | 2014 |  | 31 to 35 years old | RAY PAEOR-144 SIZE 250 | #6 | 12700 | 8890 | 1905 | 1334 | Yes | 2020 | Walk-Up Apartments | 6 | 165452 | 1 | 17 | 120 | 125 | 1924
1001960005 | 408 BROADWAY Manhattan, NY 10013 (40.71896578046716, -74.00225748380149) | Con Edison | KARTEN | APOLLO ROOMS ASSOCIAT | 408 BROADWAY MANHATTAN, NY 10013 (40.71896578046716, -74.00225748380149) | CA013986P | 7/5/05 | ROCKMILLS MP-60 | 1 | 2.3 | 1986 | 2021 |  | 21 to 26 years old | ICI MMG -28 | #4 | 12500 | 8750 | 1812 | 1269 | Yes | 2016 | Walk-Up Apartments | 1 | 56210 | 1 | 5 | 0 | 3 | 1915
1008200036 | 3 18 STREET Manhattan, NY 10011 (40.738543629172355, -73.99188077501326) | Con Edison | K & S REALTY CO. | 3-5 WEST 18TH | 6 18th ST MANHATTAN, NY 10011 (40.73852310590118, -73.99198050121655) | CA586986N | 7/5/05 | ROCKMILLS MP 60 | 1 | 2.3 | 1986 | 2021 |  | 21 to 26 years old | ICI MMG 28 | #4 | 12480 | 8736 | 1810 | 1267 |  |  | Elevator Apartments | 3 | 34360 | 1 | 8 | 0 | 17 | 1900
1019880080 | 531 135 STREET Manhattan, NY 10031 (40.81929814906567, -73.9530901368228) | Con Edison | 4150 CO. | 4150 CORPORATION | 1601 PLYMOUTH AVENUE BRONX, NY 10461 (40.843661007323405, -73.83201608559939) | CB143407L | 7/6/05 | FEDERAL FST - 40 (NEW) | 1 | 1.3 | 2007 | 2042 | DUAL FUEL | Fewer than 5 years old | ICI MMG 14P (NEW) | #4 | 12275 | 8592 | 1780 | 1246 |  |  | Walk-Up Apartments | 7 | 12395 | 1 | 5 | 21 | 21 | 1910
1015460044 | 316 84 STREET Manhattan, NY 10028 (40.776343877339805, -73.95227940253866) | Con Edison | THIMBLE REALTY CO | GARRUTO, KIMBERLY | 312 82 STREET MANHATTAN, NY 10028 (40.77511842021297, -73.95330906950133) | CA401486N | 7/6/05 | BEST 4A-55 | 1 | 2.3 | 1986 | 2021 |  | 21 to 26 years old | I.C.I. MMG 28 | #4 | 12118 | 8483 | 1757 | 1230 |  |  | Elevator Apartments | 5 | 10090 | 1 | 5 | 13 | 15 | 1910
1021740073 | 2 THAYER STREET Manhattan, NY 10040 (40.86127379841277, -73.9257112231015) | Con Edison | 2 THAYER ST REALTY CORP | SUSAN MOY | 290464 BROOKLYN NY 11229-0464 (40.60123350732056, -73.94436854117521) | CA215268X | 7/6/05 | CROTTY CSM-85 | 1 | 2.8 | 1968 | 2010 |  | 41 - 45 years old | PETRO WD-4AH | #6 | 12019 | 8413 | 1803 | 1262 |  |  | Loft Buildings | 10 | 40524 | 1 | 5 | 46 | 49 | 1925
1021370040 | 80 FORT WASHINGTON AVENUE Manhattan, NY 10032 (40.83794608494355, -73.943954436642) | Con Edison | BROADWAY PORTFOLIO II OWN. | BPII - 80 FT. WASHING | 31 10 37 AVENUE L I C, NY 11101 (40.74570244980828, -73.93866902925225) | CA201397P | 7/5/05 | ROCKMILLS MP-150 | 1 | 5.81 | 1997 | 2032 | DUAL FUEL | 11 to 15 years old | INDUSTRIAL COMB. DEG-63 P | #6 | 12005 | 8404 | 1801 | 1261 | Yes | 2017 | Elevator Apartments | 10 | 68838 | 1 | 6 | 76 | 76 | 1920
1007590059 | 330 36 STREET Manhattan, NY 10018 (40.753836802413495, -73.99345493762662) | Con Edison | HOTEL BARBOUR EAGLE INC | 330 WEST 36TH ST HTLC | 17 BATTERY PLACE MANHATTAN, NY 10004 (40.70495385056041, -74.0161118971392) | CA388592N | 7/6/05 | ROCKMILLS MP-70 | 1 | 2.8 | 1992 | 2027 |  | 16 to 20 years old | ICI MMG 30 | #4 | 12000 | 8400 | 1740 | 1218 |  |  | Walk-Up Apartments | 3 | 24444 | 1 | 8 | 0 | 3 | 1920
1015160039 | 1562 3 AVENUE Manhattan, NY 10128 (40.779948807274025, -73.95313651456115) | Con Edison | K & M RLTY/ZACHARIADIS | KOSCAL FREEPORT, LLC | 346 57 STREET MANHATTAN, NY 11028 (40.74988399964684, -73.98797699993861) | CA163764N | 7/4/05 | H B SMITH 250S10 | 1 | 1.04 | 1964 | 2010 |  | 46 - 50 years old | HEVEOIL AL3C | #4 | 12000 | 8400 | 1740 | 1218 |  |  | Loft Buildings | 5 | 10078 | 1 | 5 | 18 | 21 | 1920
1019940060 | 181 CLAREMONT AVENUE Manhattan, NY 10027 (40.8143838477759, -73.96054692808258) | Con Edison | TRUSTEES OF COLUMBIA UNIVERSITY | TRUSTEES OF COLUMBIA | 400 119 STREET MANHATTAN, NY 10027 (40.808041658732606, -73.9580165248943) | CA242386K | 7/6/05 | FEDERAL FST 40 | 1 | 1.7 | 1986 | 2021 | DUAL FUEL | 21 to 26 years old | HEVEOIL MMG 22 | #4 | 11831 | 8281 | 1715 | 1201 |  |  | Walk-Up Apartments | 9 | 20484 | 1 | 6 | 24 | 24 | 1926
1004510018 | 214 10 STREET Manhattan, NY 10003 (40.729417127709844, -73.98603427399907) | Con Edison | ALFRED FREIDMAN MGMT CO | EAST TENTH CAPITAL CO | 225 34 STREET MANHATTAN, NY 10001 (40.75132814462002, -73.99133543478304) | CA261159Y | 7/5/05 | ROCKMILLS R-31 | 1 | 1.1 | 1959 | 2010 |  | Over 50 years | HEV-E-OIL AL3C | #4 | 11680 | 8176 | 1694 | 1186 |  |  | Elevator Apartments | 2 | 10302 | 1 | 6 | 22 | 24 | 1900
1008320001 | 860 6 AVENUE Manhattan, NY 10001 (40.74741148494957, -73.98948287317157) | Con Edison | JUSTIN HENRY | 1239 OPERATING CORP | 1235 BROADWAY MANHATTAN, NY 10001 (40.74694649193549, -73.98845979260703) | CA047080Y | 7/7/05 | ROCKMILLS MP-250 | 1 | 10.4 | 1980 | 2015 |  | 26 to 30 years old | ICI DEG-105 | #4 | 11558 | 8091 | 1676 | 1173 | Yes | 2022 | Loft Buildings | 3 | 187973 | 6 | 4 | 1 | 76 | 1900
1018830048 | 522 112 STREET Manhattan, NY 10025 (40.80450363805112, -73.96360560500692) | Con Edison | TRUSTEES OF COLUMBIA UNIVERSITY | TRUSTEES OF COLUMBIA | 400 119 STREET MANHATTAN, NY 10027 (40.808041658732606, -73.9580165248943) | CA112087P | 7/7/05 | FEDERAL FST 40 | 1 | 1.7 | 1987 | 2022 | DUAL FUEL | 21 to 26 years old | ICI MMG 22 | #4 | 11509 | 8056 | 1669 | 1168 |  |  | Elevator Apartments | 9 | 21180 | 1 | 6 | 24 | 24 | 1907
1019760039 | 506 122 STREET Manhattan, NY 10027 (40.81067854115797, -73.95844754394557) | Con Edison | TRUSTEES OF COLUMBIA UNIVERSITY | TRUSTEES OF COLUMBIA | 400 119 STREET MANHATTAN, NY 10027 (40.808041658732606, -73.9580165248943) | CA112487Y | 7/7/05 | FEDERAL FST 40 | 1 | 1.7 | 1987 | 2022 |  | 21 to 26 years old | ICI MMG 22 | #4 | 11498 | 8048 | 1667 | 1167 |  |  | Condominiums | 9 | 20238 | 1 | 6 | 29 | 29 | 1910
1018850054 | 544 114 STREET Manhattan, NY 10025 (40.80601291814149, -73.96326130731241) | Con Edison | TTRUSTEES OF COLUMBIA UNIVERSITY | TRUSTEES OF COLUMBIA | 400 119 STREET MANHATTAN, NY 10027 (40.808041658732606, -73.9580165248943) | CA113487Z | 7/5/05 | FEDERAL FST 40 | 1 | 1.7 | 1987 | 2022 |  | 21 to 26 years old | I.C.I. MMG 22 | #4 | 11498 | 8048 | 1667 | 1167 |  |  | Walk-Up Apartments | 9 | 6230 | 1 | 4 | 9 | 9 | 1900
1020060011 | 137 137 STREET Manhattan, NY 10030 (40.81588531777984, -73.94096884786688) | Con Edison | LENOX 137 HOLDING | LENOX 137 HOLDING LP | 100 CEDARHURST AVENUE CEDARHURST, NY 11516 (40.622428823568654, -73.72417170270552) | CB142707R | 7/6/05 | FEDERAL FST - 70 (NEW) | 1 | 2.3 | 2007 | 2042 | DUAL FUEL | Fewer than 5 years old | ICI MEG - 34P (NEW) | #6 | 11279 | 7895 | 1692 | 1184 |  |  | Elevator Apartments | 9 | 30876 | 1 | 6 | 56 | 56 | 1930
1008860086 | 102 31 STREET Manhattan, NY 10016 (40.74507120727572, -73.98251661638999) | Con Edison | ARDEN REALTY L.P. | 102 EAST 31ST STREET, | 235 PARK AVENUE NEW YORK, NY 10003 (40.737851543082456, -73.98800322963712) | CB035608R | #N/A | FEDERAL FD - 3000 (EXSTG) | 1 | 11.8 | 2008 | 2043 | DUAL FUEL | Fewer than 5 years old | ICI MMG - 14 (NEW) | #4 | 11060 | 7742 | 1604 | 1123 |  |  | Elevator Apartments | 2 | 10670 | 1 | 5 | 20 | 20 | 1910
1006200056 | 82 CHARLES STREET Manhattan, NY 10014 (40.734775861742264, -74.0039122363354) | Con Edison | 80-82 CHARLES ST OWNERS | 80 82 CHARLES ST OWNE |  | CA563286K | 7/6/05 | FEDERAL FST 40 | 1 | 12.3 | 1986 | 2021 |  | 21 to 26 years old | HEVEOIL MMG 28 | #4 | 11025 | 7717 | 1599 | 1119 |  |  | Walk-Up Apartments | 3 | 19210 | 2 | 5 | 30 | 30 | 1900
1006330006 | 340 11 STREET Manhattan, NY 10014 (40.73551431218626, -74.00809862305805) | Con Edison | GABRIEL MGMT CORP | WASHINGTON W 11TH ST | 42 19A BELL BOULEVARD BAYSIDE, NY 11361 (40.76418884813688, -73.77232552860022) | CA342486X | 7/6/05 | FEDERAL FST-40 | 1 | 1.7 | 1986 | 2021 |  | 21 to 26 years old | I.C.I. MMG 22 | #4 | 11025 | 7717 | 1599 | 1119 |  |  | Elevator Apartments | 3 | 25281 | 7 | 5 | 41 | 45 | 1900
1018950028 | 610 113 STREET Manhattan, NY 10025 (40.80643089671281, -73.96621170575438) | Con Edison | TRUSTEES OF COLUMBIA UNIV | TRUSTEES OF COLUMBIA | 400 119 STREET MANHATTAN, NY 10027 (40.808041658732606, -73.9580165248943) | CA242586P | 7/6/05 | BEST BOILER 4A 35 | 1 | 1.41 | 1986 | 2021 |  | 21 to 26 years old | HEVEOIL MMG-14 | #4 | 11025 | 7717 | 1599 | 1119 |  |  | Elevator Apartments | 9 | 18120 | 1 | 6 | 18 | 18 | 1905
1008510054 | 30 23 STREET Manhattan, NY 10010 (40.74076624973907, -73.98779633701339) | Con Edison | F.M. RING G ASSOCIATES, INC. | RING, LEO | 20 47 STREET MANHATTAN, NY 10036 (40.7569253914677, -73.97925477654863) | CA216263L | 7/7/05 | AMERICAN STANDARD IDEAL #5-S-12 | 1 | 2.1 | 1963 | 2010 |  | 46 - 50 years old | PETRO WD3 | #4 | 10950 | 7665 | 1588 | 1111 |  |  | Walk-Up Apartments | 2 | 26753 | 1 | 12 | 0 | 9 | 1912
1014170045 | 200 63 STREET Manhattan, NY 10021 (40.76920532766377, -73.959183941086) | Con Edison | 202 C0. LLC % DIGBY MGMT. CO. | 202 COMPANY, | 6 43rd STREET NEW YORK, NY 10017 (40.75381517729913, -73.97967506743592) | CB079105M | 7/6/05 | FEDERAL FST-50 EXSTG) | 1 | 1.6 | 2005 | 2040 | DUAL FUEL | 5 to 10 years old | INDUSTRIAL COMBUSTION MMG-22 | #4 | 10875 | 7612 | 1577 | 1104 |  |  | Elevator Apartments | 4 | 26940 | 1 | 6 | 37 | 39 | 1930
1008567502 | 225 5 AVENUE Manhattan, NY 10010 (40.743890258175654, -73.98783251315922) | Con Edison | CHRYSANETHEMMUM FIRST OPERATINGIN |  | 225 5 AVENUE N Y 10010 (40.743890258175654, -73.98783251315922) | CA158899Y | 7/7/05 | FEDERAL FST-60 | 1 | 2.59 | 1999 | 2034 | DUAL FUEL | 11 to 15 years old | IND.COMB. MMG-28 | #4 | 10638 | 7447 | 1543 | 1080 |  |  | Walk-Up Apartments | 3 | 274517 | 1 | 13 | 190 | 192 | 1900
1021570091 | 547 186 STREET Manhattan, NY 10033 (40.85193319178531, -73.93033895293885) | Con Edison | LEMLE & WOLFF, INC. | KAMOL ASSOCIATES | 5925 BROADWAY BRONX, NY 10463 (40.888406443876256, -73.899128719106) | CA062284L | 7/7/05 | ROCKMILLS MP-50 | 1 | 2 | 1984 | 2019 |  | 26 to 30 years old | HEV-E-OIL AM4-12 DH | #4 | 10512 | 7358 | 1524 | 1067 |  |  | Walk-Up Apartments | 10 | 25815 | 1 | 5 | 27 | 30 | 1917
1005757502 | 31 11 STREET Manhattan, NY 10011 (40.73447908554036, -73.99605896724503) | Con Edison | ARNOLD S. WARWICK & CO., LTD |  | 805 THIRD AVE NEW YORK, NY 10022 (40.755592969327324, -73.9708898396616) | CA308191J | 7/5/05 | FEDERAL FST-60 | 1 | 2.59 | 1991 | 2026 | DUAL FUEL | 16 to 20 years old | ICI MMG-28 | #4 | 10101 | 7071 | 1465 | 1025 |  |  | Elevator Apartments | 3 | 30263 | 1 | 9 | 17 | 17 | 1912
1014990001 | 1060 5 AVENUE Manhattan, NY 10128 (40.78235899031256, -73.95980049079827) | Con Edison | 1060 FIFTH AVENUE CORP. | 1060 FIFTH AVENUE CP | 675 THRID AVENUE MANHATTAN, NY 10017 (40.75245652744684, -73.97297648087982) | CA209670N | 7/7/05 | KEWANEE 422 | 1 | 19.2 | 1970 | 2010 |  | 36 - 40 year old | TODD AO SIZE 11 | #6 | 10074 | 7052 | 1511 | 1058 | Yes | 2019 | Walk-Up Apartments | 4 | 218907 | 1 | 13 | 48 | 53 | 1928 |  | YES
1004640034 | 141 2 AVENUE Manhattan, NY 10003 (40.729092146517075, -73.98729276523397) | Con Edison | CLEARWATER ASSOCIATES. | SECOND AVENUE VILLAGE | 6 BRAG AVE GREAT NECK, NY 11021 (40.78664779925657, -73.72844675971015) | CA324188Z | 7/4/05 | FEDERAL FST 50 | 1 | 2.03 | 1988 | 2023 |  | 21 to 26 years old | ICI MMG 22 | #4 | 10000 | 7000 | 1450 | 1015 |  |  | Elevator Apartments | 2 | 17200 | 1 | 6 | 20 | 22 | 1900
1001580009 | 20 CARDINAL HAYES PLACE Manhattan, NY 10007 (40.713174146598476, -74.00239238210588) | Con Edison | ST. ANDREW CHURCH | ST ANDREWS R C CHURCH | 20 CARDINAL HAYES PLACE MANHATTAN, NY 10007 (40.713174146598476, -74.00239238210588) | CA120577H | 7/6/05 | H.B.SMITH 44 | 2 | 10 | 1977 | 2012 |  | 31 to 35 years old | HEVE AM4DH ( I.C.I. ) | #4 | 10000 | 7000 | 1450 | 1015 |  |  | Residence - Multi-Use | 1 | 13500 | 1 | 4 | 0 | 1 | 1937
1001357501 | 261 BROADWAY Manhattan, NY 10007 (40.713689109159596, -74.0067521366105) | Con Edison | TUDOR REALTY SERVICES | CITY HALL TENANTS COR | 250 PARK AVE MANHATTAN, NY 10017 (40.7550285938421, -73.97571849071687) | CA282094P | 7/5/05 | FEDERAL/EASTMOND FST-175 | 1 | 6.44 | 1994 | 2029 |  | 16 to 20 years old | INDUSTRIAL COMB. DEG-84 (P) | #6 | 9200 | 6440 | 1380 | 966 | Yes | 2015 | Elevator Apartments | 1 | 117714 | 1 | 12 | 63 | 64 | 1915 | YES
1006250013 | 615 HUDSON STREET Manhattan, NY 10014 (40.73777959732013, -74.00565692107227) | Con Edison | BERKSHIRE REALTY CO | 615 HUDSON STREET LLC | 16 STRATHMORE ROAD GREAT NECK, NY 11023 (40.796856061424876, -73.74300992241518) | CA005875M | 7/5/05 | CROTTY CSM 22 | 1 | 1.4 | 1975 | 2010 |  | 31 to 35 years old | HEV-E-OIL AM3DH | #4 | 9125 | 6388 | 1323 | 926 |  |  | Walk-Up Apartments | 3 | 6168 | 1 | 4 | 3 | 4 | 1910
1004817502 | 225 LAFAYETTE STREET Manhattan, NY 10012 (40.72213972415775, -73.99723052079597) | Con Edison | LINZER,SAUL |  | 225 LAFAYETTE ST MANHATTAN, NY 10012 (40.72213972415775, -73.99723052079597) | CA166697X | 7/5/05 | FEDERAL FST-80 | 2 | 3.4 | 1997 | 2032 | DUAL FUEL | 11 to 15 years old | GORDON PIATT F 10 GO15 | #4 | 9072 | 6350 | 1315 | 921 | Yes | 2021 | Walk-Up Apartments | 1 | 79440 | 1 | 12 | 41 | 42 | 1926 | YES
1012400010 | 251 92 STREET Manhattan, NY 10025 (40.79218424866358, -73.97377964633657) | Con Edison | ROXBOROUGH APARTMENTS CO. | ROXBOROUGH APARTMENTS | 251 92 STREET NY, NY 10025 (40.79218424866358, -73.97377964633657) | CA353288Z | 7/5/05 | ROCKMILLS MP 200 | 1 | 7.77 | 1988 | 2023 |  | 21 to 26 years old | ICI DEG 84 P | #6 | 9000 | 6300 | 1350 | 945 | Yes | 2020 | Condominiums | 6 | 132975 | 1 | 12 | 86 | 91 | 1925
1008770074 | 4 LEXINGTON AVENUE Manhattan, NY 10010 (40.73871489223063, -73.98531425676947) | Con Edison | GRAMERCY TOWERS OWNERS CORP. | GRAMERCY TOWERS OWNER | 7 PENN PLAZA MANHATTAN, NY 10001 (40.74956954963903, -73.99160848411982) | CA411884H | 7/7/05 | FEDERAL FST-200 | 1 | 8.3 | 1984 | 2019 |  | 26 to 30 years old | I C I MMG-84P | #4 | 8260 | 5782 | 1198 | 838 | Yes | 2017 | Walk-Up Apartments | 2 | 120300 | 2 | 15 | 168 | 168 | 1931 |  | YES
1005300004 | 676 BROADWAY Manhattan, NY 10012 (40.72750034652523, -73.99498196858445) | Con Edison | AARON SIROWICK | JORDAN REALTY LLC | 505 CHESTNUT ST CEDARHURST, NY 11516 (40.62281026909443, -73.72490656996541) | CA294066X | 7/7/05 | HB SMITH 340-10 | 1 | 1.4 | 1966 | 2010 |  | 41 - 45 years old | HEV-E-OIL AM4DH | #4 | 8030 | 5621 | 1164 | 815 |  |  | Elevator Apartments | 1 | 21840 | 1 | 5 | 0 | 5 | 1900
1008220023 | 17 20 STREET Manhattan, NY 10011 (40.73996663817463, -73.99152619105999) | Con Edison | SEALAND REALTY CORP. | SEALAND REALTY CORP | 2093 MANHATTAN NY 10013 (40.721242188776046, -74.00888900022716) | CA273073L | 7/6/05 | CROTTY CSM 26 | 1 | 1.12 | 1973 | 2010 |  | 36 - 40 year old | HEV-E-OIL AM 3 DH | #4 | 8000 | 5600 | 1160 | 812 |  |  | Elevator Apartments | 3 | 16724 | 1 | 6 | 3 | 17 | 1910
1013830013 | 11 68 STREET Manhattan, NY 10021 (40.76920532766377, -73.959183941086) | Con Edison | MADISON 68 CORP. | MADISON 68 REALTY LLC | 1881 BROADWAY MANHATTAN, NY 10023 (40.770928607320116, -73.98226555509018) | CA302969Y | 7/6/05 | ROCKMILLS MP 200 | 1 | 7.7 | 1969 | 2010 |  | 41 - 45 years old | PETRO AO 6-9.8 | #6 | 7920 | 5544 | 1188 | 832 | Yes | 2013 | Elevator Apartments | 4 | 108592 | 1 | 11 | 38 | 43 | 1913
1014270034 | 220 73 STREET Manhattan, NY 10021 (40.770198544064435, -73.95962108769123) | Con Edison | CHARLES H. GREENTHAL MGMT. | COHEN, DAVID S | 4 PARK AVENUE MANHATTAN, NY 10016 (40.74650915812013, -73.98194367109245) | CA377488J | 7/5/05 | FEDRAL FST-250 | 1 | 10 | 1988 | 2023 |  | 21 to 26 years old | GORDON PIATT F14-GO-50 | #6 | 7500 | 5250 | 1125 | 788 | Yes | 2017 | Walk-Up Apartments | 4 | 90700 | 1 | 13 | 92 | 92 | 1932 |  | YES
1008360065 | 40 35 STREET Manhattan, NY 10001 (40.74992140159568, -73.98609806934537) | Con Edison | JEPORT HOTELS INC. | JETPORT HOTEL CORP | 42 35 STREET MANHATTAN, NY 10001 (40.74996674377684, -73.98620566096167) | CA468085Z | 7/5/05 | FEDERAL FST-70 | 1 | 2.91 | 1985 | 2020 |  | 21 to 26 years old | IND. COMB. MEG-34 (P) | #6 | 7488 | 5242 | 1123 | 786 | Yes | 2016 | Elevator Apartments | 3 | 55498 | 1 | 13 | 0 | 3 | 1904
1005620001 | 23 10 STREET Manhattan, NY 10003 (40.73277044094843, -73.99383692267632) | Con Edison | ALBERT APT. CORP. % DOUGLAS ELLIMAN PROPERTY | ALBERT APARTMENT CORP | 675 THIRD AVENUE MANHATTAN, NY 10017 (40.75129610835038, -73.97404990585339) | CB702705R | 7/7/05 | ROCKMILLS MP-250 (EXSTG) | 1 | 8.3 | 2005 | 2040 | DUAL FUEL | 5 to 10 years old | ICI DEG-105P | #4 | 7459 | 5221 | 1082 | 757 | Yes | 2022 | Walk-Up Apartments | 2 | 182200 | 6 | 12 | 205 | 215 | 1923 |  | YES
1022330013 | 4790 BROADWAY Manhattan, NY 10034 (40.866112068840536, -73.92556627430018) | Con Edison | INWOOD REGIONAL BRANCH | NEW YORK PUBLIC LIBRA | 476 5 AVENUE MANHATTAN, NY 10018 (40.752816261650025, -73.98134824662026) | CA060990J | #N/A | MILLS 34W HB SMITH | 1 | 0.2 | 1990 | 2025 |  | 16 to 20 years old | PETRO W-3AP | #4 | 7401 | 5181 | 1073 | 751 |  |  | Walk-Up Apartments | 10 | 28050 | 1 | 2 | 0 | 1 | 1952
1014690028 | 444 75 STREET Manhattan, NY 10021 (40.76930863753923, -73.95357253876492) | Con Edison | 444 EAST 75th ST. CORP c/o CHARLES GREENTHAL MGT. | 444 EAST 75TH STREET | 4 PARK AVENUE MANHATTAN, NY 10016 (40.74650915812013, -73.98194367109245) | CA435586X | 7/6/05 | FEDERAL FST-70 SP | 1 | 2.8 | 1986 | 2021 |  | 21 to 26 years old | IND. COMB. MEG 34 P | #6 | 7200 | 5040 | 1080 | 756 | Yes | 2019 | Elevator Apartments | 5 | 136820 | 1 | 19 | 112 | 113 | 1963 |  | YES
1011960013 | 35 82 STREET Manhattan, NY 10024 (40.78315962421395, -73.97222208944413) | Con Edison | 35 WEST 82ND STREET INC. | 35 WEST 82ND ST INC | 50 17TH STREET MANHATTAN, NY 10011 (40.738563940959885, -73.99384605181096) | CA186080Y | 7/7/05 | ROCKMILLS MP 80 | 1 | 3.4 | 1980 | 2015 | DUAL FUEL | 26 to 30 years old | ICI MEG-34P | #6 | 7160 | 5012 | 1074 | 752 |  |  | Elevator Apartments | 6 | 33102 | 1 | 9 | 29 | 29 | 1912
1018890022 | 839 END AVENUE Manhattan, NY 10025 (40.79685012763133, -73.96372581059762) | Con Edison | U 21 EINY | 839 WEST END AVE INC | 700 END AVENUE MANHATTAN, NY 10025 (40.79685012763133, -73.96372581059762) | CA207381H | 7/6/05 | ROCKMILLS MP125 | 1 | 4.95 | 1981 | 2016 |  | 26 to 30 years old | I C I DEG 54P | #6 | 7008 | 4906 | 1051 | 736 | Yes | 2019 | Elevator Apartments | 9 | 55665 | 1 | 7 | 43 | 43 | 1925 |  | YES
1013370030 | 801 UNITED NATIONS PLAZA Manhattan, NY 10017 (40.75079728755088, -73.96843453596468) | Con Edison | CUSHMAN & WAKEFIELD | U S GOVERNMENT OWNRD | 801 UNITED NATIONS PLAZA MANHATTAN, NY 10017 (40.75079728755088, -73.96843453596468) | CA031978Y | 7/6/05 | PACIFIC 3382 | 1 | 2 | 1978 | 2013 |  | 31 to 35 years old | HEV-E-OIL #AM4DH | #4 | 7000 | 4900 | 1015 | 710 | Yes | 2017 | Walk-Up Apartments | 4 | 325000 | 1 | 26 | 0 | 2 | 2006
1006150112 | 270 12 STREET Manhattan, NY 10014 (40.73756076332963, -74.00334679997843) | Con Edison | PISTILLI REALTY | 268 WEST 12 OWNERS CP | 37 08 28 AVENUE ASTORIA, NY 11103 (40.76286893025696, -73.91327185810974) | CB589503K | #N/A | FEDERAL FST-40 (NEW) | 1 | 1.33 | 2003 | 2038 | DUAL FUEL | 5 to 10 years old | INDUSTRIAL COMBUSTION MMG-22 | #4 | 6734 | 4714 | 976 | 684 |  |  | Office Buildings | 3 | 20830 | 2 | 5 | 34 | 34 | 1890
1010590010 | 443 49 STREET Manhattan, NY 10019 (40.763407257140415, -73.99061355263744) | Con Edison | PMG, INC/2ND FL. | HESNOR REALTY LLC | 441 49TH ST NEW YORK, NY 10019 (40.76338413904762, -73.99055886282092) | CA021583K | 7/5/05 | ROCKMILLS MP 4-61 | 1 | 2.59 | 1983 | 2018 |  | 26 to 30 years old | I.C.I. MMG 34 (P) | #4 | 6600 | 4620 | 957 | 670 |  |  | Elevator Apartments | 3 | 33375 | 5 | 5 | 58 | 63 | 1900
1021210045 | 2102 AMSTERDAM AVENUE Manhattan, NY 10032 (40.83741548494629, -73.93872038243148) | Con Edison | IMPERICAL EQUITIES INC. | IMPERIAL EQUITIES, IN | 939 8TH AVE MANHATTAN, NY 10019 (40.76588341073574, -73.98348863305) | CA040284Y | 7/6/05 | FEDERAL FST 40 | 1 | 1.7 | 1984 | 2019 |  | 26 to 30 years old | ICI AM4DH | #4 | 6500 | 4550 | 942 | 660 |  |  | Walk-Up Apartments | 10 | 11355 | 1 | 5 | 14 | 16 | 1898
1010817501 | 525 52 STREET Manhattan, NY 10019 (40.766512623354444, -73.9921610273817) | Con Edison | APPLE INDUSTRIAL CONDO. | APPLE INDUSTRIAL COND | 525 52 STREET MANHATTAN, NY 10019 (40.766512623354444, -73.9921610273817) | CA394284M | 7/5/05 | WEIL MCLAIN H 1994 | 1 | 6.3 | 1984 | 2019 |  | 26 to 30 years old | ICI DE 63 P | #4 | 6406 | 4484 | 929 | 650 | Yes | 2021 | Elevator Apartments | 3 | 253045 | 1 | 7 | 0 | 8 | 1929 | YES
1021700105 | 11 HILLSIDE AVENUE Manhattan, NY 10040 (40.858882301785684, -73.9304556129822) | Con Edison | HILLSIDE REALTY 1 CO.LLC | HILLSIDE REALTY I CO. | 1920 MANHATTAN NY 10116 (40.8110019996426, -73.95309800037239) | CA312083Y | 7/5/05 | ROCKMILLS MP 150 | 1 | 6 | 1983 | 2018 |  | 26 to 30 years old | ICI MEG 63 P | #6 | 6000 | 4200 | 900 | 630 | Yes | 2020 | Condominiums | 10 | 90211 | 1 | 6 | 90 | 90 | 1920
1020880029 | 601 140 STREET Manhattan, NY 10031 (40.82335409169528, -73.95289875127501) | Con Edison | POLE REALTY/LEOR MGMT | POLE REALTY LLC C/O L | 2130 BROADWAY SUITE N Y, NEW YORK 10023 (40.78069165240327, -73.98124255715014) | CA177291J | 7/4/05 | ROCKMILLS MP-150 | 1 | 6.27 | 1991 | 2026 |  | 16 to 20 years old | ICI DEG-63 | #4 | 6000 | 4200 | 870 | 609 |  |  | Condominiums | 7 | 42860 | 1 | 6 | 32 | 37 | 1910
1012610016 | 45 45 STREET Manhattan, NY 10036 (40.756045087288264, -73.98091482150254) | Con Edison | NEW 45 WEST 45 ST.LLC%SAMSON MGMT. | NEW 45TH WEST 45TH ST | 97 77 QUEENS BOULEVARD REGO PARK, NY 11374 (40.72646491702238, -73.86148084756303) | CA122769L | 7/4/05 | TITUSVILLE T97 | 2 | 4.62 | 1969 | 2010 |  | 41 - 45 years old | AHPMB 100 | #4 | 5366 | 3756 | 778 | 545 | Yes | 2021 | Educational Structures | 3 | 108929 | 1 | 16 | 0 | 13 | 1923
1008410069 | 32 40 STREET Manhattan, NY 10018 (40.75280566643573, -73.98332436379302) | Con Edison | 40TH ST.TENANTS CORP.WGP RESIDENTIAL INC. | 40TH STREET TENANTS C | 32 40TH ST MANHATTAN, NY 10018 (40.75280566643573, -73.98332436379302) | CA062378M | 7/6/05 | ROCHMILLS MP-175 | 1 | 7.8 | 1978 | 2013 | DUAL FUEL | 31 to 35 years old | ICI DE 84(S) | #6 | 5000 | 3500 | 750 | 525 | Yes | 2021 | Elevator Apartments | 3 | 69925 | 1 | 12 | 62 | 64 | 1907 |  | YES
1005640036 | 830 BROADWAY Manhattan, NY 10003 (40.73350781768096, -73.9910519313164) | Con Edison | 830 BDWY. OWNERS% R. PAPARO | 830-832 BROADWAY OWNE | 1 UNION SQUARE MANHATTAN, NY 10003 (40.735387400722175, -73.99159152453399) | CA426088Z | 7/5/05 | ROCKMILLS MP 100 | 1 | 3.79 | 1988 | 2023 |  | 21 to 26 years old | ICI MEG 42P | #4 | 5000 | 3500 | 725 | 507 | Yes | 2014 | Elevator Apartments | 2 | 74859 | 2 | 10 | 19 | 21 | 1896 |  | YES
1005860020 | 25 CARMINE STREET Manhattan, NY 10014 (40.73029710733255, -74.00266299627927) | Con Edison | OUR LADY OF POMPEI R.C.CHURCH | CHUR OUR LADY POMPEI | 25 CARMINE STREET MANHATTAN, NY 10014 (40.73029710733255, -74.00266299627927) | CA271292M | 7/5/05 | FEDERAL FST-125 (NEW) | 1 | 5.25 | 1992 | 2027 |  | 16 to 20 years old | IND. COMB. MMG-54 (P) (EXG) | #4 | 3780 | 2646 | 548 | 384 | Yes | 2016 | Elevator Apartments | 3 | 76888 | 1 | 6 | 0 | 4 | 1928
1013880068 | 927 5 AVENUE Manhattan, NY 10021 (40.77361758018776, -73.96618567720628) | Con Edison | 927 FIFTH AVENUE CORP. | 927 FIFTH AVE CORP | 770 LEXINGTON AVENUE MANHATTAN, NY 10021 (40.76920532766377, -73.959183941086) | CA196583P | 7/5/05 | FEDERAL FST 125 SP | 1 | 4.9 | 1983 | 2018 |  | 26 to 30 years old | ICI DEG 54 P | #6 | 3675 | 2572 | 551 | 386 | Yes | 2018 | Cultural & Public Assembly | 4 | 90881 | 1 | 12 | 12 | 13 | 1917 |  | YES
1014100069 | 829 PARK AVENUE Manhattan, NY 10021 (40.77342872256162, -73.96196785688886) | Con Edison | J & C LAMB MGMT CO. | 829 PARK AVE CORPORAT | 4 PARK AVENUE MANHATTAN, NY 10016 (40.74650915812013, -73.98194367109245) | CA255195K | 7/6/05 | FEDERAL FST-175 | 1 | 5.74 | 1995 | 2030 | DUAL FUEL | 11 to 15 years old | I.C. DEG-84P | #6 | 3349 | 2344 | 502 | 352 | Yes | 2020 | Elevator Apartments | 4 | 103360 | 1 | 12 | 52 | 53 | 1930 |  | YES
1012010029 | 271 CENTRAL PARK Manhattan, NY 10024 (40.786238560817516, -73.96870650070788) | Con Edison | 271 TENANTS CORP. | 271 TENANTS CORP | 1740 BROADWAY NEW YORK, NY 10024 (40.78172580653394, -73.98091880423748) | CA079876X | 7/6/05 | ROCKMILLS MP-150 | 1 | 6.2 | 1976 | 2011 |  | 31 to 35 years old | IRON FIREMAN AO6-6.3 | #6 | 3220 | 2254 | 483 | 338 | Yes | 2021 | Elevator Apartments | 6 | 83743 | 1 | 13 | 26 | 27 | 1913 |  | YES
1012630043 | 6 48 STREET Manhattan, NY 10036 (40.75739548186146, -73.97842677266199) | Con Edison | CHARTER MANAGEMENT CO. | CHARTER MANAGEMENT GR | 462 SEVENTH AVENUE NEW YORK, NY 10018 (40.751862980298995, -73.98999972454214) | CA436388J | 7/5/05 | FEDERAL FST-90 | 1 | 3.8 | 1988 | 2023 |  | 21 to 26 years old | IND COMB MEG 42P | #4 | 2800 | 1960 | 406 | 284 | Yes | 2013 | Elevator Apartments | 3 | 60500 | 1 | 12 | 0 | 31 | 1918
1016560001 | 2085 2 AVENUE Manhattan, NY 10029 (40.79092053603148, -73.94222773834571) | Con Edison | FRANKLIN PLAZA APARTMENT INC. | FRANKLIN PLAZA APARTM | 2085 2nd AVENUE MANHATTAN, NY 10029 (40.79092053603148, -73.94222773834571) | CA034077K | 7/5/05 | FITZGIBBONS DS-425 | 6 | 14.74 | 1977 | 2012 |  | 31 to 35 years old | IND. COMB. DE-145-S | #6 | 2555 | 1788 | 383 | 268 | Yes | 2016 | Elevator Apartments | 8 | 846700 | 12 | 20 | 1267 | 1268 | 1959 |  | YES
1022390007 | 77 SEAMAN AVENUE Manhattan, NY 10034 (40.86804639326425, -73.92524853843253) | Con Edison | RENATA M. ANGIOLI | DIXON HOLDINGS LLC | 2 ELMWOOD PARK DRIVE STATEN ISLAND, NY 10314 (40.58124017148734, -74.16269143745909) | CA431364M | 7/6/05 | PACIFIC 3323 | 1 | 1.08 | 1964 | 2010 |  | 46 - 50 years old | HEVEOIL AM 4 DH | #4 | 2500 | 1750 | 362 | 254 |  |  | Walk-Up Apartments | 7 | 18200 | 1 | 5 | 22 | 22 | 1920
1008037502 | 305 7 AVENUE Manhattan, NY 10001 (40.74678037991758, -73.99366420981637) | Con Edison | 7TH AVENUE CONDOMINIUM |  | 1501 BROADWAY NEW YORK, NY 10036 (40.75664722311285, -73.98607810294877) | CB199403H | 7/5/05 | FEDERAL FST-200SP (EXSTG) | 1 | 8.4 | 2003 | 2038 | DUAL FUEL | 5 to 10 years old | ICI DEG-84P (NEW) | #6 | 1665 | 1166 | 250 | 175 | Yes | 2013 | Elevator Apartments | 3 | 119248 | 1 | 21 | 0 | 35 | 0 | YES
1004440030 | 82 3 STREET Manhattan, NY 10003 (40.724857907085365, -73.98822327244211) | Con Edison | T.J. MONTANA ENTERPRISES | J J MONTANA ENTERPRIS | 3725 HENRY HUDSON PKWY RIVERDALE, NY 10463 (40.88830129224881, -73.91116359782959) | CA258557M | 7/5/05 | KEWANEE TYPE C 2751 | 1 | 2 | 1957 | 2010 |  | Over 50 years | CLEAVER BROOKS | #4 | 1600 | 1120 | 232 | 162 |  |  | Elevator Apartments | 2 | 8880 | 1 | 5 | 22 | 23 | 1910
1008740060 | 78 IRVING PLACE Manhattan, NY 10003 (40.73694322783291, -73.98662726693226) | Con Edison | RENROSE ASSOCIATES/MARTIN | RENROSE ASSOCIATES | 114 39 STREET MANHATTAN, NY 10016 (40.74984906410224, -73.9782655877672) | CA215482R | 7/5/05 | ROCKMILLS MP-40 | 1 | 1.4 | 1982 | 2017 |  | 26 to 30 years old | HEV-E-OIL IND COMB INC AMG-3-1/2 | #4 | 1212 | 848 | 176 | 123 |  |  | Elevator Apartments | 2 | 16069 | 2 | 7 | 15 | 15 | 1920
1015130070 | 1009 PARK AVENUE Manhattan, NY 10028 (40.77923834287088, -73.9577230569106) | Con Edison | PARKTON ASSOCIATES/HIRISE RLTY | PARKTON ASSOCIATES, L | 1009 PARK AVE NEW YORK, NY 10028 (40.77923834287088, -73.9577230569106) | CA411984P | 7/7/05 | FEDERAL #FST-125 | 1 | 5.25 | 1984 | 2019 |  | 26 to 30 years old | S.T. JOHNSON FD68CAHM SIZE 100 | #6 | 800 | 560 | 120 | 84 | Yes | 2013 | Elevator Apartments | 4 | 63167 | 1 | 14 | 27 | 28 | 1924
1004000050 | 215 4 STREET Manhattan, NY 10009 (40.72373724979764, -73.98353725573001) | Con Edison | CLEARWATER ASSOCIATES | CACTUS 4 LLC | 6 GRAG AVE GREAT NECK, NY 11021 (40.78664779925657, -73.72844675971015) | CA339788Y | 7/4/05 | FEDERAL FST-60 | 1 | 2.3 | 1988 | 2023 |  | 21 to 26 years old | I.C.I. MMG-28 | #4 | 700 | 490 | 102 | 71 |  |  | Elevator Apartments | 2 | 18781 | 1 | 6 | 28 | 30 | 1900
1015210001 | 1165 PARK AVENUE Manhattan, NY 10128 (40.7841126682697, -73.95416174167457) | Con Edison | 1165 PARK AVENUE INC. | 1165 PARK AVE INC | 675 THIRD AVE NEW YORK, NY 10017 (40.75129610835038, -73.97404990585339) | CB096805L | 7/7/05 | (EXISTING) FITZGIBBONS #29 | 1 | 5.6 | 2005 | 2040 | DUAL FUEL | 5 to 10 years old | (NEW) INDUSTRIAL COMBUSTION-DEG-63S | #6 | 623 | 436 | 93 | 65 | Yes | 2021 | Condominiums | 4 | 176799 | 1 | 14 | 55 | 55 | 1925 |  | YES
1012320037 | 212 85 STREET Manhattan, NY 10024 (40.787137576125716, -73.9759152796168) | Con Edison | PRIDE PROPERTY MGT. | 202-214 W 85TH ST OWN |  | CA192296Y | 7/7/05 | ROCKMILLS MP-90 | 1 | 3.8 | 1996 | 2031 | DUAL FUEL | 11 to 15 years old | IRON FIREMAN C240 GO SMF 42 | #6 | 450 | 315 | 68 | 47 | Yes | 2022 | Elevator Apartments | 6 | 77620 | 7 | 5 | 55 | 55 | 1910 |  | YES
1005920066 | 136 WAVERLY PLACE Manhattan, NY 10014 (40.73301144008544, -74.00030826982332) | Con Edison | WAVERTREE COMPANY | WAVERTREE CORPORATION | 6 43RD ST NEW YORK, NY 10017 (40.75381517729913, -73.97967506743592) | CA314587R | 7/7/05 | FEDERAL FST 175 | 1 | 7 | 1987 | 2022 |  | 21 to 26 years old | IRON FIREMAN EED GO 8.5RK | #6 | 180 | 126 | 27 | 19 | Yes | 2022 | Office Buildings | 3 | 93291 | 1 | 16 | 76 | 81 | 1929 |  | YES
1018360047 | 10 MANHATTAN AVENUE Manhattan, NY 10025 (40.795264261432976, -73.96394636535331) | Con Edison | 10-16 MANHATTAN AVENUE LLC | 10-16 MANHATTAN AVEN | 1920 NEW YORK, NY 10116 (40.8110019996426, -73.95309800037239) | CB086306Z | 7/6/05 | FEDERAL-FST-80 | 1 | 2.6 | 2006 | 2041 | DUAL FUEL | Fewer than 5 years old | ICI-MMG-34P | #4 | 0 | 0 | 0 | 0 |  |  | Office Buildings | 8 | 44160 | 1 | 6 | 44 | 46 | 1940
1015220001 | 1185 PARK AVENUE Manhattan, NY 11001 (40.72139000494485, -73.70739692842545) | Con Edison | 1185 TENANTS CORPORATION | 1185 TENANTS CORP | 575 MADISON AVENUE MANHATTAN, NY 10022 (40.76174997117104, -73.97270857283574) | CA076769R | #N/A | YORK SHIPLEY 560-SPWC 150 | 1 | 5.02 | 1969 | 2010 |  | 41 - 45 years old | YORK SHIPLEY 560-SPWC-150 | #6 | 0 | 0 | 0 | 0 | Yes | 2022 | Elevator Apartments | 4 | 550905 | 1 | 15 | 172 | 172 | 1929 |  | YES
1008077501 | 125 31 STREET Manhattan, NY 10001 (40.74823444098737, -73.98989175566766) | Con Edison | 125 W. 31ST ST. ASSOC. LLC % S.F. & ASSOC. |  | 245 87 STREET NEW YORK, NY 10128 (40.77909138625963, -73.9524534947182) | CB196606P | #N/A | CLEAVER BROOKS CB-900-600-15 (NEW) | 2 | 20 | 2006 | 2041 | DUAL FUEL | Fewer than 5 years old | CKEAVERBROOKS (INTEGRAL) (NEW) | #4 | 0 | 0 | 0 | 0 | Yes | 2017 | Elevator Apartments | 3 | 473783 | 1 | 59 | 93 | 462 | 2005 | YES
1005560052 | 126 12 STREET Manhattan, NY 10003 (40.73250976632015, -73.98951898844183) | Con Edison | 126 E. 12 ST. OWNERS CORP % ADVANCED MGMT | 126 E 12 ST OWNERS CO | 26 COURT STREET BROOKLYN, NY 11242 (40.69312156018867, -73.99072228607592) | CB189207H | #N/A | FEDERAL FST 40 (NEW) | 1 | 1.3 | 2007 | 2042 | DUAL FUEL | Fewer than 5 years old | ICI MMG 22P (NEW) | #4 | 0 | 0 | 0 | 0 |  |  | Elevator Apartments | 2 | 23316 | 1 | 6 | 24 | 25 | 1900
1021760078 | 717 177 STREET Manhattan, NY 10033 (40.84763916923367, -73.93830573488859) | Con Edison | 177 ASSOCIATES LLC. | 177 ASSOCIATES LLC |  | CB426503Z | 7/5/05 | FEDERAL/EASTMOND-FST-100 (NEW) | 1 | 4.2 | 2003 | 2038 | DUAL FUEL | 5 to 10 years old | INDUSTRIAL COMBUSTION-DEG-42-P(NEW) | #4 | 0 | 0 | 0 | 0 |  |  | Elevator Apartments | 10 | 49566 | 1 | 6 | 44 | 45 | 1910
1021770126 | 825 180 STREET Manhattan, NY 10033 (40.850231339052925, -73.93976065389266) | Con Edison | 180 REALTY COMPANY/M.P. MGMT CO. | 180 REALTY, L.L.C. | 1274 49 STREET N Y 11219 (40.635345584477456, -73.99272455499542) | CA086178Y | 7/5/05 | SPENCER 4F 563-A-40 | 1 | 4.72 | 1978 | 2013 |  | 31 to 35 years old | ICIDEG63P | #6 | 0 | 0 | 0 | 0 |  |  | Loft Buildings | 7 | 24345 | 1 | 5 | 27 | 28 | 1912
1021790156 | 186 PINEHURST AVENUE Manhattan, NY 10033 (40.854430657740636, -73.93809985023125) | Con Edison | 186-196 PINEHURST AVE. CORP | 186-196 PINEHURST AVE | 186 PINEHURST AVE N Y 10033 (40.854430657740636, -73.93809985023125) | CB115002J | 7/7/05 | EASTMOND/FEDERAL FST-90 | 1 | 3.78 | 2002 | 2037 | DUAL FUEL | 5 to 10 years old | HEVE (ICI) DEG 42 P | #4 | 0 | 0 | 0 | 0 | Yes | 2019 | Elevator Apartments | 7 | 65352 | 1 | 6 | 65 | 65 | 1920
1021490120 | 485 187 STREET Manhattan, NY 10033 (40.85181922314154, -73.9279615691418) | Con Edison | 485 REALTY LLC | 485 REALTY | 574 CEDARHURST NY 11516 (40.63035943500745, -73.72995581741695) | CB089105R | 7/4/05 | FEDERAL FST-100 (NEW) | 1 | 3.3 | 2005 | 2040 | DUAL FUEL | 5 to 10 years old | ICI MMG-42P (NEW) | #4 | 0 | 0 | 0 | 0 | Yes | 2019 | Elevator Apartments | 10 | 55032 | 1 | 6 | 54 | 54 | 1942
1022300029 | 517 212 STREET Manhattan, NY 10034 (40.86782625018531, -73.9169601597597) | Con Edison | 517 WEST 212 STREET,LLC | 517 WEST 212 ST LLC |  | CA253499K | 7/4/05 | FEDERAL FST-90 | 1 | 0 | 1999 | 2034 | DUAL FUEL | 11 to 15 years old | I,C,I, DEG-42 | #6 | 0 | 0 | 0 | 0 |  |  | Walk-Up Apartments | 10 | 34900 | 1 | 5 | 44 | 44 | 1925
1006180033 | 56 7 AVENUE Manhattan, NY 10019 (40.76761164715987, -73.99180550022362) | Con Edison | 56 SEVENTH AVENUE LLC%NORTHBROOK PARTNERS LLC, | 56 7TH AVENUE LLC | 1776 BROADWAY NEW YORK, NY 10019 (40.76645897683454, -73.98182488729583) | CB104708J | 7/4/05 | FEDERAL FST-150 | 2 | 5021000 | 2008 | 2043 | DUAL FUEL | Fewer than 5 years old | INDUSTRIAL COMBUSTION DEG-63 | #6 | 0 | 0 | 0 | 0 | Yes | 2018 | Office Buildings | 3 | 142204 | 1 | 20 | 161 | 164 | 1931
1011860052 | 60 RIVERSIDE DRIVE Manhattan, NY 10024 (40.78456232928431, -73.98308393813682) | Con Edison | 60 RIVERSIDE DR. APTS. %LAWRENCE PROP. | 60 RIVERSIDE DR APTS | 855 AVENUE NEW YORK, NY 10001 (40.75025902143676, -73.99688630375988) | CB089403X | 7/5/05 | FEDERAL FST-200 (NEW) | 2 | 6.69 | 2003 | 2038 | DUAL FUEL | 5 to 10 years old | INDUSTRIAL COMBUSTION DEG-84P (NEW) | #6 | 0 | 0 | 0 | 0 | Yes | 2016 | Elevator Apartments | 6 | 177041 | 1 | 21 | 151 | 152 | 1965 |  | YES
1020870088 | 607 609 WEST 139 STREET Manhattan, NY 10031 (40.82495420507257, -73.9501244360938) | Con Edison | 603 WEST REALTY CORP | 603 WEST 139TH ST REA | 201 77TH STREET N Y 10075 (40.7729810444524, -73.958244482329) | CB199700Y | 7/5/05 | FEDERAL FST-100 | 1 | 4.2 | 2000 | 2035 | DUAL FUEL | 5 to 10 years old | IND.COMB. MMG-42 | #4 | 0 | 0 | 0 | 0 |  |  | Elevator Apartments | 7 | 21885 | 1 | 5 | 21 | 21 | 1905
1022190009 | 115 POST AVENUE Manhattan, NY 10034 (40.86435228117713, -73.92052903452847) | Con Edison | 83 POST AVE. ASSOC. | 83 POST AVENUE ASSOCI | 173 SHERMAN AVENUE MANHATTAN, NY 10034 (40.8648440635986, -73.92249077421789) | CA168980K | 7/5/05 | SPENCER #3-100-50 | 1 | 4.1 | 1980 | 2015 |  | 26 to 30 years old | ICI ME42P | #6 | 0 | 0 | 0 | 0 |  |  | Elevator Apartments | 10 | 47400 | 1 | 6 | 52 | 52 | 1926
1007730056 | 214 24 STREET Manhattan, NY 10011 (40.744926426486366, -73.99565375685515) | Con Edison | A.K.A. 225 WEST 23RD STREET | LMH 2324 L.L.C. | 60 42 STREET MANHATTAN, NY 10165 (40.751926000284755, -73.97926500017957) | CA167270L | 7/6/05 | HEGGIE SIMPLEX 7631 | 2 | 5.22 | 1970 | 2010 |  | 36 - 40 year old | TODD C-RAH | #6 | 0 | 0 | 0 | 0 | Yes | 2013 | Elevator Apartments | 3 | 57207 | 1 | 6 | 118 | 118 | 1930
1009070056 | 200 27 STREET Manhattan, NY 10016 (40.74130768853171, -73.98128715997879) | Con Edison | AKAM ASSOCIATES. | 27 VICTORIA OWNERS CO | 200 27TH STREET MANHATTAN, NY 10016 (40.74130768853171, -73.98128715997879) | CA004878N | 7/7/05 | FEDERAL FST-250 | 2 | 10.36 | 1978 | 2013 |  | 31 to 35 years old | IND. COMB. DE-105 (P) | #6 | 0 | 0 | 0 | 0 | Yes | 2017 | Walk-Up Apartments | 2 | 233320 | 1 | 18 | 280 | 284 | 1965 |  | YES
1006340016 | 110 BANK STREET Manhattan, NY 10014 (40.73633168885294, -74.00735663970761) | Con Edison | BANK ST ASSOC | BANK STREET ASSOCIATE | 310 55 STREET MANHATTAN, NY 10019 (40.76555142492002, -73.98420470796138) | CA061875Z | 7/5/05 | NATIONAL CA 5435 | 1 | 2.6 | 1975 | 2010 |  | 31 to 35 years old | HEVE-E-OIL AM 4 12 DH | #4 | 0 | 0 | 0 | 0 |  |  | Elevator Apartments | 3 | 42258 | 1 | 6 | 61 | 61 | 1957
1021370086 | 610 163 STREET Manhattan, NY 10032 (40.838006785904845, -73.94267985433251) | Con Edison | BPIII 610 W.163 ST., LLC | BPIII - 610 WEST 163 | 60 69 WOODHAVEN BLVD ELMHURST, NY 11373 (40.73871040256307, -73.87835115518163) | CA005586X | #N/A | FEDERAL FST-90 | 1 | 3.72 | 1986 | 2021 |  | 21 to 26 years old | I.C.I. MMG-42P | #4 | 0 | 0 | 0 | 0 |  |  | Elevator Apartments | 10 | 47930 | 1 | 5 | 54 | 54 | 1930
1015057502 | 1339 MADISON AVENUE Manhattan, NY 10128 (40.78622607503854, -73.95489019251829) | Con Edison | CARNIGIE HALL TOWER | SCURRY PAMELA | 6 43 STREET MANHATTAN, NY 10017 (40.75381517729913, -73.97967506743592) | CA124483P | 7/6/05 | CLEAVERBROOKS CB400-350 | 2 | 14.6 | 1983 | 2018 |  | 26 to 30 years old | CLEAVERBROOKS CB400-350 | #6 | 0 | 0 | 0 | 0 | Yes | 2015 | Walk-Up Apartments | 4 | 309174 | 1 | 32 | 208 | 213 | 1984 | YES
1013730020 |  | Con Edison | COLER-GOLDWATER MEMORIAL HOSP. | HEALTH AND HOSPITALS | 125 WORTH STREET NEW YORK, NY 10013 (40.715192130914346, -74.00211655009367) | CB090003X | #N/A | COMBUSTION ENGINEERING/TYPE VU-10 | 1 | 21.6 | 2003 | 2038 | DUAL FUEL | 5 to 10 years old | TODD - TYPE VEE CEE | #6 | 0 | 0 | 0 | 0 | Yes | 2013 | Elevator Apartments | 5 | 432690 | 9 | 8 | 0 | 1 | 1939
1014107501 | 136 76 STREET Manhattan, NY 10021 (40.773332870212826, -73.96116358830878) | Con Edison | E. 76 ST. RLTY.CORP. % HOFFMAN MGT. | 136 COMMERCIAL ASSOC | 300 55 STREET NEW YORK, NY 10019 (40.76543669712509, -73.98393298423655) | CB113403R | 7/5/05 | ROCKMILLS MP-125 | 2 | 4.18 | 2003 | 2038 | DUAL FUEL | 5 to 10 years old | S.T.JOHNSON FD-68CA125HM (NEW) | #6 | 0 | 0 | 0 | 0 | Yes | 2020 | Elevator Apartments | 4 | 23092 | 1 | 16 | 99 | 108 | 1961 | YES
1021360050 | 15 FORT WAHSINGTON AVENUE Manhattan, NY (40.74988399964684, -73.98797699993861) | Con Edison | EMERGENCY INSTALLATION | 15 FORT WASHINGTON ET |  | CB091306H | #N/A | FEDERAL FST-70 | 1 | 0 | 2006 | 2041 | DUAL FUEL | Fewer than 5 years old | ICI MMG-30 | #4 | 0 | 0 | 0 | 0 |  |  | Loft Buildings | 7 | 40778 | 1 | 6 | 36 | 36 | 1912
1015110030 | 167 82 STREET Manhattan, NY 10028 (40.776645550352136, -73.95678893982212) | Con Edison | EMERGENCY INSTALLATION | SP 167 E. 82 LLC |  | CB101908Z | #N/A | (EXISTING) ROCKMILLS MP 100 | 1 | 0 | 2008 | 2043 | DUAL FUEL | Fewer than 5 years old | (NEW) INDUSTRIAL COMBUSTION MMG-42(P) | #4 | 0 | 0 | 0 | 0 | Yes | 2021 | Walk-Up Apartments | 5 | 57419 | 1 | 10 | 43 | 43 | 1929 | YES
1022250010 | 73 VERMILYEA AVENUE Manhattan, NY (40.74988399964684, -73.98797699993861) | Con Edison | EMERGENCY INSTALLATION | HANZA REALTY CO. LLC |  | CB102508P | #N/A | FEDERAL FST 125 | 1 | 0 | 2008 | 2043 | DUAL FUEL | Fewer than 5 years old | ICI MMG-54 | #4 | 0 | 0 | 0 | 0 | Yes | 2015 | Walk-Up Apartments | 10 | 54430 | 1 | 5 | 68 | 69 | 1930
1005370013 | 234 THOMPSON STREET Manhattan, NY (40.74988399964684, -73.98797699993861) | Con Edison | EMERGENCY INSTALLATION | 234 THOMPSON STREET |  | CB255502X | #N/A | ROCKMILLS-MP 90 | 1 | 0 | 2002 | 2037 | DUAL FUEL | 5 to 10 years old | INDUSTRIAL COMBUSTION-MMG-42P | #4 | 0 | 0 | 0 | 0 |  |  | Walk-Up Apartments | 1 | 20980 | 1 | 6 | 35 | 39 | 1900
1013860049 | 30 72 STREET Manhattan, NY (40.74988399964684, -73.98797699993861) | Con Edison | EMERGENCY INSTALLATION | 72ND ST OWNERSS INC |  | CB094206R | #N/A | FEDERAL-FST-125-(SP) | 1 | 0 | 2006 | 2041 | DUAL FUEL | Fewer than 5 years old | ICI-DEG-54-(P) | #6 | 0 | 0 | 0 | 0 | Yes | 2016 | Office Buildings | 4 | 64874 | 1 | 16 | 23 | 24 | 1930 |  | YES
1018430034 | 475 CENTRAL PARK Manhattan, NY (40.74988399964684, -73.98797699993861) | Con Edison | EMERGENCY INSTALLATION | UPWEST CO., LLC |  | CB563903J | #N/A | (EXISTING) | 1 | 0 | 2003 | 2038 | DUAL FUEL | 5 to 10 years old | ICI 105P | #6 | 0 | 0 | 0 | 0 |  |  | Elevator Apartments | 8 | 26645 | 4 | 5 | 56 | 56 | 1913
1020240064 | 272 139 STREET Manhattan, NY 10030 (40.81882049155028, -73.94422508100801) | Con Edison | ENF. 5/5/92 | ROW PLAZA ASSOCIATES | 272 139 STREET MANHATTAN, NY 10030 (40.81882049155028, -73.94422508100801) | CA027377R | 7/7/05 |  | 1 | 3.4 | 1977 | 2012 |  | 31 to 35 years old |  | #4 | 0 | 0 | 0 | 0 |  |  | Walk-Up Apartments | 9 | 13828 | 1 | 4 | 6 | 10 | 1920
1021700410 | 65 WADSWORTH TERRACE Manhattan, NY 10040 (40.85666097637329, -73.93096822653888) | Con Edison | ENF. 7/23/92 | WADSWORTH REALTY, L.L | 175 SHERMAN AVENUE MANHATTAN, NY 10034 (40.864873651302396, -73.92241008048028) | CA057578K | 7/5/05 | BURNHAM #4F-450NY | 1 | 3.8 | 1978 | 2013 |  | 31 to 35 years old | HEV-E-OIL #AM6-CM | #4 | 0 | 0 | 0 | 0 |  |  | Walk-Up Apartments | 10 | 39035 | 1 | 5 | 46 | 46 | 1925
1021370052 | 56 FORT WASHINGTON AVENUE Manhattan, NY 10032 (40.83723562054041, -73.94424221969138) | Con Edison | FORT WASHINGTON ESTATES, LLC | FORT WASHINGTON ESTAT | 190354 BROOKLYN NY 11219 (40.63277295540763, -73.99667681118586) | CB175303Y | 7/5/05 | FEDERAL FST-100 (NEW) | 1 | 4.2 | 2003 | 2038 | DUAL FUEL | 5 to 10 years old | ICI MMG-42P (NEW) | #4 | 0 | 0 | 0 | 0 | Yes | 2017 | Office Buildings | 10 | 55302 | 1 | 6 | 42 | 42 | 1915
1019260029 | 201 120 STREET Manhattan, NY 10027 (40.80585424925562, -73.95074536090281) | Con Edison | GALIL REALTY, LLC | 2010 SEVENTH AVENUE C | 1457 FLATBUSH AVENUE BROOKLYN, NY 11210 (40.634998650848665, -73.94991833786968) | CA436570X | 7/5/05 | FED FST-150 | 1 | 5.1 | 1970 | 2010 |  | 36 - 40 year old | HEV-E-OIL AM7E | #6 | 0 | 0 | 0 | 0 | Yes | 2016 | Elevator Apartments | 9 | 58037 | 2 | 7 | 70 | 70 | 1900
1007930067 | 154 18 STREET Manhattan, NY 10011 (40.74048387638546, -73.99659487117111) | Con Edison | HELLMUTH OWNERS CORP. % J.J. GROGAN ASSOC. | HELLMUTH OWNERS CORP | 360 LEXINGTON AVE NEW YORK, NY 10017 (40.7504906605329, -73.97680280734616) | CB225303Z | 7/6/05 | ROCKMILLS MP-100SL (NEW) | 1 | 3.35 | 2003 | 2038 | DUAL FUEL | 5 to 10 years old | HEVE MMG-42P (NEW) | #4 | 0 | 0 | 0 | 0 | Yes | 2013 | Elevator Apartments | 3 | 77530 | 1 | 8 | 28 | 32 | 1906 |  | YES
1010790029 | 747 10 AVENUE Manhattan, NY 10019 (40.765339973810285, -73.99134864931575) | Con Edison | HUDSON VIEW TERRACE | NYC EDUCATIONAL CONST | 747 10 AVENUE MANHATTAN, NY 10019 (40.765339973810285, -73.99134864931575) | CA032073Y | 7/7/05 | FEDERAL PLW 331 | 3 | 13 | 1973 | 2010 |  | 36 - 40 year old | PREFERRED MODEL BHE-8 | #6 | 0 | 0 | 0 | 0 |  |  | Elevator Apartments | 3 | 413138 | 3 | 4 | 0 | 1 | 1930
1010500006 | 450 41 STREET Manhattan, NY 10036 (40.758632808999536, -73.99519015099291) | Con Edison | HUNTER COLLEGE | NEW YORK STATE OWNED | 535 80 STREET NEW YORK, NY 10021 (40.625531274963414, -74.02369357182569) | CA444369Y | 7/6/05 |  | 2 | 0 | 1969 | 2010 |  | 41 - 45 years old | RAY AEOR144-200 | #6 | 0 | 0 | 0 | 0 | Yes | 2020 | Hospitals & Health | 3 | 168570 | 1 | 6 | 0 | 0 | 1958
1021800083 | 30 MAGAW PLACE Manhattan, NY 10033 (40.851786650974475, -73.93690375193228) | Con Edison | MAAYAN ESTATES INC. | MAAYAN ESTATES INC | 324 BROOKLYN NY 11204 (40.619055848049015, -73.98479859887618) | CA383085X | 7/4/05 | ROCKMILLS MP80 | 1 | 3.4 | 1985 | 2020 |  | 21 to 26 years old | ICI DEG 42 P | #6 | 0 | 0 | 0 | 0 |  |  | Walk-Up Apartments | 7 | 35310 | 1 | 6 | 42 | 43 | 1930
1007570054 | 330 34 STREET Manhattan, NY 10001 (40.75254891665044, -73.99438541733568) | Con Edison | MENDIK REALTY CO INC. | 330 WEST 34TH SPE LLC | 330 34TH STREET MANHATTAN, NY 10001 (40.75254891665044, -73.99438541733568) | CA385372H | 7/7/05 | KEWANEE#423 | 1 | 11.4 | 1972 | 2010 |  | 36 - 40 year old | SUPERIOR AB-AA6-250 | #6 | 0 | 0 | 0 | 0 | Yes | 2017 | Elevator Apartments | 3 | 622264 | 2 | 18 | 0 | 6 | 1926
1016040006 | 1450 MADISON AVENUE Manhattan, NY 10029 (40.789679388590564, -73.9524115396448) | Con Edison | MOUNT SINAI MEDICAL CENTER | MOUNT SINAI HOSPITAL | 1 GUSTAVE LEVY PL MANHATTAN, NY 10029 (40.79048753542367, -73.95384806166335) | CA219081Y | 7/5/05 | COMBUSTION ENG. 13.5 (VU-10)-168 | 4 | 59.64 | 1981 | 2016 |  | 26 to 30 years old | COEN 2 MV MODEL 265 FYR COMPAK | #6 | 0 | 0 | 0 | 0 | Yes | 2014 | Elevator Apartments | 8 | 2215000 | 9 | 14 | 0 | 1 | 1963
1018310026 | 203 115 STREET Manhattan, NY 10026 (40.80263215491475, -73.95314845402892) | Con Edison | NYC PUBLIC LIBRARY | NEW YORK PUBLIC LIBRA | 476 5 AVENUE MANHATTAN, NY 10018 (40.752816261650025, -73.98134824662026) | CA039390J | #N/A | MILLS 34-W-10 HOT WATER (H.B. SMITH) | 1 | 0.3 | 1990 | 2025 |  | 16 to 20 years old | PETRO P-200 | #4 | 0 | 0 | 0 | 0 |  |  | Condominiums | 9 | 12138 | 1 | 3 | 0 | 1 | 1925
1017240033 | 1 126 STREET Manhattan, NY 10027 (40.807145229218236, -73.94183716525475) | Con Edison | ONE WEST 126TH STREET (HDFC) | 1 WEST 126TH STREET H | 850 BRONX RIVER RD YONKERS, NY 10108 (40.92713623295677, -73.84319071815916) | CB112000R | 7/4/05 | FEDERAL FST-100 | 1 | 4.2 | 2000 | 2035 | DUAL FUEL | 5 to 10 years old | INDUSTRIAL COMB. MM-42 P | #4 | 0 | 0 | 0 | 0 |  |  | Elevator Apartments | 9 | 39888 | 1 | 6 | 48 | 48 | 1940
1012100033 | 100 80 STREET Manhattan, NY 10024 (40.78321188843739, -73.97642410300377) | Con Edison | ORLEANS RLTY LLC. | ORLEANS REALTY,LLC | 100 80 ST MANHATTAN, NY 10024 (40.78321188843739, -73.97642410300377) | CA039973L | 7/7/05 | CROTTY MWB 110 | 1 | 3.5 | 1973 | 2010 |  | 36 - 40 year old | TODD MODEL B | #4 | 0 | 0 | 0 | 0 | Yes | 2020 | Elevator Apartments | 6 | 65814 | 1 | 10 | 47 | 52 | 1900
1014990051 | 40 88 STREET Manhattan, NY 10128 (40.78210902143893, -73.95782992273405) | Con Edison | ORSID REALTY CORP. | 40 E 88TH OWNERS CORP | 1740 BROADWAY MANHATTAN, NY 10019 (40.76509834187077, -73.98206124052132) | CB189608N | 7/4/05 | BEST 5C-125 (NEW) | 2 | 4.18 | 2008 | 2043 | DUAL FUEL | Fewer than 5 years old | INDUSTRIAL COMBUSTION DEG-54P | #4 | 0 | 0 | 0 | 0 | Yes | 2019 | Elevator Apartments | 4 | 181011 | 1 | 15 | 87 | 93 | 1930 |  | YES
1008770067 | 7 LEXINGTON AVENUE Manhattan, NY 10010 (40.73866992612915, -73.98535022965069) | Con Edison | PARK GRANERY ASHES CORP. | PARK GRAMERCY OWNERS | 200 MADISON AVENUE MANHATTAN, NY 10016 (40.74877830573848, -73.9822475686496) | CA092373K | 7/6/05 | PACIFIC #6022 | 1 | 6.7 | 1973 | 2010 |  | 36 - 40 year old | SUPERIOR AB AA6-125 | #6 | 0 | 0 | 0 | 0 | Yes | 2017 | Elevator Apartments | 2 | 84851 | 1 | 12 | 93 | 97 | 1951 |  | YES
1019630006 | 417 120 STREET Manhattan, NY 10027 (40.80877950788705, -73.95788155520954) | Con Edison | SILROB REALTY | SILROB REALTY LLC | 613 NEW N Y 10021 (40.76920532766377, -73.959183941086) | CB001302X | 7/7/05 | ROCKMILLS MP-70 | 1 | 2.94 | 2002 | 2037 | DUAL FUEL | 5 to 10 years old | HEVE (IC) DEG 42 Y | #6 | 0 | 0 | 0 | 0 |  |  | Elevator Apartments | 9 | 31878 | 1 | 6 | 36 | 36 | 1926
1007920008 | 151 16 STREET Manhattan, NY 10011 (40.739318302200004, -73.99730345371694) | Con Edison | SUPREME COMPANY | SUPREME COMPANY I | 150 58 STREET NEW YORK, NY 10155 (40.761456027272516, -73.96836646308732) | CB546503P | 7/6/05 | FEDERAL FST-70 (NEW) | 1 | 2.34 | 2003 | 2038 | DUAL FUEL | 5 to 10 years old | ICI MMG-30 (NEW) | #4 | 0 | 0 | 0 | 0 |  |  | Walk-Up Apartments | 3 | 43770 | 1 | 7 | 76 | 76 | 1962
1014800010 | 1194 YORK AVENUE Manhattan, NY 10021 (40.76920532766377, -73.959183941086) | Con Edison | THE ROCKEFELLER UNIVERSITY. | ROCKEFELLER UNIVERSIT | 1182 12430 YORK AVENUE MANHATTAN, NY 10021 (40.76920532766377, -73.959183941086) | CA461355H | 7/5/05 | BABCOX & WILCOX NO28 | 1 | 16.7 | 1955 | 2010 |  | Over 50 years | TODD D 16 | #6 | 0 | 0 | 0 | 0 | Yes | 2020 | Elevator Apartments | 5 | 1200000 | 17 | 6 | 0 | 1 | 1940
1005370013 | 234 THOMPSON STREET Manhattan, NY 10012 (40.72956666855572, -73.99865476402994) | Con Edison | TIME EQUITIES, INC. | 234 THOMPSON STREET | 55 FIFTH AVENUE NEW YORK, NY 10003 (40.73486579394523, -73.99443338214661) | CB124703P | 7/5/05 | ROCKMILLS MP 50 | 1 | 3.01 | 2003 | 2038 | DUAL FUEL | 5 to 10 years old | HEVE (IC) MMG-42P | #4 | 0 | 0 | 0 | 0 |  |  | Walk-Up Apartments | 1 | 20980 | 1 | 6 | 35 | 39 | 1900
1021590077 | 510 190 STREET Manhattan, NY 10040 (40.85382530340092, -73.92714392280745) | Con Edison | WEST 190 | 510 WEST 190 LLC | 370 FT GEORGE STN NY, NY 10040 (40.85809553188335, -73.92925548994884) | CA071079R | 7/6/05 | ROCKMILLS MP 80 | 1 | 3.4 | 1979 | 2014 |  | 31 to 35 years old | HEVE-OIL MMG 34 S | #4 | 0 | 0 | 0 | 0 |  |  | Walk-Up Apartments | 10 | 33545 | 1 | 6 | 44 | 45 | 1925
1011520001 | 20 END AVENUE Manhattan, NY 10023 (40.774536138232236, -73.97994335610099) | Con Edison | WEST END RLTY,ENF 7/21/93 | AJH 61 CORP | 28 11 QUEENS PLAZA LONG ISLAND, NY 11101 (40.74570244980828, -73.93866902925225) | CA405869Z | 7/6/05 | FITZGIBBONS SM 121 | 1 | 3.5 | 1969 | 2010 |  | 41 - 45 years old | RAY AR141-5 | #6 | 0 | 0 | 0 | 0 |  |  | Walk-Up Apartments | 6 | 40000 | 1 | 4 | 0 | 1 | 1957
1015490001 | 305 86 STREET Manhattan, NY 10028 (40.77783494683832, -73.95155321153848) | Con Edison | YORKSHIRE TOWER % HELMSLEY-SPEAR | YORKSHIRE TOWERS COMP | 60 42 STREET NEW YORK, NY 10165 (40.65526525234372, -74.01511809347186) | CB574803P | 7/6/05 | FEDERAL/EASTMOND FST-400 (NEW) | 3 | 13.3 | 2003 | 2038 | DUAL FUEL | 5 to 10 years old | HEVE (I.C.) DEG-175P (NEW) | #6 | 0 | 0 | 0 | 0 | Yes | 2019 | Elevator Apartments | 5 | 690703 | 1 | 21 | 695 | 698 | 1964
4125290035 | 132 11 BEDELL STREET Queens, NY 11434 (40.6769452621142, -73.77530690169215) | National Grid | ROCHDALE VILLAGE INC/M.SCOTT | ROCHDALE VILLAGE INC | 169 65 137 AVENUE QUEENS, NY 11434 (40.6769452621142, -73.77530690169215) | CA372269R | 7/6/05 | UNION IRON WORKS #118 | 4 | 117.6 | 1969 | 2010 | DUAL FUEL | 41 - 45 years old | TODD D-20 | #6 | 1384320 | 969024 | 207648 | 145354 | Yes | 2019 | Walk-Up Apartments | 27 | 56385 | 2 | 2 | 0 | 1 | 1962
4051990021 | 44 14 PARSONS BOULEVARD Queens, NY 11355 (40.7512997969481, -73.82147854789662) | Con Edison | FLUSHING HOSPITAL | FLUSHING HOSPITAL & M | 4500 PARSONS BOULEVARD FLUSHING, NY 11355 (40.75561283675184, -73.815661716785) | CA093677Y | 7/4/05 | CLEAVER BROOKS -D26 | 3 | 20 | 1977 | 2012 | DUAL FUEL | 31 to 35 years old | CLEAVER BROOKS 6 | #6 | 864527 | 605169 | 129679 | 90775 | Yes | 2019 | Walk-Up Apartments | 20 | 131000 | 5 | 5 | 0 | 1 | 1958
4051990021 | 44 14 PARSONS BOULEVARD Queens, NY 11355 (40.7512997969481, -73.82147854789662) | Con Edison | FLUSHING HOSPITAL | FLUSHING HOSPITAL & M | 44 14 PARSONS BOULEVARD N Y 11355 (40.7512997969481, -73.82147854789662) | CB136801K | #N/A | CLEAVER BROOKS D26 | 2 | 14.99 | 2001 | 2036 | DUAL FUEL | 5 to 10 years old | ENGINEER CO. MODEL # D26 | #6 | 731708 | 512196 | 109756 | 76829 | Yes | 2019 | Walk-Up Apartments | 20 | 131000 | 5 | 5 | 0 | 1 | 1958
4071170051 | 196 63 69 AVENUE Queens, NY 11365 (40.73987184371066, -73.79462153515567) | Con Edison | MEADOWLARK GARDENS OWNERS | SHYAMSUNDER, KESHAVA | 196 12A 69 STREET FRESH MEADOWS, NY 11365 (40.73987184371066, -73.79462153515567) | CA637786X | 7/6/05 | ROCKMILLS MP 100 SS | 1 | 4.2 | 1986 | 2021 |  | 21 to 26 years old | ICI DEG 42 P | #6 | 600000 | 420000 | 90000 | 63000 | Yes | 2017 | Elevator Apartments | 23 | 110000 | 11 | 2 | 140 | 140 | 1952 |  | YES
4008140027 | 17 10 STEINWAY STREET Queens, NY 11105 (40.780092072491186, -73.90960650023976) | Con Edison | CASTLE OIL CORPORATION | ASTORIA ENERGY II LLC | 290 LOCUST AVENUE BRONX, NY 10454 (40.80313412926781, -73.90622097825134) | CA257665P | 7/4/05 | CLEAVER BROOKS CB-500 | 1 | 19.6 | 1965 | 2010 |  | 41 - 45 years old | CLEAVER BROOKS INTEGRAL | #6 | 408800 | 286160 | 61320 | 42924 |  |  | Elevator Apartments | 22 | 0 | 5 | 0 | 0 | 0 | 0
4008140027 | 17 10 STEINWAY STREET Queens, NY 11105 (40.780092072491186, -73.90960650023976) | Con Edison | CASTLE OIL CORP. | ASTORIA ENERGY II LLC | 290 LOCUST AVENUE BRONX, NY 10454 (40.80313412926781, -73.90622097825134) | CA251283M | 7/4/05 | CLEAVER BROOKS CB-648-600 | 1 | 25.1 | 1983 | 2018 |  | 26 to 30 years old | CLEAVER BROOKS CB-648-600 | #6 | 403200 | 282240 | 60480 | 42336 |  |  | Elevator Apartments | 22 | 0 | 5 | 0 | 0 | 0 | 0
4045740080 | 166 25 POWELLS COVE BOULEVARD Queens, NY 11357 (40.78628404147537, -73.81123206101074) | Con Edison | CRYDER HOUSE INC. | CRYDER HOUSE INC | 109 15 14 AVENUE COLLEGE POINT, NY 11356 (40.7849280967543, -73.84181070040347) | CA032898Z | 7/5/05 | FEDERAL FLW 5464 | 2 | 19.99 | 1998 | 2033 | DUAL FUEL | 11 to 15 years old | INDUSTRIAL COMB. DEG-210 (P) | #6 | 312732 | 218912 | 46910 | 32837 |  |  | Elevator Apartments | 19 | 428000 | 1 | 20 | 237 | 237 | 1956
4005280050 | 33 60 21 STREET Queens, NY 11106 (40.761699790013324, -73.9316632529567) | Con Edison | NORTH QUEENSVIEW HOMES,INC | STOIA, IOAN M | 33 60 21 STREET LG ISLAND CITY, NY 11106 (40.761699790013324, -73.9316632529567) | CA082983Z | 7/5/05 | FEDERAL PLW-331 | 2 | 14 | 1983 | 2018 |  | 26 to 30 years old | IRON FIREMAN AG06-15-RK | #6 | 306600 | 214620 | 45990 | 32193 | Yes | 2018 | Elevator Apartments | 22 | 444115 | 7 | 14 | 364 | 364 | 1958 |  | YES
4074900002 | 221 05 56 AVENUE Queens, NY 11364 (40.745924680379744, -73.75790275560763) | National Grid | QUEENS BORO COMM. COLLEGE | N Y S DORMITORY AUTH | 221 05 56TH AVE SPRINGFEILD BOULEVARD BAYSIDE, NY 11364 (40.745924680379744, -73.75790275560763) | CA287984J | 7/5/05 | INTERNATIONAL TJW C-2500 | 3 | 29.4 | 1984 | 2019 |  | 26 to 30 years old | ENGINEER E 18 | #6 | 306600 | 214620 | 45990 | 32193 | Yes | 2020 | Walk-Up Apartments | 23 | 877716 | 13 | 4 | 0 | 0 | 1963
4059380007 | 18 15 215 STREET Queens, NY 11360 (40.78070133439911, -73.78226733686807) | Con Edison | 18-15 215TH OWNERS INC. | 18 15 215 ST OWNRS CO | 42 25 21st STREET L I C, NY 11101 (40.74570244980828, -73.93866902925225) | CA292181M | 7/5/05 | FEDERAL FLR5464 | 1 | 20.3 | 1981 | 2016 |  | 26 to 30 years old | I.C.I. DEG 145 (S) | #6 | 302500 | 211750 | 45375 | 31762 | Yes | 2018 | Elevator Apartments | 19 | 324261 | 9 | 16 | 289 | 289 | 1969 |  | YES
4001170001 | 51 01 39 AVENUE Queens, NY 11104 (40.74489336663561, -73.92054134530679) | Con Edison | PHIPPS HOUSES SERVICES | SUNNYSIDE GARDEN APAR | 51 01 39TH AVE QUEENS, NY 11104 (40.74489336663561, -73.92054134530679) | CA028080K | 7/6/05 | ROCKMILLS MP4-351 | 2 | 14.77 | 1980 | 2015 |  | 26 to 30 years old | IRONFIREMAN #AG0-15 RK | #6 | 295650 | 206955 | 44348 | 31043 | Yes | 2017 | Elevator Apartments | 26 | 378186 | 5 | 6 | 472 | 472 | 1931
4004380026 | 21 16 44 ROAD Queens, NY 11101 (40.74570244980828, -73.93866902925225) | Con Edison | VIRGINIA S. PETERSON | CDI 21ST LIC, LLC C/O | 21 16 44 ROAD QUEENS, NY 11101 (40.74570244980828, -73.93866902925225) | CA307168R | 7/4/05 | UNKNOWN HRT | 1 | 4.48 | 1968 | 2010 |  | 41 - 45 years old | RAY AERO 144 SIZE 175 | #6 | 280320 | 196224 | 42048 | 29434 | Yes | 2018 | Elevator Apartments | 26 | 113000 | 1 | 4 | 0 | 1 | 1919
4075290001 | 57 30 223 STREET Queens, NY 11364 (40.745924680379744, -73.75790275560763) | National Grid | BEN CARDOZO HIGH SCHOOL | BOARD OF EDUCATION | 28 11 QUEENS PLAZA QUEENS, NY 11101 (40.74570244980828, -73.93866902925225) | CA254463N | 7/5/05 |  | 4 | 0 | 1963 | 2010 |  | 46 - 50 years old | PREFERRED BHE-8 | #6 | 262800 | 183960 | 39420 | 27594 |  |  | Elevator Apartments | 23 | 454536 | 1 | 3 | 0 | 1 | 1966
4050447501 | 41 25 KISSENA BOULEVARD Queens, NY 11355 (40.7512997969481, -73.82147854789662) | Con Edison | PARK REGENT CONDOMINIUM | PARK REGENT CONDOMINI | 41 25 KISSENA BLVD FLUSHING, NY 11355 (40.7512997969481, -73.82147854789662) | CA114473M | 7/5/05 | PACIFIC 75L1 | 2 | 5.35 | 1973 | 2010 |  | 36 - 40 year old | PETRO WD8AH | #6 | 262800 | 183960 | 39420 | 27594 | Yes | 2014 | Walk-Up Apartments | 20 | 313293 | 1 | 7 | 204 | 246 | 1963 | YES
4031550027 | 98 01 67 AVENUE Queens, NY 11374 (40.72646491702238, -73.86148084756303) | National Grid | BRUSSELA LEASING COMPANY | BRUSSELS LEASING PART | 97 77 QUEENS BOULEVARD REGO PARK, NY 11374 (40.72646491702238, -73.86148084756303) | CA101280N | 7/7/05 | PACIFIC # 67L2 | 2 | 9 | 1980 | 2015 | DUAL FUEL | 26 to 30 years old | IRON FIREMAN - AGO 6-9.8-RK | #6 | 261846 | 183292 | 39277 | 27494 | Yes | 2015 | Elevator Apartments | 29 | 275197 | 1 | 13 | 286 | 286 | 1959
4005570003 | 21 50 33 ROAD Queens, NY 11106 (40.761699790013324, -73.9316632529567) | Con Edison | QUEENSVIEW INC. | QUEENSVIEW INC | 21 66 33 ROAD QUEENS, NY 11106 (40.761699790013324, -73.9316632529567) | CA005179Z | 7/4/05 | TITUSVILLE CM425 | 4 | 12.6 | 1979 | 2014 |  | 31 to 35 years old | RAY PAEOR-144-300 | #6 | 259880 | 181916 | 38982 | 27287 | Yes | 2017 | Loft Buildings | 22 | 563800 | 14 | 15 | 727 | 727 | 1950 |  | YES
4067900022 | 158 11 HARRY VAN ARSDALE JR AVENUE Queens, NY 11365 (40.73987184371066, -73.79462153515567) | Con Edison | JOINT INDUSTRIAL BOARD OF THE ELECTRIC IND. | THE EDUCATIONAL CULTU | 158 11 HARRY VAN ARSDALE JR AVENUE FLUSHING, NY 11365 (40.73987184371066, -73.79462153515567) | CA119667N | 7/7/05 | FEDERAL FLW 3634 | 2 | 11.76 | 1967 | 2010 |  | 41 - 45 years old | SUPERIOR #BRVH SIZE 7 | #4 | 250445 | 175311 | 36314 | 25420 | Yes | 2020 | Elevator Apartments | 24 | 176600 | 3 | 6 | 0 | 4 | 1964
4033350008 | 80 15 GRENFELL STREET Queens, NY 11415 (40.708286075142325, -73.82855612156771) | National Grid | GRENFELL REALTY/MILLER & KATZ | GRENFELL REALTY CO LL | 366 BROADWAY JERICHO, NY 11753 (40.781345312426936, -73.53188961420724) | CA130680P | 7/6/05 | FEDERAL FST 250 | 1 | 10.8 | 1980 | 2015 |  | 26 to 30 years old | I.C.I.DEG 105S | #6 | 249373 | 174561 | 37406 | 26184 | Yes | 2015 | Office Buildings | 29 | 82091 | 1 | 6 | 128 | 128 | 1930
4008140027 | 17 10 STEINWAY STREET Queens, NY 11105 (40.780092072491186, -73.90960650023976) | Con Edison | CASTLE OIL CORPORATION | ASTORIA ENERGY II LLC | 290 LOCUST AVENUE BRONX, NY 10454 (40.80313412926781, -73.90622097825134) | CA143566Y | 7/4/05 | CB646 600 CLEAVERBROOKS(CENTER BOILER) | 1 | 23.5 | 1966 | 2010 |  | 41 - 45 years old | CB-648-600 CLEAVER BROOKS INTEGRAL | #6 | 246375 | 172462 | 36956 | 25869 |  |  | Elevator Apartments | 22 | 0 | 5 | 0 | 0 | 0 | 0
4002730001 | 29 10 THOMSON AVENUE Queens, NY 11101 (40.74570244980828, -73.93866902925225) | Con Edison | LARZARD REALTY | DORMITORY AUTHORITYOF | 535 80TH ST MANHATTAN, NY 10021 (40.76920532766377, -73.959183941086) | CA233291N | 7/5/05 | CLEAVER BROOKS CB-600-600 | 1 | 25.21 | 1991 | 2026 |  | 16 to 20 years old | CLEAVER BROOKS CB-600-600 | #6 | 246375 | 172462 | 36956 | 25869 | Yes | 2013 | Elevator Apartments | 26 | 863800 | 2 | 9 | 0 | 5 | 1951
4059380003 | 17 85 215 STREET Queens, NY 11360 (40.78070133439911, -73.78226733686807) | Con Edison | 17-85 215TH ST. OWNERS' INC. | JULIAN GOLDSMITH | 42 25 21 STREET L I C, NY 11101 (40.74570244980828, -73.93866902925225) | CA541585N | 7/5/05 | FEDERAL FLR 5464 | 2 | 17.9 | 1985 | 2020 |  | 21 to 26 years old | ICI DEG 175P | #6 | 240000 | 168000 | 36000 | 25200 | Yes | 2018 | Walk-Up Apartments | 19 | 324260 | 11 | 16 | 290 | 290 | 1969 |  | YES
4052000052 | 45 25 KISSENA BOULEVARD Queens, NY 11355 (40.7512997969481, -73.82147854789662) | Con Edison | 45 HOUSING C/O KISSENA II | FELLOWSHIP FUND FOR T | 140 16 45TH AVE MANHATTAN, NY 11355 (40.7512997969481, -73.82147854789662) | CA003182K | 7/4/05 | FEDERAL FLR-3036 | 2 | 14.76 | 1982 | 2017 |  | 26 to 30 years old | INDUSTRIAL COMBUSTION - DEG 105 (S) | #6 | 236594 | 165616 | 35489 | 24842 | Yes | 2020 | Walk-Up Apartments | 20 | 245626 | 1 | 12 | 135 | 135 | 1964
4012920063 | 37 25 81 STREET Queens, NY 11372 (40.75163073936716, -73.88361254528269) | National Grid | 37-25 81 STREET | QPI-XXI LLC | 31 10 37th AVENUE 3rd fl LEXINGTON AVE LIC, NY 11101 (40.74570244980828, -73.93866902925225) | CA194783K | 7/5/05 | ROCKMILLS MP-90 | 1 | 3.8 | 1983 | 2018 |  | 26 to 30 years old | IRON FIREMAN AGO6-4.2RK | #6 | 236520 | 165564 | 35478 | 24835 |  |  | Walk-Up Apartments | 21 | 49862 | 1 | 6 | 58 | 59 | 1925
4067890015 | 161 06 JEWEL AVENUE Queens, NY 11365 (40.73987184371066, -73.79462153515567) | Con Edison | FIRST HOUSING CO INC. | ELECTCHESTER 1 HOUS C | 161 04 JEWEL AVENUE FLUSHING, NY 11365 (40.73987184371066, -73.79462153515567) | CA359386J | 7/5/05 | FEDERAL FLW331 | 1 | 12.6 | 1986 | 2021 |  | 21 to 26 years old | I.C.I. DE145P | #6 | 230461 | 161323 | 34569 | 24198 | Yes | 2019 | Elevator Apartments | 24 | 363265 | 20 | 6 | 383 | 383 | 1954 |  | YES
4066560063 | 150 57 70 ROAD Queens, NY 11367 (40.730323085042414, -73.82610630716033) | National Grid | GEORGETOWN MEWS OWNERS CORP. | GEORGETOWN MEWS OWNER | 69 17 150TH STREET FLUSHING, NY 11367 (40.730323085042414, -73.82610630716033) | CA162280M | 7/6/05 | BURNHAM SPENCER-4F-993-45 | 1 | 8.6 | 1980 | 2015 | DUAL FUEL | 26 to 30 years old | INDUSTRIAL COMBUSTION-DEG-84 P | #6 | 228449 | 159915 | 34267 | 23987 | Yes | 2016 | Elevator Apartments | 24 | 225968 | 30 | 2 | 248 | 248 | 1952 |  | YES
4051370067 | 43 10 KISSENA BOULEVARD Queens, NY 11355 (40.7512997969481, -73.82147854789662) | Con Edison | CARLYLE TOWERS COOP A, INC | CARLYLE TOWERS A | 43 10 KISSENA BLVD FLUSHING, NY 11355 (40.7512997969481, -73.82147854789662) | CB509903R | 7/6/05 | FEDERAL FST 250 (NEW) | 2 | 8.36 | 2003 | 2038 | DUAL FUEL | 5 to 10 years old | INDUSTRIAL COMBUSTION DEG 105P | #4 | 226884 | 158819 | 32898 | 23029 | Yes | 2017 | Walk-Up Apartments | 20 | 226136 | 1 | 15 | 198 | 198 | 1962 |  | YES
4030860040 | 65 61 SAUNDERS STREET Queens, NY 11374 (40.72646491702238, -73.86148084756303) | National Grid | WEINREB MANAGEMENT | WEINREB MANAGEMENT LL | 276 RIVERSIDE DRIVE MANHATTAN, NY 10025 (40.79837591565439, -73.97328132801744) | CA360992H | 7/7/05 | FEDERAL FST 350 | 2 | 12.6 | 1992 | 2027 |  | 16 to 20 years old | ICI DEG-145P | #6 | 226665 | 158666 | 34000 | 23800 | Yes | 2016 | Elevator Apartments | 29 | 190400 | 1 | 8 | 178 | 178 | 1948
4018370104 | 86 15 Queens, NY 11373 (40.73871040256307, -73.87835115518163) | National Grid | GRANDVIEW TOWERS | GRANDVIEW TOWERS CORP | 86 15 QUEENS, NY 11373 (40.73871040256307, -73.87835115518163) | CA344873P | 7/7/05 | GIBRALTER GCB-257 | 2 | 9.8 | 1973 | 2010 |  | 36 - 40 year old | IRON FIREMAN A06-9.8 | #6 | 214620 | 150234 | 32193 | 22535 | Yes | 2017 | Elevator Apartments | 25 | 192640 | 1 | 14 | 155 | 155 | 1964 |  | YES
4002920001 | 29 01 BORDEN AVENUE Queens, NY 11101 (40.74570244980828, -73.93866902925225) | Con Edison | 29-01 BORDEN REALTY CO | 29-01 BORDEN REALTYCO | 60 56 STREET MANHATTAN, NY 10022 (40.761452556713415, -73.97253030721913) | CA120077L | 7/7/05 | SUPERIOR G4RC-350-A | 1 | 14.5 | 1977 | 2012 |  | 31 to 35 years old | NORTH AMERICAN #5121-14.7-N.Y. | #4 | 213525 | 149468 | 30961 | 21673 |  |  | Elevator Apartments | 26 | 172100 | 1 | 1 | 0 | 1 | 1957
4002920001 | 29 01 BORDEN AVENUE Queens, NY 11101 (40.74570244980828, -73.93866902925225) | Con Edison | 29-01 BORDEN REALTY CO. | 29-01 BORDEN REALTYCO | 60 56 STREET MANHATTAN, NY 10022 (40.761452556713415, -73.97253030721913) | CA198982L | 7/5/05 | SUPERIOR GURC-350A | 1 | 10.36 | 1982 | 2017 |  | 26 to 30 years old | I.C.I. DEG-105P | #4 | 213525 | 149468 | 30961 | 21673 |  |  | Elevator Apartments | 26 | 172100 | 1 | 1 | 0 | 1 | 1957
4066900016 | 149 05 79 AVENUE Queens, NY 11367 (40.730323085042414, -73.82610630716033) | National Grid | 149-05 OWNERS CORP. | 149-05 OWNERS CORP | 34 03 QUEENS, NY 11106 (40.761699790013324, -73.9316632529567) | CA058798R | 7/5/05 | ROCKMILLS MP 250 | 2 | 10.36 | 1998 | 2033 | DUAL FUEL | 11 to 15 years old | HEVE (CI) LNDEG 105 P | #6 | 213525 | 149468 | 32029 | 22420 | Yes | 2020 | Elevator Apartments | 24 | 178650 | 1 | 6 | 180 | 182 | 1955 |  | YES
4060440001 | 32 24 CORPORAL KENNEDY STREET Queens, NY 11361 (40.76418884813688, -73.77232552860022) | Con Edison | BAYSIDE HIGH SCHOOL | BOARD OF EDUCATION | 28 11 QUEENS PLAZA QUEENS, NY 11101 (40.74570244980828, -73.93866902925225) | CA140391H | 7/5/05 | FEDERAL PLW 463 | 2 | 19.46 | 1991 | 2026 |  | 16 to 20 years old | GORDON PIATT FL-18-GO-150 | #6 | 210600 | 147420 | 31590 | 22113 |  |  | Elevator Apartments | 19 | 382302 | 1 | 3 | 0 | 0 | 1957
4004400008 | 43 01 22 STREET Queens, NY 11101 (40.74570244980828, -73.93866902925225) | Con Edison | ESTATE OF J.B. KAUFMAN. | KAUFMAN, ROGER | 43 01 22ND STREET QUEENS, NY 11101 (40.74570244980828, -73.93866902925225) | CA146482K | 7/4/05 | ROCKMILLS MP 250 | 1 | 4.9 | 1982 | 2017 |  | 26 to 30 years old | RAY PAECR 144 SIZE 250 | #4 | 204400 | 143080 | 29638 | 20747 | Yes | 2020 | Walk-Up Apartments | 26 | 180000 | 1 | 6 | 0 | 12 | 1925
4005280050 | 33 60 21 STREET Queens, NY 11106 (40.761699790013324, -73.9316632529567) | Con Edison | NORTH QUEENSVIEW HOMES | STOIA, IOAN M | 33 60 21ST STREET LONG ISLAND CIT, NY 11106 (40.761699790013324, -73.9316632529567) | CA379788K | 7/5/05 | FEDERAL PLW-331 | 1 | 13.86 | 1988 | 2023 |  | 21 to 26 years old | ICI DEG 145-P | #6 | 204000 | 142800 | 30600 | 21420 | Yes | 2018 | Elevator Apartments | 22 | 444115 | 7 | 14 | 364 | 364 | 1958 |  | YES
4058720002 | 18 65 211 STREET Queens, NY 11360 (40.78070133439911, -73.78226733686807) | Con Edison | BELL APTS OWNERS/METRO MGT | MANSOUR ROFEIM | 42 25 21 STREET L I C, NY 11101 (40.74570244980828, -73.93866902925225) | CA111086Z | 7/6/05 | FEDERAL FST-500 | 1 | 21 | 1986 | 2021 |  | 21 to 26 years old | INDUSTRIAL COMBUSTION # DEG-210-P | #6 | 197100 | 137970 | 29565 | 20696 | Yes | 2022 | Elevator Apartments | 19 | 489440 | 5 | 6 | 310 | 310 | 1961 |  | YES
4000710124 | 23 02 49 AVENUE Queens, NY 11101 (40.74570244980828, -73.93866902925225) | Con Edison | BRIDGEDALE LLC | BRIDGEDALE LLC | 241 37 STREET BROOKLYN, NY 11232 (40.655344995161215, -74.0076145758641) | CA073875R | 7/6/05 | ERIE CITY UNKNOWN | 1 | 18.9 | 1975 | 2010 |  | 31 to 35 years old | THE ENGINEERING CO. E-1 | #6 | 197100 | 137970 | 29565 | 20696 | Yes | 2021 | Walk-Up Apartments | 26 | 656241 | 1 | 7 | 0 | 1 | 1928
4022397501 | 111 20 73 AVENUE Queens, NY 11375 (40.720707263029794, -73.84628429608335) | National Grid | INSIGNIA RESIDENTIAL GROUP INC. | FORESTER CONDOMINIUM | 675 THIRD AVE MANHATTAN, NY 10017 (40.75129610835038, -73.97404990585339) | CA121889L | 7/5/05 | FEDERAL FLW 3036 | 2 | 11.93 | 1989 | 2024 |  | 21 to 26 years old | HEVE DEG-145-S | #6 | 197100 | 137970 | 29565 | 20696 | Yes | 2019 | Elevator Apartments | 29 | 66690 | 1 | 14 | 119 | 120 | 1966 | YES
4051230051 | 134 33 BLOSSOM AVENUE Queens, NY 11355 (40.7512997969481, -73.82147854789662) | Con Edison | BLOSSOM GARDENS ASSOCIATES | BLOSSOM GDNS APARTMEN | 286 NORTHERN BLVD GREAT NECK, NY 11021 (40.777673522539885, -73.72620159368756) | CA218068P | 7/5/05 | NATIONAL RADIATOR CA6630 | 2 | 3.6 | 1968 | 2010 |  | 41 - 45 years old | YORK AHPM SIZE C-175 | #6 | 183960 | 128772 | 27594 | 19316 | Yes | 2013 | Walk-Up Apartments | 20 | 175941 | 3 | 6 | 186 | 186 | 1952 |  | YES
4033210061 | 83 39 116 STREET Queens, NY 11418 (40.69637041236467, -73.84031024991805) | National Grid | CENTRAL QUEENS MANAGEMENT | CENTRAL QUEENS PROP C | 91 31 QUEENS BOULEVARD QUEENS, NY 11373 (40.73871040256307, -73.87835115518163) | CA266094P | 7/5/05 | FEDERAL FST-300 | 1 | 12.63 | 1994 | 2029 | DUAL FUEL | 16 to 20 years old | NDUSTRIAL COMB. DEG-145 (P) | #4 | 183500 | 128450 | 26608 | 18625 | Yes | 2021 | Elevator Apartments | 29 | 140196 | 1 | 6 | 180 | 180 | 1950
4051010001 | 132 09 MAPLE AVENUE Queens, NY 11355 (40.7512997969481, -73.82147854789662) | Con Edison | 132-09MAPLE AVENUE CO. | MAPLE AVENUE, LLC | 315 CENTRAL PARK MANHATTAN, NY 10025 (40.78884679402462, -73.96679561230205) | CA023280M | 7/6/05 | ROCKMILLS MP 125 | 1 | 5 | 1980 | 2015 | DUAL FUEL | 26 to 30 years old | I C I DEG-54-P | #6 | 183186 | 128230 | 27478 | 19235 |  |  | Elevator Apartments | 20 | 45759 | 1 | 4 | 54 | 61 | 1926
4018600100 | 90 15 QUEENS BOULEVARD Queens, NY 11373 (40.73871040256307, -73.87835115518163) | National Grid | MACERICH CO. | MACERICH QUEENS LIMIT | 90 15 QUEENS BOULEVARD ELMHURST, NY 11373 (40.73871040256307, -73.87835115518163) | CA122872J | 7/5/05 | INT'L BOILER FPL 19 446 | 2 | 17.5 | 1972 | 2010 |  | 36 - 40 year old | PREFERRED INJECT AIRE XHS1253M4 | #4 | 182500 | 127750 | 26462 | 18524 | Yes | 2020 | Elevator Apartments | 25 | 1288542 | 1 | 5 | 0 | 3 | 1972
4050200001 | 142 05 ROOSEVELT AVENUE Queens, NY 11354 (40.76862022064671, -73.82719028070687) | Con Edison | THE BARBIZON OWNERS % D.E. PROPERTY | BARBIZON OWNERS INC | 675 THIRD AVE NEW YORK, NY 10017 (40.75129610835038, -73.97404990585339) | CB060806X | 7/5/05 | FEDERAL FST-400 (NEW) | 1 | 13.3 | 2006 | 2041 | DUAL FUEL | Fewer than 5 years old | INDUSTRIAL COMBUSTION DEG-175P | #6 | 180383 | 126268 | 27057 | 18940 | Yes | 2020 | Walk-Up Apartments | 20 | 276203 | 1 | 6 | 228 | 235 | 1965 |  | YES
4012680033 | 81 05 35 AVENUE Queens, NY 11372 (40.75163073936716, -73.88361254528269) | National Grid | 81-05 TENANTS LTD. B. L. MGMT CO. | WONG, VICTOR A | 42 19A BELL BOULEVARD BAYSIDE, NY 11361 (40.76418884813688, -73.77232552860022) | CA251083H | 7/6/05 | FEDERAL FST-200 | 1 | 8.2 | 1983 | 2018 |  | 26 to 30 years old | IRON FIREMAN AGO6-9.8-RK | #6 | 179362 | 125553 | 26904 | 18833 | Yes | 2018 | Elevator Apartments | 25 | 90000 | 1 | 6 | 126 | 126 | 1937 |  | YES
4067120001 | 79 25 150 STREET Queens, NY 11367 (40.730323085042414, -73.82610630716033) | National Grid | MAJESTIC PROPERTIES LLC/AOI MGMT | MAJESTIC PROPERTIESL. | 172 90 HIGHLAND AVENUE QUEENS, NY 11432 (40.71311535449007, -73.79282099978928) | CA111396Y | 7/6/05 | FEDERAL FST-200 | 2 | 8.2 | 1996 | 2031 | DUAL FUEL | 11 to 15 years old | ICI DEG-84 (P) | #6 | 179361 | 125553 | 26904 | 18833 | Yes | 2022 | Walk-Up Apartments | 24 | 235016 | 1 | 6 | 183 | 186 | 1966
4097110020 | 139 12 84 DRIVE Queens, NY 11435 (40.70119264912154, -73.80979665579099) | National Grid | 13912 OWNERS CORP. | SORIN REALTY LLC. | 139 12 84TH DRIVE BRIARNWOOD, NY 11435 (40.70119264912154, -73.80979665579099) | CA221698R | 7/7/05 | ROCKMILLS MP-60 | 1 | 2.3 | 1998 | 2033 | DUAL FUEL | 11 to 15 years old | ICI MMG 28 | #4 | 175300 | 122710 | 25418 | 17793 |  |  | Elevator Apartments | 24 | 17673 | 1 | 3 | 32 | 32 | 1935
4032720001 | 150 GREENWAY TERRACE Queens, NY 11375 (40.716964533403875, -73.8432134479955) | National Grid | GEORGE TOWN AIR CRAFT SVCE | 150 GREENWAY TERRACE | 580 FIFTH AVE MANHATTAN, NY 10036 (40.75687220400221, -73.97841645680478) | CA354471L | 7/6/05 | OIL CITY 7220 | 2 | 16.2 | 1971 | 2010 |  | 36 - 40 year old | IRON FIREMAN #A06-9.8 | #6 | 168776 | 118143 | 25316 | 17721 | Yes | 2022 | Elevator Apartments | 29 | 139142 | 1 | 6 | 92 | 96 | 1941
4014740012 | 37 50 87 STREET Queens, NY 11372 (40.75163073936716, -73.88361254528269) | National Grid | 37-20 87TH STREET REALTY CORP. | 37 20 87TH ST REALTY | 99 TULIP AVE FLORAL PARK, NY 11001-1974 (40.725171102469346, -73.70549920057312) | CA299588X | 7/5/05 | ROCKMILLS MP 175 | 2 | 7.35 | 1988 | 2023 |  | 21 to 26 years old | ICI DEG 84 P | #6 | 168000 | 117600 | 25200 | 17640 | Yes | 2014 | Elevator Apartments | 21 | 168600 | 2 | 6 | 168 | 168 | 1951 |  | YES
4050447501 | 41 25 KISSENA BLVD Queens, NY 11355 (40.7512997969481, -73.82147854789662) | Con Edison | PARK REGENT HOMEOWNERS ASSOC. | PARK REGENT CONDOMINI | 99 TULIP AVE FLORAL PARK, NY 11001 (40.725171102469346, -73.70549920057312) | CB703405L | 7/5/05 | ROCKMILLS MP-250 (NEW) | 2 | 8.3 | 2005 | 2040 | DUAL FUEL | 5 to 10 years old | ICI MMG-105P (NEW) | #4 | 165126 | 115588 | 23943 | 16760 | Yes | 2014 | Elevator Apartments | 20 | 313293 | 1 | 7 | 204 | 246 | 1963 | YES
4002140040 | 37 18 NORTHERN BOULEVARD Queens, NY 11101 (40.74570244980828, -73.93866902925225) | Con Edison | STANDARD MOTOR PRODUCTS INC | 37-18 NORTHERN BOULEV | 37 18 NORTHERN BOULEVARD LG ISLAND CITY, NY 11101 (40.74570244980828, -73.93866902925225) | CA409969Y | 7/6/05 | PACIFIC 75-L-1 | 1 | 12.6 | 1969 | 2010 |  | 41 - 45 years old | TODD SIZE D | #4 | 164250 | 114975 | 23816 | 16671 | Yes | 2014 | Elevator Apartments | 26 | 318000 | 1 | 6 | 0 | 2 | 1919
4099540066 | 185 01 HILLSIDE AVENUE Queens, NY 11432 (40.71311535449007, -73.79282099978928) | National Grid | SYL-LEN REALTY CORP. | SYL LEN REALTY CORP | 175 61 HILLSIDE AVENUE JAMAICA, NY 11432 (40.71311535449007, -73.79282099978928) | CA312895J | 7/6/05 | FEDERAL FLW2429 | 1 | 8.2 | 1995 | 2030 | DUAL FUEL | 11 to 15 years old | I. C. DEG-84 (S) | #4 | 162928 | 114050 | 23625 | 16537 | Yes | 2014 | Walk-Up Apartments | 24 | 95040 | 1 | 6 | 125 | 125 | 1961
4002730001 | 29 10 THOMSON AVENUE Queens, NY 11101 (40.74570244980828, -73.93866902925225) | Con Edison | BEDROCK MGMT. CORP. | DORMITORY AUTHORITYOF | 125 PARK AVENUE MANHATTAN, NY 10017 (40.75150189626578, -73.97791375384898) | CA304672M | 7/5/05 | ROCKMILLS MP600 | 1 | 23.8 | 1972 | 2010 |  | 36 - 40 year old | RAY AEOR 144 SIZE 600 | #6 | 160600 | 112420 | 24090 | 16863 | Yes | 2013 | Elevator Apartments | 26 | 863800 | 2 | 9 | 0 | 5 | 1951
4071170051 | 196 58 67 AVENUE Queens, NY 11365 (40.73987184371066, -73.79462153515567) | Con Edison | MEADOWLARK GARDENS INC. | SHYAMSUNDER, KESHAVA | 196 12 69 AVENUE FRESH MEDOWS, NY 11365 (40.73987184371066, -73.79462153515567) | CA637686Z | 7/6/05 | ROCKMILLS MP 100 | 1 | 4.2 | 1986 | 2021 |  | 21 to 26 years old | ICI DEG 42 P | #6 | 160000 | 112000 | 24000 | 16800 | Yes | 2017 | Elevator Apartments | 23 | 110000 | 11 | 2 | 140 | 140 | 1952 |  | YES
4097550050 | 155 01 90 AVENUE Queens, NY 11432 (40.71311535449007, -73.79282099978928) | National Grid | 155-01 90 AVENUE OWNERS CORP. | TENSHORE REALTY LTD | 600 MAMARONECK AVENUE HARRISON, NY 10528 (40.97181109572365, -73.74294097398212) | CA072282R | 7/6/05 | ROCKMILLS BOILER MODEL MP - 175 | 1 | 7.3 | 1982 | 2017 |  | 26 to 30 years old | INDUSTRIAL COMBUSTION MODEL DEG-84-P | #6 | 157680 | 110376 | 23652 | 16556 | Yes | 2015 | Walk-Up Apartments | 24 | 119900 | 1 | 6 | 114 | 114 | 1941 |  | YES
4033607501 | 125 10 QUEENS BOULEVARD Queens, NY 11415 (40.708286075142325, -73.82855612156771) | National Grid | SILVER TOWER/GOODSTEIN MG | TOWERS OWNERS CORP. | 211 46 STREET MANHATTAN, NY 10017 (40.75322376589619, -73.97228807391832) | CA055076L | 7/5/05 | FITZGIBBONS DM 546 | 2 | 21 | 1976 | 2011 |  | 31 to 35 years old | ICI DE 210 (S) | #6 | 156000 | 109200 | 23400 | 16380 | Yes | 2020 | Walk-Up Apartments | 29 | 610764 | 1 | 27 | 1 | 423 | 1960 | YES
4051210017 | 133 24 SANFORD AVENUE Queens, NY 11355 (40.7512997969481, -73.82147854789662) | Con Edison | 133-24 SANDFORD REALTY CO. | 133 PLUS 24 SANFORDAV | 770538 WOODSIDE NY 11377 (40.74519376448069, -73.9048471440804) | CA157372N | 7/6/05 | FEDERAL FLW 2125 | 2 | 9.8 | 1972 | 2010 |  | 36 - 40 year old | PETRO #WD7AH | #6 | 154760 | 108332 | 23214 | 16250 | Yes | 2021 | Loft Buildings | 20 | 130548 | 1 | 10 | 146 | 148 | 1963
4012660001 | 79 10 34 AVENUE Queens, NY 11372 (40.75163073936716, -73.88361254528269) | National Grid | TERRACE VIEW OWNERS% METRO MGMT. | TERRACE VIEW OWNERS I | 42 25 21 STREET L I C, NY 11101 (40.74570244980828, -73.93866902925225) | CA114780M | 7/6/05 | FEDERAL FLW-2429 | 1 | 16.8 | 1980 | 2015 |  | 26 to 30 years old | IRON FIREMAN AO6-9.8 | #6 | 153300 | 107310 | 22995 | 16096 | Yes | 2016 | Walk-Up Apartments | 25 | 165000 | 1 | 6 | 148 | 150 | 1955 |  | YES
4014627501 | 35 64 89 STREET Queens, NY 11372 (40.75163073936716, -73.88361254528269) | National Grid | THE CENTRE COURT CONDOMINIUM | THE CENTRE COURT COND | 99 TULIP AVE FLORAL PARK, NY 11001 (40.725171102469346, -73.70549920057312) | CA010986L | 7/5/05 | ROCKMILLS MP-175 | 1 | 7.4 | 1986 | 2021 |  | 21 to 26 years old | INDUSTRIAL COMB. DEG-84-P | #6 | 153300 | 107310 | 22995 | 16096 | Yes | 2022 | Walk-Up Apartments | 21 | 83943 | 13 | 6 | 88 | 99 | 1927 | YES
4051350044 | 138 15 FRANKLIN AVENUE Queens, NY 11355 (40.7512997969481, -73.82147854789662) | Con Edison | RICHARD NARDO | CHU-HUI LIN | 138 15 FRANKLIN AVE FLUSHING, NY 11358 (40.760350968822195, -73.79632645819947) | CA343991L | 7/5/05 | ROCKMILLS MP-350 | 1 | 14.7 | 1991 | 2026 |  | 16 to 20 years old | IND. COMB. DEG-145 (P) | #6 | 151767 | 106237 | 22765 | 15936 | Yes | 2015 | Walk-Up Apartments | 20 | 210268 | 1 | 6 | 194 | 194 | 1964 |  | YES
4005790018 | 31 85 CRESCENT STREET Queens, NY 11106 (40.761699790013324, -73.9316632529567) | Con Edison | CRESENT TENANTS CORP. | CRESCENT TENANTS CORP | 42 25 21st ST L I C, NY 11101 (40.74570244980828, -73.93866902925225) | CA436086Y | 7/6/05 | FEDERAL FST-200 | 1 | 8.2 | 1986 | 2021 |  | 21 to 26 years old | IND. COMB. DEG-84 P | #6 | 149058 | 104341 | 22359 | 15651 | Yes | 2019 | Elevator Apartments | 22 | 92250 | 1 | 6 | 116 | 116 | 1960 |  | YES
4021370027 | 68 12 YELLOWSTONE BOULEVARD Queens, NY 11375 (40.720707263029794, -73.84628429608335) | National Grid | AMBASSADOR REALTY CO. | AMBASSADOR REALTY COM | 42 19A BELL BOULEVARD BAYSIDE, NY 11361 (40.76418884813688, -73.77232552860022) | CA199990X | 7/6/05 | FEDERAL FST 350 | 1 | 13.48 | 1990 | 2025 |  | 16 to 20 years old | I.C.I. DEG-145P | #6 | 147825 | 103478 | 22174 | 15522 | Yes | 2017 | Walk-Up Apartments | 29 | 156762 | 1 | 6 | 147 | 149 | 1941
4014890018 | 40 40 79 STREET Queens, NY 11373 (40.73871040256307, -73.87835115518163) | National Grid | ALEMEDA APTS CO. | 40-40 79TH STREET CO | 64 35 YELLOWSTONE BOULEVARD QUEENS, NY 11375 (40.720707263029794, -73.84628429608335) | CA343495M | 7/6/05 | ROCKMILLS MP-200 | 2 | 8.4 | 1995 | 2030 | DUAL FUEL | 11 to 15 years old | ICI DEG-84 (P) | #6 | 146000 | 102200 | 21900 | 15330 | Yes | 2019 | Office Buildings | 25 | 176480 | 1 | 6 | 192 | 192 | 1956
4092470001 | 84 14 126 STREET Queens, NY 11415 (40.708286075142325, -73.82855612156771) | National Grid | DALE REALTY CO. | DALE REALTY CO., , | 366 BROADWAY JERICHO, NY 11753 (40.781345312426936, -73.53188961420724) | CA130480K | 7/6/05 | FEDERAL #FST-175 | 1 | 7.3 | 1980 | 2015 | DUAL FUEL | 26 to 30 years old | HEV-E-OIL #DEG 84-P (ICI) | #6 | 144967 | 101477 | 21745 | 15222 | Yes | 2017 | Hospitals & Health | 29 | 83650 | 57 | 2 | 103 | 103 | 1941
4065370028 | 67 54 150 STREET Queens, NY 11367 (40.730323085042414, -73.82610630716033) | National Grid | GEORGETOWN MEWS OWNRS CORP. | HOCHNER, DOV | 69 17 150 STREET QUEENS, NY 11367 (40.730323085042414, -73.82610630716033) | CA174780R | 7/7/05 | BURNHAM (SPENCER) -4F-563-40 | 1 | 5.8 | 1980 | 2015 | DUAL FUEL | 26 to 30 years old | INDUSTRIAL COMBUSTION-MEG 63(P) | #6 | 144171 | 100920 | 21626 | 15138 | Yes | 2017 | Elevator Apartments | 24 | 140736 | 61 | 2 | 172 | 172 | 1951 |  | YES
4050490006 | 143 06 BARCLAY AVENUE Queens, NY 11355 (40.7512997969481, -73.82147854789662) | Con Edison | GREEN PARK SUSSEX | GREEN PARK SUSSEX APA | 2611 2nd ST BROOKLYN, NY 11223 (40.5859498066473, -73.97121810923888) | CA272093Y | 7/7/05 | EDERAL FST 175 | 1 | 7.4 | 1993 | 2028 | DUAL FUEL | 16 to 20 years old | I.C.I. DEG-84 P | #6 | 143725 | 100608 | 21559 | 15091 | Yes | 2019 | Elevator Apartments | 20 | 79448 | 1 | 6 | 96 | 96 | 1950
4002520018 | 32 36 47 AVENUE Queens, NY 11101 (40.74570244980828, -73.93866902925225) | Con Edison | REDSTONE COMPANY | 3300 PROPERTY LP | 31 00 47 AVENUE L I C, NY 11101 (40.74570244980828, -73.93866902925225) | CA023378K | 7/6/05 | PACIFIC-PS 200 | 2 | 4.7 | 1978 | 2013 |  | 31 to 35 years old | PACIFIC (NATIONAL)#PS-200 | #4 | 142480 | 99736 | 20660 | 14462 | Yes | 2022 | Elevator Apartments | 26 | 184400 | 1 | 3 | 0 | 8 | 1922
4050457501 | 41 40 UNION STREET Queens, NY 11355 (40.7512997969481, -73.82147854789662) | Con Edison | STANTON CONDOMINIUM | THE STANTON CONDOMINU | 21 77 33 STREET ASTORIA, NY 11105 (40.780092072491186, -73.90960650023976) | CA201796M | 7/7/05 | PACIFIC 84 L 2 S | 2 | 21 | 1996 | 2031 | DUAL FUEL | 11 to 15 years old | S.T. JOHNSON FD68 CAHM-SIZE 400 | #6 | 141750 | 99225 | 21262 | 14884 | Yes | 2015 | Elevator Apartments | 20 | 266355 | 1 | 17 | 351 | 353 | 1974 | YES
4031750001 | 104 20 QUEENS BOULEVARD Queens, NY 11375 (40.720707263029794, -73.84628429608335) | National Grid | PARKER MGMT NEW YORK , LLC. | PARKER QUEENS L.P. | 104 20 QUEENS BOULEVARD QUEENS, NY 11375 (40.720707263029794, -73.84628429608335) | CA301986L | 7/7/05 | FEDERAL FST-350 | 3 | 14.7 | 1986 | 2021 |  | 21 to 26 years old | I.C.I DE 145 S | #6 | 140598 | 98419 | 21090 | 14763 | Yes | 2015 | Walk-Up Apartments | 29 | 1741458 | 3 | 20 | 1327 | 1327 | 1960
4009080001 | 8 15 27 AVENUE Queens, NY 11102 (40.77152402451418, -73.92643545073543) | Con Edison | REALTY EQUITY HOLDINGS 3820, LLC | REALTY EQUITY HOLDING | 3820 NOSTRAND AVE BROOKLYN, NY 11235 (40.59063494229932, -73.94009623944012) | CA223868J | 7/4/05 | FEDERAL FLW 1822 | 2 | 7.8 | 1968 | 2010 |  | 41 - 45 years old | IRON-FIREMAN A06-9.8 | #6 | 140160 | 98112 | 21024 | 14717 | Yes | 2018 | Elevator Apartments | 22 | 112482 | 1 | 6 | 128 | 128 | 1969
4000210001 | 46 00 5 STREET Queens, NY 11101 (40.74570244980828, -73.93866902925225) | Con Edison | PEPSI COLA COMPANY. | QUEENS WEST DEVELOPME | 46 00 5 STREET L I C, NY 11101 (40.74570244980828, -73.93866902925225) | CA114977X | 7/4/05 | NORTH AMERICAN 5-3 600 H-CA (2) | 2 | 24 | 1977 | 2012 | DUAL FUEL | 31 to 35 years old | NORTH AMERICAN AB 6121-25.2 | #4 | 139738 | 97816 | 20262 | 14183 |  |  | Elevator Apartments | 26 | 0 | 0 | 0 | 0 | 0 | 0
4000710124 | 23 02 49 AVENUE Queens, NY 11101 (40.74570244980828, -73.93866902925225) | Con Edison | BRIDGEDALE LLC | BRIDGEDALE LLC | 882 THIRD AVE BROOKLYN, NY 11232 (40.65756214596228, -74.00460488579417) | CA202098J | 7/6/05 | ROCKMILLS MP-500 | 2 | 19.99 | 1998 | 2033 | DUAL FUEL | 11 to 15 years old | HEVE (ICI) DMG 210 | #4 | 138348 | 96844 | 20060 | 14042 | Yes | 2021 | Office Buildings | 26 | 656241 | 1 | 7 | 0 | 1 | 1928
4022510027 | 113 14 72 ROAD Queens, NY 11375 (40.720707263029794, -73.84628429608335) | National Grid | JOHN LOVETTE ASSOCIATE, C/O NATHAN HALE | 113 14 OWNERS CORP | 109 15 14 AVENUE COLLEGE POINT, NY 11356 (40.7849280967543, -73.84181070040347) | CA389287L | 7/7/05 | BEST 5E-300 | 1 | 12.6 | 1987 | 2022 |  | 21 to 26 years old | ICI DEG 145 P | #6 | 138226 | 96758 | 20734 | 14514 | Yes | 2021 | Elevator Apartments | 29 | 123000 | 1 | 6 | 108 | 108 | 1941 |  | YES
4031680013 | 98 30 67 AVENUE Queens, NY 11374 (40.72646491702238, -73.86148084756303) | National Grid | NATHAN KATZ REALTY | QPI-XXV LLC | 31 10 37th AVE LIC, NY 11101 (40.74570244980828, -73.93866902925225) | CA280989R | 7/5/05 | ROCKMILLS MP-300 | 1 | 12.6 | 1989 | 2024 |  | 21 to 26 years old | ICI DEG 145 P | #6 | 138226 | 96758 | 20734 | 14514 | Yes | 2018 | Elevator Apartments | 29 | 132724 | 1 | 6 | 128 | 128 | 1954
4006430001 | 34 12 36 STREET Queens, NY 11106 (40.761699790013324, -73.9316632529567) | Con Edison | KAUFMAN ASTORIA STUDIOS | ASTORIA STUDIOS LIM P | 34 12 36 STREET ASTORIA, NY 11106 (40.761699790013324, -73.9316632529567) | CB126107P | 7/6/05 | FEDERAL FST - 250 (NEW) | 2 | 8.3 | 2007 | 2042 | DUAL FUEL | Fewer than 5 years old | ICI DEG - 105P (NEW) | #6 | 136400 | 95480 | 20460 | 14322 | Yes | 2013 | Elevator Apartments | 26 | 280000 | 2 | 3 | 0 | 1 | 1919
4021170001 | 99 58 66 AVENUE Queens, NY 11374 (40.72646491702238, -73.86148084756303) | National Grid | FANNWOOD ESTATES/WOODS MGMT CO. | FANNWOOD ESTATES | 98 CUTTER MILL ROAD GREAT NECK, NY 11021 (40.7836584067361, -73.73280677517435) | CA251087P | 7/4/05 | GENERAL G 720-40 | 2 | 7 | 1987 | 2022 |  | 21 to 26 years old | HEVE DEG 84 P | #6 | 131400 | 91980 | 19710 | 13797 | Yes | 2017 | Walk-Up Apartments | 29 | 338016 | 8 | 6 | 310 | 312 | 1939
4011880055 | 60 11 Queens, NY 11377 (40.74519376448069, -73.9048471440804) | National Grid | HENDERSON APTS/ALL AREA | HENDERSON APARTMENTS | 99 TULIP AVENUE FLORAL PARK, NY 11001 (40.725171102469346, -73.70549920057312) | CA250982R | 7/5/05 | FEDERAL FST 300 | 1 | 11.9 | 1982 | 2017 |  | 26 to 30 years old | INDUSTRIAL COMBUSTION DEG 145P | #6 | 131400 | 91980 | 19710 | 13797 | Yes | 2018 | Elevator Apartments | 26 | 131412 | 1 | 7 | 126 | 130 | 1962 |  | YES
4000840023 | 45 55 PEARSON STREET Queens, NY 11101 (40.74570244980828, -73.93866902925225) | Con Edison | JRK NEW YORK STORAGE I,LLC | 4555 PEARSON STREET | 45 55 QUEENS, NY 11101 (40.74570244980828, -73.93866902925225) | CA345992M | 7/6/05 | FEDERAL FST-350 | 1 | 13.86 | 1992 | 2027 |  | 16 to 20 years old | HEVE DEG-145 -P ( I.C.I. ) | #6 | 131400 | 91980 | 19710 | 13797 | Yes | 2014 | Elevator Apartments | 26 | 213000 | 1 | 10 | 0 | 1 | 1924
4012220009 | 65 15 38 AVENUE Queens, NY 11377 (40.74519376448069, -73.9048471440804) | National Grid | RAFOLIN CORP. COOP | RAFOLIN CORP | 127 59TH ST NEW YORK, NY 10022-1225 (40.76241654818314, -73.96854870758665) | CA063976R | 7/4/05 | ROCKMILLS MP 200 | 1 | 8.4 | 1976 | 2011 |  | 31 to 35 years old | IRON FIRE A06-96-60 | #6 | 131400 | 91980 | 19710 | 13797 | Yes | 2022 | Churches, Synagogues, etc. | 26 | 130000 | 1 | 6 | 145 | 145 | 1958 |  | YES
4050250050 | 144 67 41 AVENUE Queens, NY 11355 (40.7512997969481, -73.82147854789662) | Con Edison | SAMSON MANAGEMENT | BUCKINGHAM ASSOCIATES | 97 77 QUEENS BOULEVARD QUEENS, NY 11374 (40.72646491702238, -73.86148084756303) | CA019197J | 7/7/05 | FEDERAL FST 300 | 1 | 11.93 | 1997 | 2032 | DUAL FUEL | 11 to 15 years old | HEVE (I.C.)DEG 145 P | #6 | 131400 | 91980 | 19710 | 13797 | Yes | 2015 | Elevator Apartments | 20 | 189748 | 1 | 6 | 208 | 208 | 1962
4033930179 | 75 ONDERDONK AVENUE Queens, NY 11237 (40.7129144914595, -73.92229248001058) | National Grid | ETTCO WIRE & CABLE CORP | JASON RICHARD REALTY | 75 METROPOLITAN AVENUE QUEENS, NY 11385 (40.70122489161548, -73.88334858436963) | CA446870R | 7/4/05 | TITUSVILLE SOH303 | 1 | 9.9 | 1970 | 2010 |  | 36 - 40 year old | TODD AO-11 | #6 | 129575 | 90702 | 19436 | 13605 |  |  | Walk-Up Apartments | 34 | 42592 | 1 | 2 | 0 | 1 | 1950
4031050028 | 61 61 WOODHAVEN BOULEVARD Queens, NY 11374 (40.72646491702238, -73.86148084756303) | National Grid | IMPERIAL HOUSE. | IMPERIAL HOUSE LLC | 56 19 BELL BOULEVARD BAYSIDE, NY 11364 (40.745924680379744, -73.75790275560763) | CA207471L | 7/4/05 | PACIFIC 60 LI | 1 | 6.3 | 1971 | 2010 |  | 36 - 40 year old | ST. JOHNSON 30 AH | #4 | 126500 | 88550 | 18342 | 12840 | Yes | 2015 | Elevator Apartments | 29 | 73770 | 1 | 6 | 101 | 101 | 1960
4003760001 | 34 01 38 AVENUE Queens, NY 11101 (40.74570244980828, -73.93866902925225) | Con Edison | JOSEPH P. DAY REALTY CORP | OLYMPIC BUILDING PART | 9 40 STREET MANHATTAN, NY 10016 (40.751842689786, -73.9808777214277) | CA409289K | 7/6/05 | ROCKMILLS MP-400 | 1 | 16.48 | 1989 | 2024 |  | 21 to 26 years old | ICI DEG 175P | #4 | 125000 | 87500 | 18125 | 12688 | Yes | 2016 | Loft Buildings | 26 | 218000 | 1 | 4 | 0 | 12 | 1913
4049950001 | 34 15 PARSONS BOULEVARD Queens, NY 11354 (40.76862022064671, -73.82719028070687) | Con Edison | QPI-VIII, LLC | QPI-VIII LLC | 31 10 37th avenue LONG ISLAND, NY 11101 (40.74570244980828, -73.93866902925225) | CA390492Z | 7/6/05 | ROCKMILLS MP-200 | 1 | 8.2 | 1992 | 2027 |  | 16 to 20 years old | ICI DEG-84 (P) | #6 | 124992 | 87494 | 18749 | 13124 | Yes | 2015 | Walk-Up Apartments | 20 | 191330 | 1 | 6 | 172 | 172 | 1956
4058630200 | 209 25 18 AVENUE Queens, NY 11360 (40.78070133439911, -73.78226733686807) | Con Edison | BAY TERRACE CO-OP,SECTION #9/B.L. MGMT CO. | BAY TERRACE COOP SECT | 42 19A BELL BOULEVARD BAYSIDE, NY 11361 (40.76418884813688, -73.77232552860022) | CA227594J | 7/4/05 | FEDERAL FST 150 | 1 | 6.3 | 1994 | 2029 | DUAL FUEL | 16 to 20 years old | INDUSTRIAL COMB. DEG-63 (P) | #4 | 124865 | 87406 | 18105 | 12674 | Yes | 2013 | Walk-Up Apartments | 19 | 99500 | 2 | 6 | 120 | 120 | 1960 |  | YES
4058630200 | 209 15 18 AVENUE Queens, NY 11360 (40.78070133439911, -73.78226733686807) | Con Edison | BAY TERRACE SECTION 9/B.L. MGMT CO., INC. | BAY TERRACE COOP SECT | 42 19A BELL BOULEVARD BAYSIDE, NY 11361 (40.76418884813688, -73.77232552860022) | CA227494M | 7/4/05 | FEDERAL FST-150 | 1 | 6.3 | 1994 | 2029 | DUAL FUEL | 16 to 20 years old | INDUSTRIAL COMB. DEG-63 (P) | #4 | 124865 | 87406 | 18105 | 12674 | Yes | 2013 | Elevator Apartments | 19 | 99500 | 2 | 6 | 120 | 120 | 1960 |  | YES
4051850017 | 140 30 ASH AVENUE Queens, NY 11355 (40.7512997969481, -73.82147854789662) | Con Edison | TEG MGMT/DITMAS MGMT CORP. | YANO REALTY, LLC | 505 CHESTNUT STREET CEDARHURST, NY 11516 (40.62281026909443, -73.72490656996541) | CA358794Y | 7/5/05 | FEDERAL FST-150 | 1 | 6.3 | 1994 | 2029 | DUAL FUEL | 16 to 20 years old | INDUSTRIAL COMB. DEG-63 (P) | #4 | 124865 | 87406 | 18105 | 12674 | Yes | 2015 | Elevator Apartments | 20 | 151056 | 2 | 6 | 142 | 142 | 1939
4051850017 | 140 50 ASH AVENUE Queens, NY 11355 (40.7512997969481, -73.82147854789662) | Con Edison | TEG MGMT/DITMAS MGMT CORP. | YANO REALTY, LLC | 505 CHESTNUT STREET CEDARHURST, NY 11516 (40.62281026909443, -73.72490656996541) | CA359194P | 7/5/05 | FEDERAL FST-150 | 1 | 6.3 | 1994 | 2029 | DUAL FUEL | 16 to 20 years old | INDUSTRIAL COMB. DEG-63 (P) | #4 | 124865 | 87406 | 18105 | 12674 | Yes | 2015 | Condominiums | 20 | 151056 | 2 | 6 | 142 | 142 | 1939
4001160021 | 38 04 WOODSIDE AVENUE Queens, NY 11101 (40.74570244980828, -73.93866902925225) | Con Edison | J SKLAR MFG CO INC | TSBA GROUP, INC. | 38 30 WOODSIDE AVENUE L I C, NY 11104 (40.74489336663561, -73.92054134530679) | CA106674Z | 7/6/05 | KEWANEE 5184 | 1 | 6.8 | 1974 | 2010 |  | 36 - 40 year old | TODD C - 1 | #4 | 124428 | 87100 | 18042 | 12629 | Yes | 2016 | Elevator Apartments | 26 | 75250 | 1 | 3 | 0 | 7 | 1923
4051800001 | 42 65 KISSENA BOULEVARD Queens, NY 11355 (40.7512997969481, -73.82147854789662) | Con Edison | NEWPORT APARTMENTS INC | WANG, WEN | 150 30TH ST NEW YORK, NY 10001-4146 (40.74821173286, -73.99182534826161) | CB043103Z | 7/5/05 | FEDERAL-FST 300 (NEW) | 1 | 10.04 | 2003 | 2038 | DUAL FUEL | 5 to 10 years old | IC-DEG 145P (NEW) | #6 | 123188 | 86232 | 18478 | 12935 | Yes | 2020 | Elevator Apartments | 20 | 219845 | 1 | 6 | 211 | 211 | 1963 |  | YES
4036670023 | 68 02 METROPOLITAN AVENUE Queens, NY 11379 (40.71679766547993, -73.87933421310339) | National Grid | CHRIST THE KING H.S. | CHRIST THE KING REGIO | 68 02 METROPOLITAN AVENUE QUEENS, NY 11379 (40.71679766547993, -73.87933421310339) | CA042787P | 7/6/05 | ROCKMILLS MP-250 | 1 | 10.36 | 1987 | 2022 |  | 21 to 26 years old | INDUSTRIAL COMBUSTION DEG-105P | #4 | 120000 | 84000 | 17400 | 12180 | Yes | 2017 | Walk-Up Apartments | 30 | 227500 | 1 | 4 | 0 | 1 | 1962
4050200001 | 142 05 ROOSEVELT AVENUE Queens, NY 11354 (40.76862022064671, -73.82719028070687) | Con Edison | INSIGNIA RES GROUP | BARBIZON OWNERS INC | 142 05 ROOSEVELT AVE FLUSHING, NY 11354 (40.76862022064671, -73.82719028070687) | CA398087L | 7/7/05 | ROCKMILLS MP 500 | 1 | 19.9 | 1987 | 2022 |  | 21 to 26 years old | ICI DEG 210 | #6 | 120000 | 84000 | 18000 | 12600 | Yes | 2020 | Elevator Apartments | 20 | 276203 | 1 | 6 | 228 | 235 | 1965 |  | YES
4051010071 | 132 17 MAPLE AVENUE Queens, NY 11355 (40.7512997969481, -73.82147854789662) | Con Edison | 132-17 MAPLE COMPANY | MAPLE AVENUE, LLC | 171 BELLMORE NY 11710 (40.676346308235566, -73.53448548371807) | CA023380J | 7/6/05 | ROCKMILLS MP-80 | 1 | 3.4 | 1980 | 2015 | DUAL FUEL | 26 to 30 years old | I C I DEG-42-P | #6 | 119822 | 83875 | 17973 | 12581 |  |  | Elevator Apartments | 20 | 29413 | 1 | 4 | 53 | 53 | 1926
4051020015 | 132 24 MAPLE AVENUE Queens, NY 11355 (40.7512997969481, -73.82147854789662) | Con Edison | 132-24 MAPLE AVENUE CO. | MAPLE AVENUE, LLC | 315 CENTRAL PARK MANHATTAN, NY 11355 (40.7512997969481, -73.82147854789662) | CA023480R | 7/6/05 | ROCKMILLS MP-80 | 1 | 3.4 | 1980 | 2015 | DUAL FUEL | 26 to 30 years old | I C I DEG-42-P | #6 | 119822 | 83875 | 17973 | 12581 |  |  | Elevator Apartments | 20 | 21533 | 1 | 4 | 32 | 32 | 1926
4050070001 | 149 35 NORTHERN BOULEVARD Queens, NY 11354 (40.76862022064671, -73.82719028070687) | Con Edison | VENTURA LAND CORP | MURRAY HILL HOUSE OWN | 149 45 NORTHERN BLVD FLUSHING, NY 11354 (40.76862022064671, -73.82719028070687) | CA188986J | 7/6/05 | FEDERAL FST 300 | 1 | 12.6 | 1986 | 2021 |  | 21 to 26 years old | I.C.I. DEG 145 | #6 | 116800 | 81760 | 17520 | 12264 | Yes | 2017 | Elevator Apartments | 20 | 135480 | 1 | 6 | 146 | 146 | 1959 |  | YES
4059380007 | 18 15 215 STREET Queens, NY 11360 (40.78070133439911, -73.78226733686807) | Con Edison | 18-15 215 ST.OWNER'S INC. | 18 15 215 ST OWNRS CO | 18 15 215 STREET BAYSIDE, NY 11360 (40.78070133439911, -73.78226733686807) | CA154399J | 7/7/05 | FEDERAL FLR-5464 | 2 | 7.4 | 1999 | 2034 | DUAL FUEL | 11 to 15 years old | ICI DEG 145 S | #6 | 115000 | 80500 | 17250 | 12075 | Yes | 2018 | Elevator Apartments | 19 | 324261 | 9 | 16 | 289 | 289 | 1969 |  | YES
4077480500 | 75 40 BELL BOULEVARD Queens, NY 11364 (40.745924680379744, -73.75790275560763) | National Grid | BROWN HARRIS STEVENS,INC. | SYLVIA Y. RODMAN | 770 LEXINGTON AVENUE MANHATTAN, NY 10021 (40.76920532766377, -73.959183941086) | CA171271P | 7/6/05 | PACIFIC 5282 | 2 | 4.9 | 1971 | 2010 |  | 36 - 40 year old | RAY AR141 SIZE 5 | #6 | 114976 | 80483 | 17246 | 12072 | Yes | 2018 | Elevator Apartments | 23 | 644836 | 13 | 6 | 567 | 567 | 1965 |  | YES
4031730070 | 67 87 BOOTH STREET Queens, NY 11375 (40.720707263029794, -73.84628429608335) | National Grid | ARCO MGMT | 67-87 & 68-09 OWNERS | 8 38 STREET NEW YORK, NY 10018 (40.751314393861094, -73.98349762627032) | CA225673Z | 7/6/05 | ROCKMILLS MP-250 | 1 | 8.8 | 1973 | 2010 |  | 36 - 40 year old | KEWANEE 250KF-7.5-1162-0H | #6 | 114975 | 80482 | 17246 | 12072 | Yes | 2013 | Elevator Apartments | 29 | 117480 | 1 | 6 | 110 | 110 | 1950 |  | YES
4078440002 | 226 46 KINGSBURY AVENUE Queens, NY 11364 (40.745924680379744, -73.75790275560763) | National Grid | ALLEY POND ASSOC | WANG, XIAO MAO | 78 09 SPRINGFIELD BOULEVARD BAYSIDE, NY 11364 (40.745924680379744, -73.75790275560763) | CA158080X | 7/6/05 | ROCKMILLS FB 125 | 1 | 5.3 | 1980 | 2015 | DUAL FUEL | 26 to 30 years old | IRON FIREMAN AG06-6.3 RK | #4 | 114657 | 80260 | 16625 | 11638 | Yes | 2014 | Elevator Apartments | 23 | 157223 | 11 | 2 | 198 | 198 | 1950 |  | YES
4051347501 | 42 20 KISSENA BOULEVARD Queens, NY 11355 (40.7512997969481, -73.82147854789662) | Con Edison | YORKSHIRE GARDENS CONDO | YORKSHIRE GARDEN COND | 127 59 STREET NEW YORK, NY 10022 (40.76241654818314, -73.96854870758665) | CA245899J | 7/7/05 | BEST 5D-250 | 1 | 10.4 | 1999 | 2034 | DUAL FUEL | 11 to 15 years old | INDUSTRIAL COMB. DEG-105 P | #4 | 113442 | 79409 | 16449 | 11514 | Yes | 2014 | Elevator Apartments | 20 | 151909 | 1 | 6 | 102 | 102 | 1926 | YES
4051820001 | 140 10 FRANKLIN AVENUE Queens, NY 11355 (40.7512997969481, -73.82147854789662) | Con Edison | BRONSTEIN PROPERTIES | SJS ASSOCIATES LLC | 108 18 QUEENS BLVD SUITER 302 N Y 11375 (40.720707263029794, -73.84628429608335) | CB219901Y | 7/6/05 | FEDERAL FST 250 | 1 | 10.5 | 2001 | 2036 | DUAL FUEL | 5 to 10 years old | INDUSTRIAL COMB. DEG-105 P | #6 | 113442 | 79409 | 17016 | 11911 | Yes | 2022 | Walk-Up Apartments | 20 | 119185 | 1 | 6 | 120 | 120 | 1929
4080920005 | 43 60 DOUGLASTON PARKWAY Queens, NY 11363 (40.772398418252465, -73.74679788741253) | Con Edison | GILFORD ASSOCIATES | RUTCO REALTY CORP | 448 ROCKVILLE CENTER NY 11570 (40.66693573669494, -73.63876307825342) | CA225798M | 7/6/05 | FEDERAL FST-250 | 1 | 10.4 | 1998 | 2033 | DUAL FUEL | 11 to 15 years old | INDUSTRIAL COMB. DEG-105 (P) | #6 | 113442 | 79409 | 17016 | 11911 | Yes | 2022 | Condominiums | 19 | 114402 | 1 | 6 | 148 | 148 | 1963
4051220046 | 134 25 FRANKLIN AVENUE Queens, NY 11355 (40.7512997969481, -73.82147854789662) | Con Edison | TIBOR ERDELYI | BROCKTON APT CORP | 134 25 FRANKLIN AVE FLUSHING, NY 11355 (40.7512997969481, -73.82147854789662) | CA468885R | 7/5/05 | FEDERAL FST-250 | 1 | 10.5 | 1985 | 2020 |  | 21 to 26 years old | IND COMB DEG-105(P) | #6 | 113442 | 79409 | 17016 | 11911 | Yes | 2022 | Elevator Apartments | 20 | 171319 | 1 | 6 | 154 | 154 | 1962 |  | YES
4045740061 | 162 21 POWELLS COVE BOULEVARD Queens, NY 11357 (40.78628404147537, -73.81123206101074) | Con Edison | J B LOVETT & ASSO. LTD | CRYDER POINT OWNERS C | 162 21 POWELLS COVE BOULEVARD BEECHURST, NY 11357 (40.78628404147537, -73.81123206101074) | CA258585J | 7/4/05 | FEDERAL FST 250 | 1 | 10.3 | 1985 | 2020 |  | 21 to 26 years old | IND COMB DEG-105(P) | #6 | 110065 | 77046 | 16510 | 11557 |  |  | Condominiums | 19 | 150000 | 2 | 6 | 108 | 108 | 1956
4004890001 | 44 46 VERNON BOULEVARD Queens, NY 11101 (40.74570244980828, -73.93866902925225) | Con Edison | BOARD OF ED | BOARD OF EDUCATION | 28 11 QUEENS PLAZA L I C, NY 11101 (40.74570244980828, -73.93866902925225) | CA116779Y | 7/6/05 | PACIFIC 6782 | 3 | 10.5 | 1979 | 2014 |  | 31 to 35 years old | PREFERRED UTILITIES BHE-FD | #6 | 109646 | 76752 | 16447 | 11513 |  |  | Elevator Apartments | 26 | 510000 | 2 | 6 | 0 | 0 | 1948
4021170001 | 99 18 66 AVENUE Queens, NY 11374 (40.72646491702238, -73.86148084756303) | National Grid | FANWOOD ESTATES LLC % WOODS MGT. | FANNWOOD ESTATES | 3333 NEW HYDE PARK RD NEW HYDE PARK, NY 11042 (40.76777693407245, -73.69087749435245) | CB538803N | 7/6/05 | FEDERAL FST-175 (EXSTG) | 2 | 5.8 | 2003 | 2038 | DUAL FUEL | 5 to 10 years old | ICI DEG-84P (NEW) | #6 | 109500 | 76650 | 16425 | 11498 | Yes | 2017 | Elevator Apartments | 29 | 338016 | 8 | 6 | 310 | 312 | 1939
4073480001 | 215 40 47 AVENUE Queens, NY 11361 (40.76418884813688, -73.77232552860022) | Con Edison | ROCKYHILLS TENANTS CORP.%INSIGNIA RESIDENTIAL | ROCKY HILL TENANTS CO | 675 THIRD AVENUE MANHATTAN, NY 10017 (40.75129610835038, -73.97404990585339) | CA109588X | 7/7/05 | FEDERAL FST 150 | 1 | 4.2 | 1988 | 2023 |  | 21 to 26 years old | ICI DEG 63 P | #6 | 109500 | 76650 | 16425 | 11498 | Yes | 2018 | Store Buildings | 19 | 118000 | 10 | 3 | 156 | 156 | 1950 |  | YES
4031520021 | 66 10 THORNTON PLACE Queens, NY 11374 (40.72646491702238, -73.86148084756303) | National Grid | LANGDALE GARDENS | THORNTON BURNS OWNERS | 66 10 THORNTON PL REGO PARK, NY 11374 (40.72646491702238, -73.86148084756303) | CA259072Z | 7/5/05 | FEDERAL #FLW 1518 | 1 | 5.1 | 1972 | 2010 |  | 36 - 40 year old | PETRO #WD5AH | #6 | 108040 | 75628 | 16206 | 11344 | Yes | 2022 | Elevator Apartments | 29 | 74000 | 1 | 6 | 94 | 94 | 1963 |  | YES
4031700001 | 100 11 67 ROAD Queens, NY 11375 (40.720707263029794, -73.84628429608335) | National Grid | FONTAINE GARDENS COMPANY | FONTAINE APARTMENT OW | 805 3 AVENUE MANHATTAN, NY 10022 (40.755592969327324, -73.9708898396616) | CA277692Z | 7/5/05 | FEDERAL FST-250 | 1 | 10.4 | 1992 | 2027 |  | 16 to 20 years old | INDUSTRIAL COMBUSTION DEG-105P | #6 | 107226 | 75058 | 16084 | 11259 | Yes | 2020 | Elevator Apartments | 29 | 137120 | 1 | 6 | 156 | 156 | 1950 |  | YES
4014460045 | 34 41 85 STREET Queens, NY 11372 (40.75163073936716, -73.88361254528269) | National Grid | JAY BORO CORP. | JAXBORO CORP | 78 10 34TH AVE JACKSON HGTHS, NY 11371 (40.775567374634704, -73.87086549974299) | CA027180N | 7/6/05 | ROCKMILLS MP-250 | 1 | 9.8 | 1980 | 2015 |  | 26 to 30 years old | IRON FIREMAN AO6-9.8RK | #6 | 106763 | 74734 | 16014 | 11210 | Yes | 2016 | Elevator Apartments | 25 | 170500 | 1 | 6 | 145 | 145 | 1946 |  | YES
4045740071 | 162 41 POWELLS COVE BOULEVARD Queens, NY 11357 (40.78628404147537, -73.81123206101074) | Con Edison | J B LOVETT & ASSO. LTD | CRYDER POINT OWNERS C | 162 21 POWELLS COVE BLVD COLLEGE POINT, NY 11357 (40.78628404147537, -73.81123206101074) | CA285085R | 7/4/05 | FEDERAL FST-250 | 1 | 9 | 1985 | 2020 |  | 21 to 26 years old | IND COMB DEG-105(P) | #6 | 105672 | 73970 | 15851 | 11096 |  |  | Elevator Apartments | 19 | 150000 | 1 | 6 | 108 | 108 | 1956
4045740041 | 162 01 POWELLS COVE BOULEVARD Queens, NY 11357 (40.78628404147537, -73.81123206101074) | Con Edison | J.B. LOVETT 7 ASSO LTD | CRYDER POINT OWNERS C | 162 21 POWELLS COVE BOULEVARD BEECHHURST, NY 11357 (40.78628404147537, -73.81123206101074) | CA258485M | 7/4/05 | FEDERAL FST-250 | 1 | 16.3 | 1985 | 2020 |  | 21 to 26 years old | I.C.I. DEG-105 (P) | #6 | 105672 | 73970 | 15851 | 11096 | Yes | 2014 | Elevator Apartments | 19 | 150000 | 1 | 6 | 108 | 108 | 1956 |  | YES
4060440001 | 32 24 CORPORAL KENNEDY STREET Queens, NY 11361 (40.76418884813688, -73.77232552860022) | Con Edison | BAYSIDE HIGH SCHOOL | BOARD OF EDUCATION | 28 11 QUEENS PLAZA QUEENS, NY 11101 (40.74570244980828, -73.93866902925225) | CA140491P | 7/5/05 | FEDERAL PLW-66 | 1 | 18.2 | 1991 | 2026 |  | 16 to 20 years old | GORDON PIATT FL 10-GO-15 | #6 | 105300 | 73710 | 15795 | 11056 |  |  | Elevator Apartments | 19 | 382302 | 1 | 3 | 0 | 0 | 1957
4067900001 | 65 90 160 STREET Queens, NY 11365 (40.73987184371066, -73.79462153515567) | Con Edison | THIRD HOUSING CO | ELECTCHESTER 3 HOUS C | 65 52 160 STREET QUEENS, NY 11365 (40.73987184371066, -73.79462153515567) | CA300286X | 7/6/05 | FEDERAL FST-150 | 1 | 5.02 | 1986 | 2021 |  | 21 to 26 years old | HEVEOIL DE-63-P | #6 | 104755 | 73328 | 15713 | 10999 | Yes | 2020 | Elevator Apartments | 24 | 749142 | 32 | 6 | 793 | 793 | 1954 |  | YES
4049810050 | 33 24 PARSONS BOULEVARD Queens, NY 11354 (40.76862022064671, -73.82719028070687) | Con Edison | ANN BENDICK REALTY | 33-24 PARSONS REALTY | 145 HUGUENOT ST NEW ROCHELLE, NY 10801 (40.91319235913511, -73.77945045104241) | CA178094P | 7/4/05 | ROCKMILLS MP 4-186 | 1 | 7.9 | 1994 | 2029 | DUAL FUEL | 16 to 20 years old | I.C.I.DEG 63 P | #6 | 103700 | 72590 | 15555 | 10888 | Yes | 2021 | Elevator Apartments | 20 | 99162 | 1 | 6 | 114 | 114 | 1963
4019180070 | 98 30 57 AVENUE Queens, NY 11368 (40.749678220373596, -73.85304068857687) | National Grid | SIDNEY LSE.LTD.PTNERSHIP | SYDNEY LEASING LIMITE | 40 57th ST NEW YORK, NY 10019 (40.76349098589568, -73.97528454757497) | CA173495N | 7/5/05 | R0CKMILLS MP-350 | 2 | 13.48 | 1995 | 2030 | DUAL FUEL | 11 to 15 years old | I.C. DEG-145 (P) | #6 | 103397 | 72378 | 15510 | 10857 | Yes | 2018 | Condominiums | 25 | 235000 | 1 | 16 | 237 | 237 | 1962
4031540001 | 66 15 THORNTON PLACE Queens, NY 11374 (40.72646491702238, -73.86148084756303) | National Grid | 66-15 EQUITIES INC. | FIERSTEIN, JOAN | 34 03 ASTRIA, NY 11106 (40.761699790013324, -73.9316632529567) | CA022782H | 7/7/05 | FEDERAL FLW 3036 | 1 | 9.8 | 1982 | 2017 |  | 26 to 30 years old | PETRO AD7AH | #6 | 102200 | 71540 | 15330 | 10731 | Yes | 2014 | Walk-Up Apartments | 29 | 115200 | 1 | 6 | 126 | 126 | 1962 |  | YES
4051370055 | 138 10 FRANKLIN AVENUE Queens, NY 11355 (40.7512997969481, -73.82147854789662) | Con Edison | ALBERT TORRES | CARLYLE TOWERS COOP I | 99 TULIP AVENUE FLORAL PARK, NY 11365 (40.725171102469346, -73.70549920057312) | CA296288K | 7/5/05 | ROCKMILL MP-250 SS | 1 | 10.4 | 1988 | 2023 |  | 21 to 26 years old | ICI DEG 105 | #6 | 102200 | 71540 | 15330 | 10731 | Yes | 2017 | Elevator Apartments | 20 | 226160 | 1 | 15 | 194 | 194 | 1961 |  | YES
4051370055 | 138 10 FRANKLIN AVENUE Queens, NY 11355 (40.7512997969481, -73.82147854789662) | Con Edison | CARLYLE TOWERS CO-OP. INC. | CARLYLE TOWERS COOP I | 138 10 FRANKLIN AVE FLORAL PARK, NY 10003 (40.73194394755518, -73.98887214913032) | CA296488P | 7/5/05 | ROCKMILL MP 4-283 | 1 | 10.8 | 1988 | 2023 |  | 21 to 26 years old | ICI DEG 105 | #6 | 102200 | 71540 | 15330 | 10731 | Yes | 2017 | Elevator Apartments | 20 | 226160 | 1 | 15 | 194 | 194 | 1961 |  | YES
4047720001 | 27 10 PARSONS BOULEVARD Queens, NY 11354 (40.76862022064671, -73.82719028070687) | Con Edison | LINDEN HILL #2 CO-OP CORP. | LINDEN HILL NO 2 COOP | 142 20 26th AVENUE FLUSHING, NY 11354 (40.76862022064671, -73.82719028070687) | CA221189Z | 7/6/05 | ROCKMILLS MP250 | 1 | 10.4 | 1989 | 2024 |  | 21 to 26 years old | ICI DEG105P | #6 | 102200 | 71540 | 15330 | 10731 | Yes | 2022 | Elevator Apartments | 20 | 382016 | 3 | 6 | 384 | 384 | 1954 |  | YES
4050250050 | 144 77 41 AVENUE Queens, NY 11355 (40.7512997969481, -73.82147854789662) | Con Edison | SAMSON MANAGEMENT | BUCKINGHAM ASSOCIATES | 97 77 QUEENS BOULEVARD REGO PARK, NY 11374 (40.72646491702238, -73.86148084756303) | CA195269M | 7/5/05 | GIBRALTER GCB 386-4 | 1 | 10.8 | 1969 | 2010 |  | 41 - 45 years old | IRON FIREMAN A06-9.8 | #6 | 102200 | 71540 | 15330 | 10731 | Yes | 2015 | Elevator Apartments | 20 | 189748 | 1 | 6 | 208 | 208 | 1962
4077320002 | 73 50 BELL BOULEVARD Queens, NY 11364 (40.745924680379744, -73.75790275560763) | National Grid | WINDSOR PARK OWNERS CORP. | W P OWNERS CORP | 213 05 75 AVENUE BAYSIDE, NY 11364 (40.745924680379744, -73.75790275560763) | CA142671L | 7/6/05 | PACIFIC 5282 | 2 | 4.9 | 1971 | 2010 |  | 36 - 40 year old | RAY 141 SIZE 5 | #6 | 102200 | 71540 | 15330 | 10731 | Yes | 2022 | Elevator Apartments | 23 | 486792 | 14 | 6 | 583 | 583 | 1952 |  | YES
4065400003 | 150 15 JEWEL AVENUE Queens, NY 11367 (40.730323085042414, -73.82610630716033) | National Grid | WINSTON,GARY/AAR | ANTONIO, SANTA | 69 17 150 STREET FLUSHING, NY 11367 (40.730323085042414, -73.82610630716033) | CA163280R | 7/6/05 | BURNHAM (SPENCER)-4F-450-NY | 1 | 4.1 | 1980 | 2015 | DUAL FUEL | 26 to 30 years old | INDUSTRIAL COMBUSTION-MEG42P | #6 | 100847 | 70593 | 15127 | 10589 | Yes | 2020 | Elevator Apartments | 24 | 218100 | 60 | 2 | 266 | 266 | 1951 |  | YES
4065400003 | 67 36 152 STREET Queens, NY 11367 (40.730323085042414, -73.82610630716033) | National Grid | GEORGETOWN MEWS OWNERS CORP. | ANTONIO, SANTA | 69 17 150 STREET QUEENS, NY 11367 (40.730323085042414, -73.82610630716033) | CA162580Y | 7/4/05 | BURNHAM SPENCER 4F-450-NY | 1 | 4.1 | 1980 | 2015 | DUAL FUEL | 26 to 30 years old | INDUSTRIAL COMBUSTION-MEG-42 P | #6 | 100845 | 70591 | 15127 | 10589 | Yes | 2020 | Walk-Up Apartments | 24 | 218100 | 60 | 2 | 266 | 266 | 1951 |  | YES
4050500004 | 41 11 PARSONS BOULEVARD Queens, NY 11355 (40.7512997969481, -73.82147854789662) | Con Edison | MADISON TERRACE INC. | MID-ISLAND LIMITED PA | 224 30 64TH AVE QUEENS, NY 11367 (40.730323085042414, -73.82610630716033) | CA132889P | 7/5/05 | ROCKMILLS MP150 | 2 | 6.27 | 1989 | 2024 |  | 21 to 26 years old | INDUSTRIAL COMBUSTION DEG-63P | #4 | 100780 | 70546 | 14613 | 10229 | Yes | 2020 | Elevator Apartments | 20 | 150880 | 1 | 6 | 159 | 161 | 1961
4114340050 | 88 29 155 AVENUE Queens, NY 11414 (40.65817022817356, -73.84496263981396) | National Grid | LINDENWOOD VILLAGE SECTION C | LINDENWOOD VILLAGE SE | 82 12 151 STREET HOWARD BCH, NY 11414 (40.65817022817356, -73.84496263981396) | CB185007P | 7/6/05 | BEST 4C - 175 (EXSTING) | 2 | 5.8 | 2007 | 2042 | DUAL FUEL | Fewer than 5 years old | ICI DEG - 84P (NEW) | #6 | 100740 | 70518 | 15111 | 10578 | Yes | 2014 | Elevator Apartments | 32 | 152100 | 2 | 6 | 149 | 149 | 1960 |  | YES
4051920055 | 43 34 UNION STREET Queens, NY 11355 (40.7512997969481, -73.82147854789662) | Con Edison | KISSENA COOP #1 | KISSENA COOPERATIVE S | 43 34 UNION STREET FLUSHING, NY 11355 (40.7512997969481, -73.82147854789662) | CA343588L | 7/4/05 | ROCKMILLS MP 150 | 2 | 5.95 | 1988 | 2023 |  | 21 to 26 years old | ICI DEG 63 P | #6 | 100000 | 70000 | 15000 | 10500 | Yes | 2022 | Condominiums | 20 | 135353 | 3 | 6 | 141 | 141 | 1954 |  | YES
4114340050 | 88 29 155 AVENUE Queens, NY 11414 (40.65817022817356, -73.84496263981396) | National Grid | LINDENWOOD VILLAGE SECT C | LINDENWOOD VILLAGE SE | 82 12 151 AVENUE HOWARD BEACH, NY 11414 (40.65817022817356, -73.84496263981396) | CA077090P | 7/5/05 | BEST 4C175 | 2 | 7.28 | 1990 | 2025 |  | 16 to 20 years old | IRON FIREMAN EED-GO-6-8.5RK | #6 | 100000 | 70000 | 15000 | 10500 | Yes | 2014 | Elevator Apartments | 32 | 152100 | 2 | 6 | 149 | 149 | 1960 |  | YES
4014900018 | 79 11 41 AVENUE Queens, NY 11373 (40.73871040256307, -73.87835115518163) | National Grid | DOMNITCH, IRVING | KING EDWARD LLC | 8015 41ST AVE ELMHURST, NY 11373-1237 (40.745835933799626, -73.88533540302103) | CB203701Z | 7/6/05 | FEDERAL FST-300 | 2 | 12.6 | 2001 | 2036 | DUAL FUEL | 5 to 10 years old | ICI DEG 145P | #4 | 98679 | 69075 | 14308 | 10016 | Yes | 2020 | Elevator Apartments | 25 | 313120 | 1 | 6 | 357 | 357 | 1958
4002260001 | 45 30 36 STREET Queens, NY 11101 (40.74570244980828, -73.93866902925225) | Con Edison | AVIATION HIGH SCHOOL | BOARD OF EDUCATION | 45 30 36 STREET L I C, NY 11101 (40.74570244980828, -73.93866902925225) | CA348490X | 7/7/05 | FITZGIBBONS DM212 | 4 | 6.3 | 1990 | 2025 | DUAL FUEL | 16 to 20 years old | IRON FIREMAN AGO-6-6.3 RK | #6 | 98640 | 69048 | 14796 | 10357 |  |  | Office Buildings | 26 | 217760 | 2 | 6 | 0 | 1 | 1958
4067890015 | 161 32 JEWEL AVENUE Queens, NY 11365 (40.73987184371066, -73.79462153515567) | Con Edison | FIRST HOUSING CO INC | ELECTCHESTER 1 HOUS C | 161 04 JEWEL AVENUE QUEEN, NY 11365 (40.73987184371066, -73.79462153515567) | CA339486Z | 7/6/05 | FEDERAL FST 250 | 1 | 10 | 1986 | 2021 |  | 21 to 26 years old | HEVEOIL DE105 P | #6 | 98550 | 68985 | 14782 | 10348 | Yes | 2019 | Hospitals & Health | 24 | 363265 | 20 | 6 | 383 | 383 | 1954 |  | YES
4004400001 | 43 10 23 STREET Queens, NY 11101 (40.74570244980828, -73.93866902925225) | Con Edison | KASSABIAN REALTY | KASSABIAN REALTY LLC | 43 10 23 STREET L I C, NY 11101 (40.74570244980828, -73.93866902925225) | CA318588R | 7/4/05 | FEDERAL FST 250 | 1 | 10 | 1988 | 2023 |  | 21 to 26 years old | HEVE MM 105 P | #4 | 98550 | 68985 | 14290 | 10003 | Yes | 2020 | Elevator Apartments | 26 | 130000 | 1 | 6 | 0 | 1 | 1924
4007697501 | 45 02 DITMARS BOULEVARD Queens, NY 11105 (40.780092072491186, -73.90960650023976) | Con Edison | OFFICE OF THE UNDERSIGNED |  | 155 56 STREET MANHATTAN, NY 10022 (40.760081845021, -73.96915928260397) | CA063086P | 7/5/05 | PACIFIC 9364 A | 2 | 17.71 | 1986 | 2021 |  | 21 to 26 years old | HEV-E-OIL DEG 145 S ( I.C.I.) | #4 | 98550 | 68985 | 14290 | 10003 |  |  | Walk-Up Apartments | 22 | 9825 | 1 | 6 | 201 | 204 | 1900
4067920600 | 67 25 161 STREET Queens, NY 11365 (40.73987184371066, -73.79462153515567) | Con Edison | SECOND HOUSING CO INC. | SECOND HOUSING CO INC | 161 29 HARRY VANARSDALE JR AVENUE FLUSHING, NY 11365 (40.73987184371066, -73.79462153515567) | CA339186R | 7/6/05 | FEDERAL FST 250 | 1 | 10 | 1986 | 2021 |  | 21 to 26 years old | HEVE DEG 105 P | #6 | 98550 | 68985 | 14782 | 10348 | Yes | 2022 | Walk-Up Apartments | 24 | 789880 | 30 | 6 | 684 | 684 | 1952 |  | YES
4067900001 | 67 24 161 STREET Queens, NY 11365 (40.73987184371066, -73.79462153515567) | Con Edison | THIRD HOUSING CO INC. | ELECTCHESTER 3 HOUS C | 65 52 160 STREET FLUSHING, NY 11365 (40.73987184371066, -73.79462153515567) | CA011086K | 7/5/05 | FEDERAL FST 250 | 1 | 10 | 1986 | 2021 |  | 21 to 26 years old | HEVE DEG 105 P | #6 | 98550 | 68985 | 14782 | 10348 | Yes | 2020 | Elevator Apartments | 24 | 749142 | 32 | 6 | 793 | 793 | 1954 |  | YES
4079120050 | 224 24 UNION TURNPIKE Queens, NY 11364 (40.745924680379744, -73.75790275560763) | National Grid | CAMBRIDGE HALL TENANTS C/O WOODS MGNT. CO. | ENG, PINDA | 505 CHESTNUT STREET CEDARHURST, NY 11516 (40.62281026909443, -73.72490656996541) | CA339972Y | 7/7/05 | PACIFIC 5212 | 1 | 3.9 | 1972 | 2010 |  | 36 - 40 year old | YORK B55-125 AHPN | #6 | 97090 | 67963 | 14564 | 10194 | Yes | 2022 | Elevator Apartments | 23 | 214152 | 4 | 6 | 192 | 192 | 1956 |  | YES
4108190001 | 190 25 WOODHULL AVENUE Queens, NY 11423 (40.71722229567246, -73.7671414999802) | National Grid | CRYSTAL GARDENS GROUP | RDH CRYSTAL GARDENS L | 190 25 WOODHULL AVENUE HOLLIS, NY 11423 (40.71722229567246, -73.7671414999802) | CA324471Y | 7/7/05 | FITZGIBBONS DM 212 | 2 | 7.42 | 1971 | 2010 |  | 36 - 40 year old | SUPERIOR AB-100 | #6 | 96725 | 67708 | 14509 | 10156 | Yes | 2019 | Condominiums | 27 | 316540 | 5 | 6 | 324 | 324 | 1952
4014560022 | 35 40 83 STREET Queens, NY 11372 (40.75163073936716, -73.88361254528269) | National Grid | ERP HALLS LLC | ERP HALLS LLC | 175 GREAT NECK RD GREAT NECK, NY 11021-3340 (40.78291656997072, -73.73124679027194) | CA244082K | 7/5/05 | FEDERAL FST125 | 1 | 5.2 | 1982 | 2017 |  | 26 to 30 years old | ICI ME54P | #6 | 95812 | 67068 | 14372 | 10060 | Yes | 2016 | Elevator Apartments | 25 | 56636 | 1 | 6 | 53 | 53 | 1938
4050480029 | 41 08 PARSONS BOULEVARD Queens, NY 11355 (40.7512997969481, -73.82147854789662) | Con Edison | 41-08 PARSONS BLVD/ ASSOC. LLC. | 41-08 PARSONS BOULEVA | 445 PARK AVENUE MANHATTAN, NY 10022 (40.76156537367167, -73.97059102179936) | CA160787M | 7/6/05 | FEDERAL FST 125 | 1 | 4.8 | 1987 | 2022 |  | 21 to 26 years old | ICI DEG 54 P | #6 | 94900 | 66430 | 14235 | 9964 | Yes | 2018 | Elevator Apartments | 20 | 58282 | 1 | 6 | 83 | 83 | 1932
4032530062 | 1 STATION SQUARE Queens, NY 11375 (40.71926223226504, -73.84534387227349) | National Grid | STATION SAUARE INN APTS | STATION SQUARE INN AP | 1 STATION SQUARE QUEENS, NY 11374 (40.72646491702238, -73.86148084756303) | CA230869R | 7/7/05 | FEDERAL FST 250 | 1 | 9.11 | 1969 | 2010 |  | 41 - 45 years old | SUPERIOR AB AA6 175 | #6 | 94900 | 66430 | 14235 | 9964 | Yes | 2013 | Walk-Up Apartments | 29 | 54185 | 1 | 3 | 50 | 54 | 1930 |  | YES
4051860029 | 140 60 BEECH AVENUE Queens, NY 11355 (40.7512997969481, -73.82147854789662) | Con Edison | RACHIN MANAGEMENT CO. | BLACKWOOD REALTY LLC | 69 09 108 STREET QUEENS, NY 11375 (40.720707263029794, -73.84628429608335) | CA046173Z | 7/6/05 | PACIFIC 60L2 | 1 | 8.4 | 1973 | 2010 |  | 36 - 40 year old | IRON FIREMAN A06-9.8 | #6 | 92234 | 64564 | 13835 | 9685 | Yes | 2016 | Walk-Up Apartments | 20 | 96774 | 2 | 6 | 124 | 124 | 1959
4096630002 | 80 08 135 STREET Queens, NY 11435 (40.70119264912154, -73.80979665579099) | National Grid | ALLISON CO. | BRIARWOOD MP LLC | 40 RANDALL AVENUE FREEPORT, NY 11520 (40.65967934879125, -73.58680045679388) | CA227684N | 7/6/05 | FEDERAL FST-200 | 1 | 8.4 | 1984 | 2019 |  | 26 to 30 years old | IRON FIREMAN AG0 6-9.8-RK | #6 | 91980 | 64386 | 13797 | 9658 | Yes | 2013 | Elevator Apartments | 24 | 102500 | 1 | 7 | 138 | 138 | 1949
4097150146 | 141 30 PERSHING CRESCENT Queens, NY 11435 (40.70119264912154, -73.80979665579099) | National Grid | SCHLESINGER MANAGEMENT CO. | PERSHING CRESCENT APT | 40 RANDALL AVENUE FREEPORT, NY 11520 (40.65967934879125, -73.58680045679388) | CA228284Z | 7/6/05 | FEDERAL FST-200 | 1 | 8.4 | 1984 | 2019 |  | 26 to 30 years old | IRON FIREMAN AO6-9.8 | #6 | 91980 | 64386 | 13797 | 9658 | Yes | 2015 | Elevator Apartments | 24 | 109500 | 1 | 6 | 108 | 108 | 1949
4031790020 | 68 20 SELFRIDGE STREET Queens, NY 11375 (40.720707263029794, -73.84628429608335) | National Grid | THORNTON TENANTS CORP. | THORNTON TENANTS CORP | 109 15 14 AVENUE COLLEGE POINT, NY 11356 (40.7849280967543, -73.84181070040347) | CA553769X | 7/7/05 | FEDERAL FLW 1822 | 1 | 6.3 | 1969 | 2010 |  | 41 - 45 years old | PETRO WD6AH | #6 | 91980 | 64386 | 13797 | 9658 | Yes | 2019 | Walk-Up Apartments | 29 | 74243 | 1 | 6 | 89 | 89 | 1966 |  | YES
4002390060 | 30 30 NORTHERN BOULEVARD Queens, NY 11101 (40.74570244980828, -73.93866902925225) | Con Edison | NORTH 30 EQUITIES INC. | NORTH 30 ASSOCIATES L | 1325 AVE NEW YORK, NY 10019 (40.76761164715987, -73.99180550022362) | CA219391J | 7/5/05 | FEDERAL FST-300 | 1 | 12.6 | 1991 | 2026 |  | 16 to 20 years old | IND. COMB. DEG-145 (P) | #4 | 91645 | 64152 | 13289 | 9302 | Yes | 2019 | Elevator Apartments | 26 | 238000 | 1 | 5 | 0 | 5 | 1917
4051360008 | 42 10 COLDEN STREET Queens, NY 11355 (40.7512997969481, -73.82147854789662) | Con Edison | HKAL PRINCE CHARLES L.P. | HKAL PRINCE CHARLESLI | 300 34 STREET NEW YORK, NY 10016 (40.74446092366276, -73.97520748410095) | CB581003R | 7/5/05 | ROCKMILLS MP-150 (NEW) | 2 | 5.02 | 2003 | 2038 | DUAL FUEL | 5 to 10 years old | ICI DEG-63P (NEW) | #6 | 90885 | 63619 | 13633 | 9543 | Yes | 2016 | Elevator Apartments | 20 | 130118 | 1 | 6 | 159 | 171 | 1962
4097380114 | 143 50 HOOVER AVENUE Queens, NY 11435 (40.70119264912154, -73.80979665579099) | National Grid | 143-50 HOOVER OWNERS CORP. | 143 50 HOOVER OWNERS | 42 25 21 STREET QUEENS, NY 11101 (40.74570244980828, -73.93866902925225) | CA068676H | 7/6/05 | ROCKMILLS MP250 | 1 | 10.5 | 1976 | 2011 |  | 31 to 35 years old | KEWANEE 250KF7.5-1162 OH | #6 | 90000 | 63000 | 13500 | 9450 | Yes | 2018 | Walk-Up Apartments | 24 | 135102 | 1 | 6 | 110 | 110 | 1948 |  | YES
4051350057 | 137 05 FRANKLIN AVENUE Queens, NY 11355 (40.7512997969481, -73.82147854789662) | Con Edison | HAN BAE | 137-05 FRANKLIN AVE I | 109 15 14TH AVE COLLEGE POINT, NY 11356 (40.7849280967543, -73.84181070040347) | CA539385X | 7/5/05 | ROCKMILLS MP175 | 1 | 7.35 | 1985 | 2020 |  | 21 to 26 years old | ICI DEG 84P | #6 | 90000 | 63000 | 13500 | 9450 | Yes | 2015 | Walk-Up Apartments | 20 | 89975 | 1 | 6 | 122 | 122 | 1962 |  | YES
4098590088 | 84 49 168 STREET Queens, NY 11432 (40.71311535449007, -73.79282099978928) | National Grid | RICHTER PROPERTIES INC. | 84 49 OWNERS CORP | 109 15 14TH AVENUE COLLEGE POINT, NY 11356 (40.7849280967543, -73.84181070040347) | CA206287R | 7/7/05 | FEDERAL FST 250 | 1 | 10.1 | 1987 | 2022 |  | 21 to 26 years old | S.T.JOHNSON FD 68 CAHM 300 | #6 | 90000 | 63000 | 13500 | 9450 | Yes | 2019 | Elevator Apartments | 24 | 133175 | 2 | 6 | 120 | 120 | 1939 |  | YES
4079120050 | 224 24 UNION TURNPIKE Queens, NY 11364 (40.745924680379744, -73.75790275560763) | National Grid | CAMBRIDGE HALL TENANTS C/O WOODS MGMT. CO. | ENG, PINDA | 505 CHESNUT STREET CEDARHURST, NY 11516 (40.626544578269716, -73.72790496674077) | CA013880R | 7/4/05 | PACIFIC 52L2 | 1 | 5.3 | 1980 | 2015 |  | 26 to 30 years old | HEV-E-OIL BURNER MODEL #DE-84 (NEW) | #6 | 89796 | 62857 | 13469 | 9429 | Yes | 2022 | Walk-Up Apartments | 23 | 214152 | 4 | 6 | 192 | 192 | 1956 |  | YES
4014740058 | 37 27 86 STREET Queens, NY 11372 (40.75163073936716, -73.88361254528269) | National Grid | ALBERTO FORRES | 37-27 PROPERTIES LTD | 78 10 34TH AVENUE JACKSON HEIGHTS, NY 11372 (40.75163073936716, -73.88361254528269) | CA025086H | 7/5/05 | FEDERAL FST-200 | 1 | 8.2 | 1986 | 2021 |  | 21 to 26 years old | IND. COMB. DEG-84 (P) | #6 | 89681 | 62777 | 13452 | 9417 | Yes | 2014 | Elevator Apartments | 21 | 115602 | 1 | 6 | 120 | 120 | 1951 |  | YES
4050070022 | 35 10 150 STREET Queens, NY 11354 (40.76862022064671, -73.82719028070687) | Con Edison | EMILY TOWERS OWNERS CORP. | EMILY TOWERS OWNERS C | 393 OLD COUNTRY ROAD CARLE PLACE, NY 11594 (40.74567236391639, -73.6006724411276) | CB078405H | 7/7/05 | FEDERAL FST-200 (NEW) | 1 | 6.6 | 2005 | 2040 | DUAL FUEL | 5 to 10 years old | INDUSTRIAL COMBUSTION DEG-84 | #6 | 89681 | 62777 | 13452 | 9417 | Yes | 2017 | Elevator Apartments | 20 | 102140 | 1 | 6 | 119 | 119 | 1963 |  | YES
4001840001 | 41 41 41 STREET Queens, NY 11104 (40.74489336663561, -73.92054134530679) | Con Edison | OXFORD 41-41 OWNERS CORP. | O'MALLEY, ORLA | 720247 JACKSON HGTS NY 11372 (40.75163073936716, -73.88361254528269) | CA347983J | 7/6/05 | ROCKMILLS MP4-212 | 1 | 8.2 | 1983 | 2018 |  | 26 to 30 years old | INDUSTRIAL COMBUSTION DEG-84(P) | #6 | 89681 | 62777 | 13452 | 9417 | Yes | 2014 | Elevator Apartments | 26 | 74664 | 1 | 6 | 96 | 96 | 1936 |  | YES
4053740027 | 144 60 SANFORD AVENUE Queens, NY 11355 (40.7512997969481, -73.82147854789662) | Con Edison | SANFORD PLAZA APT.CORP. | SANFORD PLAZA APARTME | 820 2 AVENUE MANHATTAN, NY 10017 (40.75090969894791, -73.97140174497622) | CA142387Y | 7/6/05 | BEST 5C-200 | 1 | 8.2 | 1987 | 2022 |  | 21 to 26 years old | ICI DEG 84 P | #6 | 89681 | 62777 | 13452 | 9417 | Yes | 2014 | Elevator Apartments | 20 | 173358 | 1 | 6 | 180 | 180 | 1952 |  | YES
4012677501 | 80 09 35 AVENUE Queens, NY 11372 (40.75163073936716, -73.88361254528269) | National Grid | STRATFORD HALL INC. |  | 175 GREAT NECK ROAD GREAT NECK, NY 11021 (40.78291656997072, -73.73124679027194) | CA369486X | 7/6/05 | FEDERAL FST-200 SP | 1 | 8.2 | 1986 | 2021 |  | 21 to 26 years old | IND. COMB. DEG-84 P | #6 | 89681 | 62777 | 13452 | 9417 | Yes | 2017 | Walk-Up Apartments | 25 | 94548 | 1 | 6 | 96 | 96 | 1942 | YES
4012630001 | 76 10 34 AVENUE Queens, NY 11372 (40.75163073936716, -73.88361254528269) | National Grid | VERSAILLES APTS. OWNERS INC. | VERSAILLES APT OWNERS | 42 25 21st STREET LIC, NY 11101 (40.74570244980828, -73.93866902925225) | CA284685X | 7/6/05 | FEDERAL FST - 200 | 1 | 8.2 | 1985 | 2020 |  | 21 to 26 years old | INDUSTRIAL COMBUSTION DEG-84 (P) | #6 | 89681 | 62777 | 13452 | 9417 | Yes | 2013 | Hospitals & Health | 25 | 96000 | 1 | 6 | 108 | 109 | 1950 |  | YES
4021380029 | 68 38 YELLOWSTONE BLVD Queens, NY 11375 (40.720707263029794, -73.84628429608335) | National Grid | Y ZEVAL REALTY ASSOCIATES INC. | Y. ZEVZAL 68-38 LLC | 271 MADISON AVE MANHATTAN, NY 10016 (40.75118848877702, -73.98044892459097) | CB133907H | 7/6/05 | BEST 5D - 200 (NEW) | 1 | 6.6 | 2007 | 2042 | DUAL FUEL | Fewer than 5 years old | ICI DEG - 84 (P) (NEW) | #6 | 89681 | 62777 | 13452 | 9417 | Yes | 2018 | Hotels | 29 | 139960 | 1 | 6 | 108 | 111 | 1941
4014460001 | 85 10 34 AVENUE Queens, NY 11372 (40.75163073936716, -73.88361254528269) | National Grid | 85-10 34 AVENUE APT. CORP. | 85-10 34TH AVENUE COR | 545 BROADWAY MASSAPEQUA, NY 11758 (40.68055573659581, -73.46938220178038) | CA238995Y | 7/5/05 | FEDERAL FST-200 | 1 | 8.2 | 1995 | 2030 | DUAL FUEL | 11 to 15 years old | INDUSTRIAL COMB. DEG-84 (P) | #6 | 89681 | 62776 | 13452 | 9416 | Yes | 2016 | Walk-Up Apartments | 25 | 104478 | 1 | 6 | 84 | 84 | 1927 |  | YES
4031570101 | 66 15 WETHEROLE STREET Queens, NY 11374 (40.72646491702238, -73.86148084756303) | National Grid | WETHEROLE TENANTS CORP. | WETHEROLE TENANTS COR | 42 25 21st STREET LIC, NY 11101 (40.74570244980828, -73.93866902925225) | CA442087R | 7/7/05 | FEDERAL FST 200 | 1 | 8.2 | 1987 | 2022 |  | 21 to 26 years old | INDUSTRIAL COMBUSTION DEG 84 P | #6 | 89681 | 62776 | 13452 | 9416 | Yes | 2017 | Hotels | 29 | 90300 | 1 | 6 | 113 | 113 | 1950 |  | YES
4022340038 | 110 45 71 ROAD Queens, NY 11375 (40.720707263029794, -73.84628429608335) | National Grid | ROSEFAN OWNERS INC./JOHN B. LOVETT ASSOC. | ROSEFAN OWNERS INC | 109 15 14 AVENUE COLLEGE POINT, NY 11356 (40.7849280967543, -73.84181070040347) | CA251184R | 7/6/05 | PACIFIC 6782 | 1 | 7 | 1984 | 2019 |  | 26 to 30 years old | ENTERPRISE H3-P | #6 | 88147 | 61703 | 13222 | 9255 | Yes | 2014 | Elevator Apartments | 29 | 111750 | 1 | 6 | 98 | 98 | 1952 |  | YES
4066770001 | 147 27 71 ROAD Queens, NY 11367 (40.730323085042414, -73.82610630716033) | National Grid | KEWS GARDEN S ASSO.,LLC | KEW GARDENS ASSOCIATE | 224 30X 64 STREET BAYSIDE, NY 11364 (40.745924680379744, -73.75790275560763) | CA258295L | 7/5/05 | BEST 4C-150 | 1 | 6.23 | 1995 | 2030 | DUAL FUEL | 11 to 15 years old | IND. COMB. MMG-63-P | #4 | 87600 | 61320 | 12702 | 8891 | Yes | 2017 | Walk-Up Apartments | 24 | 92296 | 54 | 2 | 100 | 100 | 1949 |  | YES
4042850010 | 141 10 25 ROAD Queens, NY 11354 (40.76862022064671, -73.82719028070687) | Con Edison | MITCHELL GARDENS #3 | MITCHELL GARDENS #3 C | 26 10 UNION STREET FLUSHING, NY 11354 (40.76862022064671, -73.82719028070687) | CA176284R | 7/6/05 | ROCKMILLS MP-90 | 2 | 3.1 | 1984 | 2019 |  | 26 to 30 years old | I.C.I. DEG 42 P | #4 | 87600 | 61320 | 12702 | 8891 | Yes | 2015 | Elevator Apartments | 20 | 500710 | 14 | 6 | 504 | 504 | 1957 |  | YES
4050280007 | 38 15 149 STREET Queens, NY 11354 (40.76862022064671, -73.82719028070687) | Con Edison | MURRAY HILLS CO-OP. APTS. | MURRAY HILL COOPERATI | 109 15 14 AVENUE COLLEGE POINT, NY 11356 (40.7849280967543, -73.84181070040347) | CA256391M | 7/5/05 | ROCKMILLS MP 125 | 2 | 9.6 | 1991 | 2026 |  | 16 to 20 years old | I.C.I. DEG-54P | #6 | 87600 | 61320 | 13140 | 9198 | Yes | 2018 | Churches, Synagogues, etc. | 20 | 114151 | 1 | 6 | 108 | 108 | 1955 |  | YES
4005777501 | 30 44 29 STREET Queens, NY 11102 (40.77152402451418, -73.92643545073543) | Con Edison | VICTORIA HALL CONDOMINUM | VICTORIA HALL CONDOMI | 34 03 ASTORIA, NY 11106 (40.761699790013324, -73.9316632529567) | CA264369X | 7/6/05 | GIBRALTAR CCB-257 | 1 | 8.4 | 1969 | 2010 |  | 41 - 45 years old | S.T. JOHNSON A-53-H3 T SJL 200 | #6 | 87600 | 61320 | 13140 | 9198 | Yes | 2017 | Walk-Up Apartments | 22 | 94725 | 1 | 6 | 120 | 125 | 1963 | YES
4050150012 | 144 24 37 AVENUE Queens, NY 11354 (40.76862022064671, -73.82719028070687) | Con Edison | WINDSOR HSE/THEA INTRATOR | ROOSEVELT MANAGEMENT | 66 10 THORNTON PLACE REGO PARK, NY 11374 (40.72646491702238, -73.86148084756303) | CA013067Y | 7/5/05 | FEDERAL #FLW-2125 | 1 | 8.4 | 1967 | 2010 |  | 41 - 45 years old | IRON FIREMAN AOG-6-9.8 | #6 | 87600 | 61320 | 13140 | 9198 | Yes | 2015 | Elevator Apartments | 20 | 75558 | 1 | 6 | 86 | 86 | 1967 |  | YES
4057810001 | 17 28 201 STREET Queens, NY 11360 (40.78070133439911, -73.78226733686807) | Con Edison | CLEARVIEW GARDENS CORP. | CLEARVIEW GARDENS SEC | 160 70 WILLETS POINT BOULEVARD WHITESTONE, NY 11357 (40.78628404147537, -73.81123206101074) | CA292568R | 7/6/05 | SPENCER 5M 85 113A5 | 1 | 4.4 | 1968 | 2010 |  | 41 - 45 years old | HEV-E-OIL AM6E | #6 | 86505 | 60553 | 12976 | 9083 | Yes | 2021 | Office Buildings | 19 | 123031 | 8 | 2 | 152 | 152 | 1952 |  | YES
4014970023 | 41 50 78 STREET Queens, NY 11373 (40.73871040256307, -73.87835115518163) | National Grid | 41-50 78 STREET CORP. | 41-50 78 STREET CORP | 92 WASHINGTON AVE CEDARHURST, NY 11516-1926 (40.619284353807224, -73.72667424911485) | CA001090Y | 7/7/05 | ROCKMILLS MP 250SS | 1 | 10.4 | 1990 | 2025 |  | 16 to 20 years old | ICI DEG 105P | #6 | 86000 | 60200 | 12900 | 9030 | Yes | 2017 | Office Buildings | 25 | 148956 | 1 | 6 | 168 | 168 | 1951 |  | YES
4097110075 | 141 72 85 ROAD Queens, NY 11435 (40.70119264912154, -73.80979665579099) | National Grid | ZUMO MANAGEMENT ASSOCC/O AHMED | CRESCENT V ASSOCIATES | 139 79 85 DRIVE n y 11435 (40.70119264912154, -73.80979665579099) | CB041301L | 7/5/05 | ROCKMILLS MP-200 | 1 | 8.4 | 2001 | 2036 | DUAL FUEL | 5 to 10 years old | INDUSTRIAL COMB. DEG-84 P | #4 | 85410 | 59787 | 12384 | 8669 | Yes | 2021 | Churches, Synagogues, etc. | 24 | 114780 | 1 | 6 | 120 | 120 | 1940
4021380011 | 103 26 68 ROAD Queens, NY 11375 (40.720707263029794, -73.84628429608335) | National Grid | BENJAMIN FRANKLIN APARTMENTS | Y. ZEVZAL 103-26 LLC | 271 MADISON AVENUE MANHATTAN, NY 10016 (40.75118848877702, -73.98044892459097) | CA329784H | 7/6/05 | FEDERAL FST-200 | 1 | 7.8 | 1984 | 2019 |  | 26 to 30 years old | INDUST COMB DEG-84(P) | #6 | 85082 | 59557 | 12762 | 8934 | Yes | 2018 | Condominiums | 29 | 97200 | 1 | 6 | 103 | 105 | 1942
4022100001 | 68 37 YELLOWSTONE BOULEVARD Queens, NY 11375 (40.720707263029794, -73.84628429608335) | National Grid | FALK ASSOCIATES | Y. ZEVZAL 68-37 LLC | 271 MADISON AVENUE MANHATTAN, NY 10016 (40.75118848877702, -73.98044892459097) | CA330084P | 7/6/05 | FEDERAL FST-200 | 1 | 7.8 | 1984 | 2019 |  | 26 to 30 years old | INDUST COMB DEG-84(P) | #6 | 85082 | 59557 | 12762 | 8934 | Yes | 2020 | Condominiums | 29 | 139052 | 1 | 6 | 108 | 108 | 1940
4018720025 | 56 10 94 STREET Queens, NY 11373 (40.73871040256307, -73.87835115518163) | National Grid | YANO REALTY LLC | YANO REALTY, LLC | 3808 BELL BLVD BAYSIDE, NY 11361-2080 (40.7664171558529, -73.7725171315201) | CA246386Z | 7/6/05 | FEDERAL FLW-2125 | 1 | 7 | 1986 | 2021 |  | 21 to 26 years old | I.C.I. DE-84S | #6 | 85082 | 59557 | 12762 | 8934 | Yes | 2022 | Elevator Apartments | 25 | 107390 | 1 | 6 | 112 | 112 | 1964
4021380043 | 104 21 68 DRIVE Queens, NY 11375 (40.720707263029794, -73.84628429608335) | National Grid | Y. ZEVZAL ASSOCIATES | Y. ZEVZAL 104-21, LLC | 271 MADISON AVENUE MANHATTAN, NY 10016 (40.75118848877702, -73.98044892459097) | CA329584N | 7/6/05 | FEDERAL FST-200 | 1 | 7.8 | 1984 | 2019 |  | 26 to 30 years old | IND. COMB. DEG-84 P | #6 | 85082 | 59557 | 12762 | 8934 | Yes | 2018 | Elevator Apartments | 29 | 97200 | 1 | 6 | 104 | 104 | 1942
4065370028 | 149 40 MELBOURNE AVENUE Queens, NY 11367 (40.730323085042414, -73.82610630716033) | National Grid | GEORGETOWN MEWS OWNERS | HOCHNER, DOV | 69 17 150TH STREET FLUSHING, NY 11367 (40.730323085042414, -73.82610630716033) | CA174880Y | 7/7/05 | SPENCER 4F-450-NY | 1 | 4.1 | 1980 | 2015 | DUAL FUEL | 26 to 30 years old | ICI MEG 42P | #6 | 84972 | 59480 | 12746 | 8922 | Yes | 2017 | Walk-Up Apartments | 24 | 140736 | 61 | 2 | 172 | 172 | 1951 |  | YES
4005500007 | 21 12 30 ROAD Queens, NY 11102 (40.77152402451418, -73.92643545073543) | Con Edison | VARIETY BOYS & GIRLS CLUB | BOYS CLUB OF QUEENS, | 21 12 30 ROAD ASTORIA, NY 11102 (40.77152402451418, -73.92643545073543) | CA207382J | 7/5/05 | ROCKMILLS MP-125 | 1 | 4.3 | 1982 | 2017 |  | 26 to 30 years old | IND. COMB. MMG-54(P) | #4 | 84800 | 59360 | 12296 | 8607 |  |  | Elevator Apartments | 22 | 30291 | 1 | 1 | 0 | 1 | 1955
4114310015 | 86 10 151 AVENUE Queens, NY 11414 (40.65817022817356, -73.84496263981396) | National Grid | GREENWOOD ARMS COOP CORP | GREENWOOD ARMS CO-OP | 86 10 151 AVENUE HOWARD BEACH, NY 11417 (40.6763637308016, -73.84454275534387) | CB112603Y | 7/6/05 | ROCKMILLS MP 300SS | 1 | 10.04 | 2003 | 2038 | DUAL FUEL | 5 to 10 years old | I.C. - DEG 145P (NEW) | #6 | 84600 | 59220 | 12690 | 8883 | Yes | 2021 | Hotels | 32 | 169000 | 2 | 6 | 161 | 161 | 1966 |  | YES
4057400139 | 17 04 166 STREET Queens, NY 11357 (40.78628404147537, -73.81123206101074) | Con Edison | CLEARVIEW GARDENS FOURTH CORP. | 16TH AVE AND WILLETS | 160 70 WILLETTS POINT BLVD QUEENS, NY 11357 (40.78628404147537, -73.81123206101074) | CB070508L | 7/5/05 | H. B. SMITH MILLS 450 - W- 22 (EXSTG) | 2 | 4.5 | 2008 | 2043 | DUAL FUEL | Fewer than 5 years old | ICI DEG - 42 (P) (NEW) | #6 | 83294 | 58306 | 12494 | 8746 | Yes | 2020 | Walk-Up Apartments | 19 | 229508 | 14 | 2 | 240 | 240 | 1951 |  | YES
4050190011 | 136 02 ROOSEVELT AVENUE Queens, NY 11354 (40.76862022064671, -73.82719028070687) | Con Edison | SOLIL MANAGEMENT | 13602 ROOSEVELT AVELL | 6 45 AVE NEW YORK, NY 10019 (40.651825417063755, -74.01394937934666) | CA221456Y | 7/6/05 | TITUSVILLE-SOH212-7CB | 1 | 7.6 | 1956 | 2010 |  | Over 50 years | HEV-E-OIL AM7CH | #4 | 83240 | 58268 | 12070 | 8449 |  |  | Elevator Apartments | 20 | 38000 | 1 | 3 | 0 | 1 | 1956
4074740050 | 220 55 46 AVENUE Queens, NY 11361 (40.76418884813688, -73.77232552860022) | Con Edison | 220-55 46 AVENUE OWNERS INC. | 220-55 46 AVE OWNERS | 109 15 14 AVENUE COLLEGE POINT, NY 11356 (40.7849280967543, -73.84181070040347) | CA083899K | 7/6/05 | (NEW)FEDERAL FST 200 | 2 | 8.4 | 1999 | 2034 | DUAL FUEL | 11 to 15 years old | JOHNSON FD68 CAHM SIZE 200 | #6 | 82125 | 57487 | 12319 | 8623 | Yes | 2014 | Elevator Apartments | 19 | 336200 | 2 | 13 | 314 | 314 | 1961 |  | YES
4012780001 | 78 12 35 AVENUE Queens, NY 11372 (40.75163073936716, -73.88361254528269) | National Grid | 35 AVE. RLTY/HOLDEN TOUCH | 78-12 REALTY ASSOCIAT | 80 CUTTERMILL RD GREAT NECK, NY 11021 (40.78505695640047, -73.73184034281127) | CA188094Y | 7/4/05 | ROCKMILLS MP 200 SS | 1 | 8.2 | 1994 | 2029 |  | 16 to 20 years old | HEVE DEG 84 (P) | #6 | 82125 | 57487 | 12319 | 8623 | Yes | 2018 | Condominiums | 25 | 103200 | 1 | 6 | 84 | 84 | 1938
4021360033 | 67 70 YELLOWSTONE BOULEVARD Queens, NY 11375 (40.720707263029794, -73.84628429608335) | National Grid | 6770 REALTY /MILLER & KATZ | 6770 REALTY CO LLC | 366 BROADWAY JERICHO, NY 11753 (40.781345312426936, -73.53188961420724) | CA120587L | 7/6/05 | FEDERAL FST 200 | 1 | 8.2 | 1987 | 2022 |  | 21 to 26 years old | I.C.I. DEG-84P | #6 | 82125 | 57487 | 12319 | 8623 | Yes | 2016 | Elevator Apartments | 29 | 118800 | 1 | 6 | 109 | 109 | 1941
4067890015 | 158 40 JEWEL AVENUE Queens, NY 11365 (40.73987184371066, -73.79462153515567) | Con Edison | FIRST HOUSING CO INC. | ELECTCHESTER 1 HOUS C | 161 04 JEWEL AVENUE FLUSHING, NY 11365 (40.73987184371066, -73.79462153515567) | CA299986L | 7/4/05 | FEDERAL FST-250 | 1 | 10 | 1986 | 2021 |  | 21 to 26 years old | HEVEOIL DE 105-P | #6 | 82125 | 57487 | 12319 | 8623 | Yes | 2019 | Elevator Apartments | 24 | 363265 | 20 | 6 | 383 | 383 | 1954 |  | YES
4031700001 | 100 11 67 ROAD Queens, NY 11375 (40.720707263029794, -73.84628429608335) | National Grid | FONTAINE APTS OWNERS CORP. | FONTAINE APARTMENT OW | 805 3 AVENUE MANHATTAN, NY 10022 (40.755592969327324, -73.9708898396616) | CA209468J | 7/5/05 | TITUSVILLE CM212 | 1 | 7.42 | 1968 | 2010 |  | 41 - 45 years old | IRON FIREMAN A06-6.3 | #6 | 82125 | 57487 | 12319 | 8623 | Yes | 2020 | Walk-Up Apartments | 29 | 137120 | 1 | 6 | 156 | 156 | 1950 |  | YES
4076290002 | 216 02 68 AVENUE Queens, NY 11364 (40.745924680379744, -73.75790275560763) | National Grid | BELL PARK GARDENS HOUSES | UNITED VETERANS MUTUA | 67 02 SPRINGFIELD BOULEVARD BAYSIDE, NY 11364 (40.745924680379744, -73.75790275560763) | CA073479P | 7/6/05 | ROCKMILLS #MP-175 | 1 | 7.3 | 1979 | 2014 |  | 31 to 35 years old | IRON FIREMAN #A06-9.8 | #4 | 81990 | 57393 | 11889 | 8322 | Yes | 2019 | Condominiums | 23 | 208800 | 99 | 2 | 197 | 197 | 1949 |  | YES
4076320002 | 68 01 218 STREET Queens, NY 11364 (40.745924680379744, -73.75790275560763) | National Grid | ROTH, PAUL | BELL PARK GARDENS | 67 02 SPRINGFIELD BOULEVARD BAYSIDE, NY 11364 (40.745924680379744, -73.75790275560763) | CA079080K | 7/5/05 | ROCKMILLS MP 175 | 1 | 7.35 | 1980 | 2015 |  | 26 to 30 years old | IRON FIREMAN A06-9.8-52 | #4 | 81989 | 57392 | 11888 | 8322 | Yes | 2022 | Educational Structures | 23 | 554300 | 22 | 2 | 467 | 467 | 1949 |  | YES
4076290002 | 69 01 BELL BOULEVARD Queens, NY 11364 (40.745924680379744, -73.75790275560763) | National Grid | BELL PARK GARDEN | UNITED VETERANS MUTUA | 67 02 SPRINGFIELD BOULEVARD BAYSIDE, NY 11364 (40.745924680379744, -73.75790275560763) | CA074179H | 7/6/05 | ROCKMILLS - MP 175 | 1 | 7.3 | 1979 | 2014 |  | 31 to 35 years old | IRON FIREMAN A06-9.8-52 | #4 | 81900 | 57330 | 11876 | 8313 | Yes | 2019 | Elevator Apartments | 23 | 208800 | 99 | 2 | 197 | 197 | 1949 |  | YES
4078440002 | 226 03 UNION TURNPIKE Queens, NY 11364 (40.745924680379744, -73.75790275560763) | National Grid | ALLEY POND OKWNERS CORP. | WANG, XIAO MAO | 78 09 SPRINGFIELD BOULEVARD BAYSIDE, NY 11364 (40.745924680379744, -73.75790275560763) | CA158380H | 7/5/05 | ROCKMILLS FB-100 | 1 | 4.2 | 1980 | 2015 | DUAL FUEL | 26 to 30 years old | IRON FIREMAN AG06-4.2RK | #4 | 81899 | 57329 | 11875 | 8313 | Yes | 2014 | Office Buildings | 23 | 157223 | 11 | 2 | 198 | 198 | 1950 |  | YES
4078400002 | 224 33 KINGSBURY AVENUE Queens, NY 11364 (40.745924680379744, -73.75790275560763) | National Grid | ALLEY POND OWNERS CORP. | ALLEY POND OWNERS COR | 78 09 SPRINGFIELD BOULEVARD BAYSIDE, NY 11364 (40.745924680379744, -73.75790275560763) | CA157980R | 7/6/05 | ROCKMILLS FB-100 | 1 | 4.2 | 1980 | 2015 | DUAL FUEL | 26 to 30 years old | IRON FIREMAN AG06-4.2 RK | #4 | 81899 | 57329 | 11875 | 8313 | Yes | 2020 | Elevator Apartments | 23 | 100886 | 62 | 2 | 120 | 120 | 1950 |  | YES
4021500001 | 105 37 65 AVENUE Queens, NY 11375 (40.720707263029794, -73.84628429608335) | National Grid | BLVD TENANTS CORP.%ALGIN MGMT. | WILLIAM LEVEN | 105 37 65th AVE N Y 11375 (40.720707263029794, -73.84628429608335) | CB120402L | 7/7/05 | FEDERAL FST-175 | 1 | 7.35 | 2002 | 2037 | DUAL FUEL | 5 to 10 years old | INDUSTRIAL COMB. DEG84 P | #6 | 80483 | 56338 | 12072 | 8451 | Yes | 2020 | Elevator Apartments | 29 | 273771 | 3 | 6 | 291 | 295 | 1950 |  | YES
4033210100 | 83 80 118 STREET Queens, NY 11415 (40.708286075142325, -73.82855612156771) | National Grid | CURZOH HOUSE OWNERS CORP. | CURZON HOUSE OWNERS C | 69 09 108TH STREET FOREST HILLS, NY 11375 (40.720707263029794, -73.84628429608335) | CA065981K | 7/6/05 | ROCKMILLS MP-175 | 1 | 7.3 | 1981 | 2016 |  | 26 to 30 years old | INDUSTRIAL COMBUSTION DEG (84)P | #6 | 80483 | 56338 | 12072 | 8451 | Yes | 2021 | Elevator Apartments | 29 | 105000 | 1 | 6 | 104 | 104 | 1939 |  | YES
4015250047 | 42 72 80 STREET Queens, NY 11373 (40.73871040256307, -73.87835115518163) | National Grid | EFISO REALTY CO. | SOFIA SVORONIS | 800048 ELMHURST NY 11380 (40.743244000110565, -73.88406599964611) | CA001983L | 7/5/05 | PACIFIC 6082 | 1 | 7.4 | 1983 | 2018 |  | 26 to 30 years old | INDUSTRIAL COMBUSTION-DEG-84(P) | #6 | 80483 | 56338 | 12072 | 8451 | Yes | 2015 | Elevator Apartments | 25 | 89000 | 1 | 6 | 103 | 103 | 1955
4001610026 | 43 06 45 STREET Queens, NY 11104 (40.74489336663561, -73.92054134530679) | Con Edison | FEGGOUDAKIS,ANTONIOS | ANTONIOS FEGGOUDAKIS | 142 30 SANFORD AVENUE FLUSHING, NY 11355 (40.7512997969481, -73.82147854789662) | CA412484N | 7/7/05 | FEDERAL FST-175 | 1 | 7.4 | 1984 | 2019 |  | 26 to 30 years old | INDUST COMBUS DEG-84(P) | #6 | 80483 | 56338 | 12072 | 8451 | Yes | 2021 | Elevator Apartments | 26 | 67578 | 1 | 6 | 82 | 82 | 1928
4001607501 | 43 30 46 STREET Queens, NY 11104 (40.74489336663561, -73.92054134530679) | Con Edison | SUNNYSIDE APT CONDOMINIMUM | SUNNYSIDE APARTMENT C | 154 WHITESTONE NY 11357 (40.78628404147537, -73.81123206101074) | CA144387N | 7/6/05 | FEDERAL FST-175 | 1 | 7.4 | 1987 | 2022 |  | 21 to 26 years old | ICI DEG 84 P | #6 | 80483 | 56338 | 12072 | 8451 | Yes | 2020 | Elevator Apartments | 26 | 69337 | 1 | 6 | 93 | 93 | 1930 | YES
4043430125 | 139 25 31 ROAD Queens, NY 11354 (40.76862022064671, -73.82719028070687) | Con Edison | EMBASSY COOP | EMBASSY COOP INC | 139 25 31st ROAD FLUSHING, NY 11354 (40.76862022064671, -73.82719028070687) | CA575786P | 7/6/05 | ROCKMILLS MP4-212 | 2 | 8.95 | 1986 | 2021 |  | 21 to 26 years old | ICI DEG 84 P | #6 | 80300 | 56210 | 12045 | 8432 | Yes | 2013 | Walk-Up Apartments | 20 | 180262 | 4 | 6 | 162 | 162 | 1957 |  | YES
4047720001 | 26 25 UNION STREET Queens, NY 11354 (40.76862022064671, -73.82719028070687) | Con Edison | LINDEN HILL #2 CO-OP. | LINDEN HILL NO 2 COOP | 142 20 26th AVE FLUSHING, NY 11354 (40.76862022064671, -73.82719028070687) | CA225192H | 7/6/05 | ROCKMILLS MP 250-SS | 1 | 8.82 | 1992 | 2027 |  | 16 to 20 years old | ICI DEG 105P ( HEVE OIL ) | #6 | 80300 | 56210 | 12045 | 8432 | Yes | 2022 | Elevator Apartments | 20 | 382016 | 3 | 6 | 384 | 384 | 1954 |  | YES
4101640046 | 165 18 SOUTH ROAD Queens, NY 11433 (40.698104881734935, -73.7875740339145) | National Grid | 0 | CNY/NYCTA | 370 JAY STREET BROOKLYN, NY 11201 (40.69322656330959, -73.98727634077576) | CA000281M | #N/A | INTERNATIONAL #G H 1344-1 | 3 | 11.8 | 1981 | 2016 |  | 26 to 30 years old | TODD MODEL E #RPAH-1 | #4 | 80000 | 56000 | 11600 | 8120 | Yes | 2014 | Elevator Apartments | 27 | 58000 | 2 | 1 | 0 | 0 | 1957
4050250064 | 144 45 41 AVENUE Queens, NY 11355 (40.7512997969481, -73.82147854789662) | Con Edison | HAUGH,WILLIAM | THE CALEDONIAN LLC | 580307 FLUSHING NY 11358 (40.760350968822195, -73.79632645819947) | CA367089N | 7/6/05 | FEDERAL FST 250 | 1 | 10.36 | 1989 | 2024 |  | 21 to 26 years old | ICI DEG105P | #6 | 80000 | 56000 | 12000 | 8400 | Yes | 2015 | Elevator Apartments | 20 | 107761 | 1 | 6 | 137 | 137 | 1962
4051360008 | 42 10 COLDEN STREET Queens, NY 11355 (40.7512997969481, -73.82147854789662) | Con Edison | THE KIBEL COMPANY. | HKAL PRINCE CHARLESLI | 300 34 STREET MANHATTAN, NY 10016 (40.74446092366276, -73.97520748410095) | CA041372Z | 7/7/05 | PACIFIC 60L2 | 2 | 7.4 | 1972 | 2010 |  | 36 - 40 year old | TODD AO-8 | #6 | 80000 | 56000 | 12000 | 8400 | Yes | 2016 | Elevator Apartments | 20 | 130118 | 1 | 6 | 159 | 171 | 1962
4012790001 | 79 06 35 AVENUE Queens, NY 11372 (40.75163073936716, -73.88361254528269) | National Grid | CEE BRAID MGMT GROUP | QLQ CORP |  | CA444784L | 7/7/05 | FEDERAL FST-175 | 1 | 7.3 | 1984 | 2019 |  | 26 to 30 years old | IRON FIREMAN AGO-6-9.8-RK | #6 | 79716 | 55801 | 11957 | 8370 | Yes | 2019 | Walk-Up Apartments | 25 | 95000 | 1 | 6 | 96 | 96 | 1950
4012750001 | 75 08 35 AVENUE Queens, NY 11372 (40.75163073936716, -73.88361254528269) | National Grid | QUEENS FULTON CO | QUEENS FULTON CO | 40 RANDALL AVENUE FREEPORT, NY 11520 (40.65967934879125, -73.58680045679388) | CA444684Y | 7/6/05 | FEDERAL FST-175 | 1 | 7.3 | 1984 | 2019 |  | 26 to 30 years old | IRON FIREMAN AGO 6-9.8-RK | #6 | 79716 | 55801 | 11957 | 8370 | Yes | 2015 | Elevator Apartments | 25 | 95000 | 1 | 6 | 96 | 96 | 1950
4067910001 | 65 88 162 STREET Queens, NY 11365 (40.73987184371066, -73.79462153515567) | Con Edison | FOURTH HOUSING COMPANY INC. | ELECTCHESTER 4 HOUSIN | 65 94 162 STREET FLUSHING, NY 11365 (40.73987184371066, -73.79462153515567) | CA339386L | 7/6/05 | FEDERAL FST 150 | 1 | 5.6 | 1986 | 2021 |  | 21 to 26 years old | IND-COMB. DE-63P | #6 | 79461 | 55622 | 11919 | 8343 | Yes | 2021 | Elevator Apartments | 24 | 394644 | 16 | 6 | 362 | 362 | 1954 |  | YES
4049940078 | 139 55 35 AVENUE Queens, NY 11354 (40.76862022064671, -73.82719028070687) | Con Edison | ANN BENDICK REALTY. | 139-55 35TH REALTY LL | 145 HUGUENPT ST NEW ROCHELLE, NY 10801 (40.917986535550256, -73.78529555654467) | CA282591X | 7/5/05 | ROCKMILLS MP 150 SS | 1 | 6.3 | 1991 | 2026 |  | 16 to 20 years old | ICI DEG-63 P | #6 | 79360 | 55552 | 11904 | 8333 | Yes | 2014 | Elevator Apartments | 20 | 79050 | 1 | 6 | 90 | 90 | 1967
4017270008 | 112 24 NORTHERN BOULEVARD Queens, NY 11368 (40.749678220373596, -73.85304068857687) | National Grid | DORIE MILLER HOUSING CO. | DORIE MILLER HOUSING | 2534 ADAM MANHATTAN, NY 10039 (40.82668192862815, -73.93777090780111) | CA342783M | 7/6/05 | FEDERAL FST 125 | 2 | 9.9 | 1983 | 2018 |  | 26 to 30 years old | ICI DEG 54P | #6 | 79200 | 55440 | 11880 | 8316 | Yes | 2017 | Walk-Up Apartments | 21 | 290000 | 6 | 6 | 301 | 301 | 1953 |  | YES
4012860030 | 37 09 75 STREET Queens, NY 11372 (40.75163073936716, -73.88361254528269) | National Grid | FISHER ASSOCIATES | F.B.F. REALTY LLC | 152 57 STREET MANHATTAN, NY 10019 (40.76492963045104, -73.97870228969026) | CB030508N | 7/6/05 | (EXISTING) ROCKMILLS MP75 | 1 | 5.8 | 2008 | 2043 | DUAL FUEL | Fewer than 5 years old | (NEW) INDUSTRIAL COMBUSTION DEG 84 | #6 | 77575 | 54303 | 11636 | 8145 | Yes | 2016 | Elevator Apartments | 25 | 95684 | 1 | 6 | 94 | 108 | 1951
4051230061 | 42 60 MAIN STREET Queens, NY 11355 (40.7512997969481, -73.82147854789662) | Con Edison | THE KIBEL COMPANY. | GLEN ASSOCIATES | 300 34 STREET MANHATTAN, NY 10016 (40.74446092366276, -73.97520748410095) | CA270571K | 7/6/05 | PACIFIC 60L-2 | 2 | 7.42 | 1971 | 2010 |  | 36 - 40 year old | TODD AO-8 | #6 | 77380 | 54166 | 11607 | 8125 | Yes | 2013 | Elevator Apartments | 20 | 140633 | 1 | 6 | 142 | 155 | 1962
4002390049 | 29 76 NORTHERN BOULEVARD Queens, NY 11101 (40.74570244980828, -73.93866902925225) | Con Edison | 29-27 REALTY CO. | 29-76 REALTY CO, | 29 76 NORTHERN BOULEVARD LONG ISLAND CIT, NY 11101 (40.74570244980828, -73.93866902925225) | CA107277J | 7/4/05 | ROCKMILLS MP 4212 | 1 | 8.4 | 1977 | 2012 |  | 31 to 35 years old | KEWANEE 200 K 150 | #6 | 77000 | 53900 | 11550 | 8085 | Yes | 2019 | Elevator Apartments | 26 | 225805 | 1 | 5 | 0 | 5 | 1914
4022100018 | 68 36 108 STREET Queens, NY 11375 (40.720707263029794, -73.84628429608335) | National Grid | Y. ZEVZAL ASSOCIATES | Y. ZEVZAL 68-36 LLC | 271 MADISON AVENUE MANHATTAN, NY 10016 (40.75118848877702, -73.98044892459097) | CA076277K | 7/6/05 | ROCKMILLS MP 4212 | 1 | 8.4 | 1977 | 2012 |  | 31 to 35 years old | KEWANEE 200-K5.0 1162 OH | #6 | 77000 | 53900 | 11550 | 8085 | Yes | 2020 | Educational Structures | 29 | 133323 | 1 | 6 | 115 | 118 | 1941
4076700002 | 223 38 65 AVENUE Queens, NY 11364 (40.745924680379744, -73.75790275560763) | National Grid | THE ESTATES AT BAYSIDE OWNERS INC. | AVALLONE, MICHAEL | 67 83 223RD PL BAYSIDE, NY 11364-2639 (40.74499599996557, -73.7525980001974) | CA344086X | 7/5/05 | FEDERAL FST-175 | 1 | 7 | 1986 | 2021 |  | 21 to 26 years old | ICI DEG-84 (P) | #4 | 76650 | 53655 | 11114 | 7780 | Yes | 2020 | Elevator Apartments | 23 | 147700 | 95 | 2 | 188 | 188 | 1949 |  | YES
4042850010 | 141 09 28 AVENUE Queens, NY 11354 (40.76862022064671, -73.82719028070687) | Con Edison | MITCHELL GARDENS #3 COOP CORP. | MITCHELL GARDENS #3 C | 26 10 UNION STREET FLUSHING, NY 11354 (40.76862022064671, -73.82719028070687) | CA219485K | 7/7/05 | BEST 5C-90 | 2 | 3.8 | 1985 | 2020 |  | 21 to 26 years old | INDUSTRIAL COMB DEG-42P | #4 | 76322 | 53425 | 11067 | 7747 | Yes | 2015 | Elevator Apartments | 20 | 500710 | 14 | 6 | 504 | 504 | 1957 |  | YES
4042850010 | 25 12 UNION STREET Queens, NY 11354 (40.76862022064671, -73.82719028070687) | Con Edison | MITCHELL GARDENS #3 COOP CORP. | MITCHELL GARDENS #3 C | 26 10 UNION STREET FLUSHING, NY 11354 (40.76862022064671, -73.82719028070687) | CA219785M | 7/7/05 | BEST 5C-90 | 2 | 3.8 | 1985 | 2020 |  | 21 to 26 years old | INDUSTRIAL COMB DEG-42P | #4 | 76322 | 53425 | 11067 | 7747 | Yes | 2015 | Loft Buildings | 20 | 500710 | 14 | 6 | 504 | 504 | 1957 |  | YES
4042850010 | 26 10 UNION STREET Queens, NY 11354 (40.76862022064671, -73.82719028070687) | Con Edison | MITCHELL GARDENS #3 COOP CORP. | MITCHELL GARDENS #3 C | 26 10 UNION STREET FLUSHING, NY 11354 (40.76862022064671, -73.82719028070687) | CA219985R | 7/7/05 | BEST 5C-90 | 2 | 3.8 | 1985 | 2020 |  | 21 to 26 years old | INDUSTRIAL COMB DEG-42P | #4 | 76322 | 53425 | 11067 | 7747 | Yes | 2015 | Elevator Apartments | 20 | 500710 | 14 | 6 | 504 | 504 | 1957 |  | YES
4076320002 | 67 02 SPRINGFIELD BOULEVARD Queens, NY 11364 (40.745924680379744, -73.75790275560763) | National Grid | UNITED VETS. MUTUAL HSNG. | BELL PARK GARDENS | 67 02 SPRINGFIELD BOULEVARD BAYSIDE, NY 11364 (40.745924680379744, -73.75790275560763) | CA440384Y | 7/4/05 | PACIFIC 6081 | 1 | 7.3 | 1984 | 2019 |  | 26 to 30 years old | IRON FIREMAN A06-9.8-52 | #6 | 75920 | 53144 | 11388 | 7972 | Yes | 2022 | Elevator Apartments | 23 | 554300 | 22 | 2 | 467 | 467 | 1949 |  | YES
4000690004 | 21 09 BORDEN AVENUE Queens, NY 11101 (40.74570244980828, -73.93866902925225) | Con Edison | BORDEN AVENUE REALTY CORP. | BORDEN AVENUE CORPORA | 21 09 BORDEN AVENUE LONG ISL CITY, NY 11101 (40.74570244980828, -73.93866902925225) | CB157208Z | 7/7/05 | EASTMOND ESP - 250 (NEW) | 1 | 8.3 | 2008 | 2043 | DUAL FUEL | Fewer than 5 years old | ICI DEG - 105(P) (NEW) | #6 | 75214 | 52650 | 11282 | 7897 | Yes | 2019 | Educational Structures | 26 | 168000 | 1 | 7 | 0 | 6 | 1930
4004250005 | 23 10 QUEENS PLAZA Queens, NY 11101 (40.74570244980828, -73.93866902925225) | Con Edison | EAGLES ELECTRIC MFG CO. | ELECTRIC REALTY COMPA | 23 10 QUEENS PLAZA L I C, NY 11101 (40.74570244980828, -73.93866902925225) | CA070578R | 7/5/05 | FEDERAL FST-250 | 1 | 10.4 | 1978 | 2013 |  | 31 to 35 years old | INDUSTRIAL COMBUSTION DE-105(P) | #6 | 75214 | 52650 | 11282 | 7897 | Yes | 2015 | Elevator Apartments | 26 | 108000 | 1 | 4 | 0 | 1 | 1920
4051810028 | 142 30 SANFORD AVENUE Queens, NY 11355 (40.7512997969481, -73.82147854789662) | Con Edison | ANRONIOS FEGGOUDAKIS | FEGGOUDAKIS ANTONIOS | 142 30 SANFORD AVENUE FLUSHING, NY 11355 (40.7512997969481, -73.82147854789662) | CA122084Z | 7/6/05 | ROCKMILLS MP 4212 | 1 | 7 | 1984 | 2019 |  | 26 to 30 years old | ICI DEG 84 P | #6 | 75000 | 52500 | 11250 | 7875 | Yes | 2021 | Loft Buildings | 20 | 106415 | 1 | 6 | 106 | 106 | 1955
4051220029 | 134 54 MAPLE AVENUE Queens, NY 11355 (40.7512997969481, -73.82147854789662) | Con Edison | 134-54 MAPLE AVE TENANTS%MPJ REALTY | 134 54 MAPLE AVE TENA | 99 DULIP AVE N Y 11001 (40.72139000494485, -73.70739692842545) | CB351000K | 7/6/05 | ROCKMILLS MP 250 | 1 | 10.5 | 2000 | 2035 | DUAL FUEL | 5 to 10 years old | IND COMB. DEG-105 P | #6 | 74679 | 52275 | 11202 | 7841 | Yes | 2022 | Walk-Up Apartments | 20 | 147897 | 1 | 6 | 108 | 119 | 1962 |  | YES
4005770023 | 25 10 30 ROAD Queens, NY 11102 (40.77152402451418, -73.92643545073543) | Con Edison | 30TH ROAD REALTY CO. LLC | 30 ROAD REALTY CO., | 1920 NEW N Y 10116 (40.8110019996426, -73.95309800037239) | CB129702H | 7/7/05 | FEDERAL FST-250 | 1 | 10.5 | 2002 | 2037 | DUAL FUEL | 5 to 10 years old | INDUSTRIAL COMB. DEG-105 P | #6 | 74679 | 52275 | 11202 | 7841 | Yes | 2017 | Elevator Apartments | 22 | 114000 | 1 | 6 | 120 | 120 | 1935
4021340001 | 67 15 102 STREET Queens, NY 11375 (40.720707263029794, -73.84628429608335) | National Grid | 67-15 102ND ST., LLC % MINKIN PROPERTY | 67-15 102ND STREET | 95 25 QUEENS BLVD REGO PARK, NY 11375 (40.720707263029794, -73.84628429608335) | CB508903H | 7/5/05 | FEDERAL(NEW) FST-250 | 1 | 8.3 | 2003 | 2038 | DUAL FUEL | 5 to 10 years old | ICI DEG-105P (NEW) | #6 | 74679 | 52275 | 11202 | 7841 | Yes | 2014 | Office Buildings | 29 | 139236 | 1 | 6 | 126 | 126 | 1963
4050240080 | 144 25 ROOSEVELT AVENUE Queens, NY 11354 (40.76862022064671, -73.82719028070687) | Con Edison | ORCA LLC. | ORCA LLC | 740058 REGO PARK N Y 11374 (40.72646491702238, -73.86148084756303) | CB152500X | 7/5/05 | FEDERAL FST-250 | 1 | 10.5 | 2000 | 2035 | DUAL FUEL | 5 to 10 years old | IND.COMB. DEG 105 P | #6 | 74679 | 52275 | 11202 | 7841 | Yes | 2014 | Walk-Up Apartments | 20 | 128901 | 1 | 6 | 158 | 158 | 1962
4021320045 | 66 25 103 STREET Queens, NY 11375 (40.720707263029794, -73.84628429608335) | National Grid | PRINCETON PLAZA CO. % D. MINKIN MGT. | 66-25 103RD STREET | 95 25 QUEENS BLVD REGO PARK, NY 11374 (40.72646491702238, -73.86148084756303) | CB403905K | 7/7/05 | BEST 5D - 250 (EXSTG) | 1 | 8.3 | 2005 | 2040 | DUAL FUEL | 5 to 10 years old | ICI DEG-105P (NEW) | #6 | 74679 | 52275 | 11202 | 7841 | Yes | 2022 | Office Buildings | 29 | 169348 | 1 | 6 | 148 | 148 | 1964
4023190010 | 47 50 59 STREET Queens, NY 11377 (40.74519376448069, -73.9048471440804) | National Grid | SKY VIEW TOWERS HOLDING LLC | SKY VIEW TOWERS HOLDI | 3708 28TH AVE ASTORIA, NY 11103-4299 (40.76617049392121, -73.91524362558668) | CB010502H | 7/6/05 | FEDERAL FST 250 | 2 | 10.5 | 2002 | 2037 | DUAL FUEL | 5 to 10 years old | IND COMB. DEG 105 P | #6 | 74679 | 52275 | 11202 | 7841 | Yes | 2019 | Elevator Apartments | 26 | 239190 | 3 | 9 | 233 | 233 | 1970
4019020010 | 94 25 57 AVENUE Queens, NY 11373 (40.73871040256307, -73.87835115518163) | National Grid | V.R. MYSOREKAR | MYDAC RLTY CP | 94 25 57TH AVENUE ELMHURST, NY 11373 (40.73871040256307, -73.87835115518163) | CA278496X | 7/5/05 | FEDERAL FST-250 | 2 | 9.55 | 1996 | 2031 | DUAL FUEL | 11 to 15 years old | ICI DEG-145P | #6 | 74679 | 52275 | 11202 | 7841 | Yes | 2022 | Walk-Up Apartments | 25 | 187800 | 1 | 6 | 164 | 167 | 1961
4058630110 | 211 53 18 AVENUE Queens, NY 11360 (40.78070133439911, -73.78226733686807) | Con Edison | BAY TERRACE CO-OP SECTION IV | BELL APTS INC | 25 83 FRANCIS LEWIS BLVD BAYSIDE, NY 11358 (40.760350968822195, -73.79632645819947) | CA255495M | 7/6/05 | FEDERAL FST-125 | 1 | 5.25 | 1995 | 2030 | DUAL FUEL | 11 to 15 years old | I.C. MMG-54 P | #4 | 74589 | 52212 | 10815 | 7571 | Yes | 2013 | Walk-Up Apartments | 19 | 89204 | 48 | 2 | 88 | 88 | 1957 |  | YES
4017270008 | 113 15 34 AVENUE Queens, NY 11368 (40.749678220373596, -73.85304068857687) | National Grid | DORIE MILLER HOUSING CO. | DORIE MILLER HOUSING | 2534 ADAM MANHATTAN, NY 10039 (40.82668192862815, -73.93777090780111) | CA342583H | 7/6/05 | FEDERAL FST 125 | 2 | 5 | 1983 | 2018 |  | 26 to 30 years old | ICI DEG 54P | #6 | 74200 | 51940 | 11130 | 7791 | Yes | 2017 | Walk-Up Apartments | 21 | 290000 | 6 | 6 | 301 | 301 | 1953 |  | YES
4008960053 | 18 12 21 AVENUE Queens, NY 11105 (40.780092072491186, -73.90960650023976) | Con Edison | CENTURY OPERATING CORP. | ASTORIA TERRACE GARDE | 20 15 21st AVENUE ASTORIA, NY 11105 (40.780092072491186, -73.90960650023976) | CA248481X | 7/6/05 | ROCKMILLS MP100 | 2 | 5.6 | 1981 | 2016 | DUAL FUEL | 26 to 30 years old | IRON FIREMAN AG04.42RK | #4 | 74095 | 51866 | 10744 | 7521 | Yes | 2016 | Elevator Apartments | 22 | 124710 | 15 | 3 | 168 | 168 | 1950
4051010061 | 132 25 MAPLE AVENUE Queens, NY 11355 (40.7512997969481, -73.82147854789662) | Con Edison | STONERIDGE APARTMENTS | 132-25 MAPLE AVENUECO | 64 35 YELLOWSTONE BOULEVARD QUEENS, NY 11375 (40.720707263029794, -73.84628429608335) | CA063099Y | 7/6/05 | ROCKMILLS MP 175 | 1 | 7 | 1999 | 2034 | DUAL FUEL | 11 to 15 years old | HEVE/ICI DEG 84 P` | #6 | 73913 | 51739 | 11087 | 7761 | Yes | 2021 | Warehouses | 20 | 161520 | 2 | 6 | 180 | 180 | 1957
4051010061 | 132 25 MAPLE AVENUE Queens, NY 11355 (40.7512997969481, -73.82147854789662) | Con Edison | STONERIDGE APARTMENTS | 132-25 MAPLE AVENUECO | 64 35 YELLOWSTONE BOULEVARD FORESTHILL, NY 11375 (40.720707263029794, -73.84628429608335) | CA201598L | 7/6/05 | ROCKMILLS MP-175 | 1 | 8.4 | 1998 | 2033 | DUAL FUEL | 11 to 15 years old | HEVE (ICI) DEG 84 P | #6 | 73913 | 51739 | 11087 | 7761 | Yes | 2021 | Walk-Up Apartments | 20 | 161520 | 2 | 6 | 180 | 180 | 1957
4051820044 | 140 37 ASH AVENUE Queens, NY 11355 (40.7512997969481, -73.82147854789662) | Con Edison | ASH JEVRACE LLC. | ASH TERRACE, LLC | 37 08 28 AVENUE ASTORIA, NY 11103 (40.76286893025696, -73.91327185810974) | CA167197Y | 7/5/05 | FEDERAL FST-200 | 1 | 7 | 1997 | 2032 | DUAL FUEL | 11 to 15 years old | HEVE (IC)DEG 84 P | #6 | 73912 | 51739 | 11087 | 7761 | Yes | 2022 | Warehouses | 20 | 104000 | 1 | 6 | 126 | 126 | 1950
4001850017 | 41 11 40 STREET Queens, NY 11104 (40.74489336663561, -73.92054134530679) | Con Edison | BIG E ASSOCIATES, LLC | BIG E ASSOCIATES, | 80 CUTTERMILL RD GREAT NECK, NY 11021-3118 (40.78505695640047, -73.73184034281127) | CA239095N | 7/6/05 | ROCKMILLS MP 200 | 1 | 8.19 | 1995 | 2030 | DUAL FUEL | 11 to 15 years old | HEVE DEG-84P | #6 | 73912 | 51739 | 11087 | 7761 | Yes | 2015 | Elevator Apartments | 26 | 79000 | 1 | 6 | 85 | 85 | 1941
4059000075 | 212 30 23 AVENUE Queens, NY 11360 (40.78070133439911, -73.78226733686807) | Con Edison | BAY TERRACE COOP SECTION XII INC. | BAY TERRACE COPERATIV | 212 30 23 AVENUE BAYSIDE, NY 11360 (40.78070133439911, -73.78226733686807) | CA268288M | 7/5/05 | FEDERAL #FST-150 | 1 | 6.27 | 1988 | 2023 |  | 21 to 26 years old | INDUSTRIAL COMBUSTION #DEG-63 P | #6 | 73584 | 51509 | 11038 | 7726 | Yes | 2020 | Elevator Apartments | 19 | 168516 | 2 | 6 | 124 | 124 | 1963 |  | YES
4062160001 | 209 10 41 AVENUE Queens, NY 11361 (40.76418884813688, -73.77232552860022) | Con Edison | LINDA TENANTS CORP. | LINDA TENANTS CORP | 109 15 14TH AVE COLLEGE POINT, NY 11356 (40.7849280967543, -73.84181070040347) | CB583603Y | 7/6/05 | ROCKMILLS MP-150 (NEW) | 1 | 5.02 | 2003 | 2038 | DUAL FUEL | 5 to 10 years old | HEVE (I.C.) DEG-84S | #6 | 73584 | 51509 | 11038 | 7726 | Yes | 2016 | Hotels | 19 | 109200 | 1 | 6 | 120 | 120 | 1963 |  | YES
4081000030 | 42 30 DOUGLASTON PARKWAY Queens, NY 11363 (40.772398418252465, -73.74679788741253) | Con Edison | WELLESLEY GARDENS OWNERS. | 42-01 235TH STREET LL | 770 LEXINGTON AVENUE NEW YORK, NY 10021 (40.76851425537591, -73.96362286271633) | CA268188P | 7/4/05 | FEDERAL #FST-150 | 1 | 6.27 | 1988 | 2023 |  | 21 to 26 years old | INDUSTRIAL COMBUSTION #DEG-63P | #6 | 73584 | 51509 | 11038 | 7726 |  |  | Elevator Apartments | 19 | 2470 | 1 | 2 | 2 | 3 | 1931
4053070024 | 189 14 CROCHERON AVENUE Queens, NY 11358 (40.760350968822195, -73.79632645819947) | Con Edison | AUBURN ASSOCIATES | AUBURN ASSOCS | 448 ROCKVILLE CENTER NY 11570 (40.66693573669494, -73.63876307825342) | CA471070N | 7/6/05 | FITZGIBBONS DM-182 | 1 | 5.6 | 1970 | 2010 |  | 36 - 40 year old | IRON FIREMAN A06-6.3 | #6 | 73000 | 51100 | 10950 | 7665 | Yes | 2017 | Walk-Up Apartments | 19 | 96881 | 1 | 6 | 109 | 109 | 1956
4057500006 | 17 63 166 STREET Queens, NY 11357 (40.78628404147537, -73.81123206101074) | Con Edison | CLEARVIEW GARDEN CORP. | WANG, JONGHWA | 160 70 WILLETS PT BOULEVARD WHITESTONE, NY 11357 (40.78628404147537, -73.81123206101074) | CA108197Y | 7/5/05 | H. B. SMITH 450-L-22 | 2 | 5.35 | 1997 | 2032 | DUAL FUEL | 11 to 15 years old | I.C. DEG-42P | #6 | 73000 | 51100 | 10950 | 7665 | Yes | 2020 | Walk-Up Apartments | 19 | 169702 | 30 | 2 | 192 | 192 | 1951 |  | YES
4057500006 | 166 32 17 ROAD Queens, NY 11357 (40.78628404147537, -73.81123206101074) | Con Edison | CLEARVIEW GARDENS CORPS. | WANG, JONGHWA | 160 70 WILLETS PT BOULEVARD WHITESTONE, NY 11357 (40.78628404147537, -73.81123206101074) | CA109197Z | 7/5/05 | H.B. SMITH 450-L-22 | 2 | 5.35 | 1997 | 2032 | DUAL FUEL | 11 to 15 years old | I.C. DEG-42P | #6 | 73000 | 51100 | 10950 | 7665 | Yes | 2020 | Walk-Up Apartments | 19 | 169702 | 30 | 2 | 192 | 192 | 1951 |  | YES
4066560063 | 152 58 JEWEL AVENUE Queens, NY 11367 (40.730323085042414, -73.82610630716033) | National Grid | GEORGETOWN MEWS OWNERS CO. | GEORGETOWN MEWS OWNER | 69 17 150 STREET FLUSHING, NY 11367 (40.730323085042414, -73.82610630716033) | CA171680X | 7/4/05 | SPENCER 4F 563-40 | 1 | 5.2 | 1980 | 2015 |  | 26 to 30 years old | HEV-E-OIL MEG 54-P | #6 | 73000 | 51100 | 10950 | 7665 | Yes | 2016 | Elevator Apartments | 24 | 225968 | 30 | 2 | 248 | 248 | 1952 |  | YES
4047720001 | 142 14 26 AVENUE Queens, NY 11354 (40.76862022064671, -73.82719028070687) | Con Edison | LINDEN HILL #2 CO-OP. | LINDEN HILL NO 2 COOP | 142 20 26TH AVENUE FLUSHING, NY 11354 (40.76862022064671, -73.82719028070687) | CA181093K | 7/7/05 | ROCKSMILL MP 200 | 1 | 8.2 | 1993 | 2028 |  | 16 to 20 years old | I.C. DEG-84P | #6 | 73000 | 51100 | 10950 | 7665 | Yes | 2022 | Elevator Apartments | 20 | 382016 | 3 | 6 | 384 | 384 | 1954 |  | YES
4012300045 | 39 50 60 STREET Queens, NY 11377 (40.74519376448069, -73.9048471440804) | National Grid | SIXTY STREET REALTY CORP. | NV SIXTY STREET REALT | 44 12 43 AVENUE SUNNYSIDE, NY 11104 (40.74489336663561, -73.92054134530679) | CA313283N | 7/6/05 | ROCKMILLS MP 175 | 1 | 7 | 1983 | 2018 | DUAL FUEL | 26 to 30 years old | I.C.I. DEG 84 P | #4 | 73000 | 51100 | 10585 | 7409 | Yes | 2020 | Elevator Apartments | 26 | 86988 | 1 | 6 | 105 | 105 | 1931
4000960010 | 26 32 SKILLMAN AVENUE Queens, NY 11101 (40.74570244980828, -73.93866902925225) | Con Edison | TRENTO & SONS INC | 26-32 SKILLMAN, . | 26 32 SKILLMAN AVENUE QUEENS, NY 11101 (40.74570244980828, -73.93866902925225) | CA136174J | 7/6/05 | KEWANEE HM886 | 1 | 7.01 | 1974 | 2010 |  | 36 - 40 year old | HEV-E-OIL AM7E | #6 | 73000 | 51100 | 10950 | 7665 |  |  | Walk-Up Apartments | 26 | 28148 | 1 | 4 | 0 | 1 | 1909
4076380012 | 69 16 BELL BOULEVARD Queens, NY 11364 (40.745924680379744, -73.75790275560763) | National Grid | HOLLISCO OWNERS CO./MICHITSCH | HOLLISCO OWNERS CORP | 213 09 73rd AVENUE BAYSIDE, NY 11364 (40.745924680379744, -73.75790275560763) | CA279481H | 7/5/05 | ROCKMILLS MP-150 | 1 | 6.3 | 1981 | 2016 |  | 26 to 30 years old | INDUSTRIAL COMBUSTION DE-63-P | #6 | 72270 | 50589 | 10840 | 7588 |  |  | Elevator Apartments | 23 | 34100 | 27 | 2 | 48 | 48 | 1950
4002140040 | 37 18 NORTHERN BOULEVARD Queens, NY 11101 (40.74570244980828, -73.93866902925225) | Con Edison | STANDARD MOTOR PRODUCTS INC. | 37-18 NORTHERN BOULEV | 37 18 NORTHERN BOULEVARD LONG ISLAND CIT, NY 11101 (40.74570244980828, -73.93866902925225) | CA080475N | 7/7/05 | ROCKMILLS MP 500 | 1 | 21 | 1975 | 2010 |  | 31 to 35 years old | HEVEOIL DE 210P | #4 | 72000 | 50400 | 10440 | 7308 | Yes | 2014 | Elevator Apartments | 26 | 318000 | 1 | 6 | 0 | 2 | 1919
4005970001 | 26 80 30 STREET Queens, NY 11102 (40.77152402451418, -73.92643545073543) | Con Edison | 26-80 EQUITIES CORP. | 2680 30TH STREET LLC | 35 01 30 AVE MANHATTAN, NY 11103 (40.76286893025696, -73.91327185810974) | CA266982N | 7/5/05 | ROCKMILLS MP-150 | 1 | 6.9 | 1982 | 2017 |  | 26 to 30 years old | I.C.I. DEG-63P | #6 | 71832 | 50282 | 10775 | 7542 | Yes | 2017 | Elevator Apartments | 22 | 103000 | 1 | 7 | 96 | 101 | 1929
4019650006 | 59 25 108 STREET Queens, NY 11368 (40.749678220373596, -73.85304068857687) | National Grid | A.K.A. 108-25 HORACE HARDING E | MIDWAY COMPANY LLC | 108 25 HORACE HARDING EXPRESSWAY CORONA, NY 11368 (40.749678220373596, -73.85304068857687) | CA020077N | 7/5/05 | FEDERAL FLW 1033 | 1 | 3.9 | 1977 | 2012 |  | 31 to 35 years old | PETRO WD5AH | #4 | 71540 | 50078 | 10373 | 7261 |  |  | Elevator Apartments | 21 | 19008 | 1 | 2 | 1 | 1 | 1962
4005920047 | 30 56 30 STREET Queens, NY 11102 (40.77152402451418, -73.92643545073543) | Con Edison | PISTILLI REALTY GROUP | 3056 30TH STREET LLC | 35 01 30 AVENUE ASTORIA, NY 11103 (40.76286893025696, -73.91327185810974) | CA187682X | 7/4/05 | ROCKMILLS MP-100 | 1 | 6.9 | 1982 | 2017 |  | 26 to 30 years old | ICI MMG-42P | #4 | 71540 | 50078 | 10373 | 7261 |  |  | Elevator Apartments | 22 | 41000 | 1 | 6 | 60 | 60 | 1931
4050050059 | 147 25 NORTHERN BLVD Queens, NY 11354 (40.76862022064671, -73.82719028070687) | Con Edison | 147-25 NORTHERN ASSOC. LLC% N.S. RLTY | 147-25 NORTHERN ASSOC | 147 25 NORTHERN BLVD FLUSHING, NY 11354 (40.76862022064671, -73.82719028070687) | CB106507Z | #N/A | ROCKMILLS MP - 250SS (NEW) | 1 | 8.3 | 2007 | 2042 | DUAL FUEL | Fewer than 5 years old | ICI MMG - 105P (NEW) | #4 | 71300 | 49910 | 10338 | 7237 | Yes | 2015 | Elevator Apartments | 20 | 140000 | 1 | 6 | 147 | 147 | 1960
4012790035 | 79 01 37 AVENUE Queens, NY 11372 (40.75163073936716, -73.88361254528269) | National Grid | 79-01 37TH AVENUE REALTY, LLC | 79-01 37TH AVENUE REA | 920 FOREST AVE LAKEWOOD, NJ 08701-2620 (40.099081092111305, -74.22014522506032) | CA150280Y | 7/5/05 | ROCKMILLS MP 150 | 1 | 6.3 | 1980 | 2015 |  | 26 to 30 years old | IRON FIREMAN AGO 6-6.3-RK | #6 | 70979 | 49685 | 10647 | 7453 | Yes | 2019 | Walk-Up Apartments | 25 | 102803 | 2 | 6 | 76 | 88 | 1929
4051860029 | 140 60 BEECH AVENUE Queens, NY 11355 (40.7512997969481, -73.82147854789662) | Con Edison | RACHLIN MGMT%ARON POLLACK | BLACKWOOD REALTY LLC | 38 08 BELL BLVD BAYSIDE, NY 11361 (40.76418884813688, -73.77232552860022) | CA175399M | 7/7/05 | FEDERAL FST-175 | 1 | 7 | 1999 | 2034 | DUAL FUEL | 11 to 15 years old | S.T. JOHNSON FD68 CAHM (SIZE 150) | #6 | 70628 | 49439 | 10594 | 7416 | Yes | 2016 | Office Buildings | 20 | 96774 | 2 | 6 | 124 | 124 | 1959
4005767501 | 30 06 29 STREET Queens, NY 11102 (40.77152402451418, -73.92643545073543) | Con Edison | 29 COLONY ASTORIA RLTY CORP. | 29 COLONY ASTORIA RLT | 415 CEDARHURST NY 11516 (40.627149904804575, -73.72824174516482) | CA453189L | 7/6/05 | FEDERAL FST 200 | 1 | 8.19 | 1989 | 2024 |  | 21 to 26 years old | ICI DEG 84P | #4 | 70627 | 49439 | 10241 | 7169 | Yes | 2016 | Walk-Up Apartments | 22 | 33375 | 1 | 6 | 87 | 101 | 1937 | YES
4004380026 | 21 16 44 ROAD Queens, NY 11101 (40.74570244980828, -73.93866902925225) | Con Edison | VIRGINIA HUMMEL | CDI 21ST LIC, LLC C/O | 21 16 44 ROAD L I C, NY 11101 (40.74570244980828, -73.93866902925225) | CA307268Y | 7/6/05 | H.R.T. (UNKNOWN) | 1 | 4.4 | 1968 | 2010 |  | 41 - 45 years old | RAY AEOR 144-SIZE 125 | #6 | 70062 | 49043 | 10509 | 7356 | Yes | 2018 | Elevator Apartments | 26 | 113000 | 1 | 4 | 0 | 1 | 1919
4021330016 | 102 30 66 ROAD Queens, NY 11375 (40.720707263029794, -73.84628429608335) | National Grid | 102-10 30 66RD OWNERS INC. | 102 10 30 66TH ROAD C | 770 LEXINGTON AVE NEW YORK, NY 10021 (40.76851425537591, -73.96362286271633) | CA527386J | 7/6/05 | FEDERAL FLW 4250 | 2 | 20.3 | 1986 | 2021 |  | 21 to 26 years old | I.C.I. DEG 105 S | #6 | 70000 | 49000 | 10500 | 7350 | Yes | 2013 | Walk-Up Apartments | 29 | 552840 | 2 | 30 | 498 | 498 | 1964 |  | YES
4001410015 | 43 15 46 STREET Queens, NY 11104 (40.74489336663561, -73.92054134530679) | Con Edison | 4315-4333 46 ST OWNERS | 4315-4333 46TH STREET | 92 WASHINGTON AVENUE CEDARHURST, NY 11516 (40.619284353807224, -73.72667424911485) | CA264289X | 7/5/05 | FEDERAL FST 250 | 1 | 9.55 | 1989 | 2024 |  | 21 to 26 years old | ICI DEG 105P | #6 | 70000 | 49000 | 10500 | 7350 | Yes | 2021 | Elevator Apartments | 26 | 140760 | 2 | 6 | 175 | 176 | 1932 |  | YES
4033550106 | 83 00 TALBOT STREET Queens, NY 11415 (40.708286075142325, -73.82855612156771) | National Grid | 8300 TALBOT ST OWNERS CORP | 8300 TALBOT ST OWNERS | 69 09 108 STREET FOREST HILLS, NY 11375 (40.720707263029794, -73.84628429608335) | CA242585N | 7/4/05 | ROCKMILLS MP4-186 | 1 | 6.4 | 1985 | 2020 |  | 21 to 26 years old | ICI DEG 63P | #6 | 70000 | 49000 | 10500 | 7350 | Yes | 2015 | Walk-Up Apartments | 29 | 90273 | 1 | 9 | 76 | 76 | 1930 |  | YES
4021330016 | 102 10 66 ROAD Queens, NY 11375 (40.720707263029794, -73.84628429608335) | National Grid | BIRCHWOOD TOWERS | 102 10 30 66TH ROAD C | 770 LEXINGTON AVENUE NEW YORK, NY 10021 (40.76851425537591, -73.96362286271633) | CA527786Z | 7/7/05 | FEDERAL FLW 4250 | 2 | 10.8 | 1986 | 2021 |  | 21 to 26 years old | I.C.I. DEG. 105 S | #6 | 70000 | 49000 | 10500 | 7350 | Yes | 2013 | Walk-Up Apartments | 29 | 552840 | 2 | 30 | 498 | 498 | 1964 |  | YES
4021570001 | 67 71 YELLOWSTONE BOULEVARD Queens, NY 11375 (40.720707263029794, -73.84628429608335) | National Grid | I NEWMAN & SON | 67-71 YELLOWSTONE BLV | 109 15 14TH AVE COLLEGE POINT, NY 11356 (40.7849280967543, -73.84181070040347) | CA206488N | 7/4/05 | FEDERAL FST 200 | 1 | 8.19 | 1988 | 2023 | DUAL FUEL | 21 to 26 years old | ICI DEG 84P | #6 | 70000 | 49000 | 10500 | 7350 | Yes | 2017 | Elevator Apartments | 29 | 115566 | 1 | 6 | 127 | 127 | 1948 |  | YES
4064820100 | 137 45 68 DRIVE Queens, NY 11367 (40.730323085042414, -73.82610630716033) | National Grid | HYDE PARK GARDENS/METRO MGMT | DAVID TILLMAN | 137 07 JEWEL AVENUE QUEENS, NY 11367 (40.730323085042414, -73.82610630716033) | CA138597K | 7/4/05 | FEDERAL FST-175 | 1 | 6.3 | 1997 | 2032 | DUAL FUEL | 11 to 15 years old | INDUSTRIAL COMB. MMG-84 (P) | #4 | 69240 | 48468 | 10040 | 7028 | Yes | 2022 | Loft Buildings | 24 | 68720 | 5 | 2 | 80 | 80 | 1950 |  | YES
4064940003 | 68 65 136 STREET Queens, NY 11367 (40.730323085042414, -73.82610630716033) | National Grid | HYDE PARK GARDENS/METRO MGMT | SURENDRANATH, STEVE | 137 07 JEWEL AVENUE QUEENS, NY 11367 (40.730323085042414, -73.82610630716033) | CA137797K | 7/4/05 | FEDERAL FST-75 | 1 | 6.3 | 1997 | 2032 | DUAL FUEL | 11 to 15 years old | INDUSTRIAL COMB. MMG-84 (P) | #4 | 69240 | 48468 | 10040 | 7028 | Yes | 2014 | Walk-Up Apartments | 24 | 227464 | 14 | 2 | 280 | 280 | 1950 |  | YES
4058780003 | 210 15 23 AVENUE Queens, NY 11360 (40.78070133439911, -73.78226733686807) | Con Edison | BAY TERRACE SECTION 10 | EUM, TODD | 42 19A BELL BOULEVARD BAYSIDE, NY 11361 (40.76418884813688, -73.77232552860022) | CA281083P | 7/6/05 | PACIFIC 60L1 | 1 | 8.86 | 1983 | 2018 |  | 26 to 30 years old | IRON FIREMAN AO-6.3RK | #6 | 68985 | 48290 | 10348 | 7243 | Yes | 2018 | Elevator Apartments | 19 | 407712 | 4 | 6 | 240 | 240 | 1961 |  | YES
4114310015 | 86 10 151 AVENUE Queens, NY 11414 (40.65817022817356, -73.84496263981396) | National Grid | GREENWOOD ARMS INC. | GREENWOOD ARMS CO-OP | 85 10 151 AVENUE HOWARD BEACH, NY 11414 (40.65817022817356, -73.84496263981396) | CA113869Y | 7/7/05 | FEDERAL FLW 2125 | 2 | 7.42 | 1969 | 2010 |  | 41 - 45 years old | SUPERIOR BRGH-5A | #6 | 68985 | 48290 | 10348 | 7243 | Yes | 2021 | Office Buildings | 32 | 169000 | 2 | 6 | 161 | 161 | 1966 |  | YES
4032920036 | 110 07 73 ROAD Queens, NY 11375 (40.720707263029794, -73.84628429608335) | National Grid | WAKEFIELD OWNERS CORP. | WAKEFIELD OWNERS CORP | 69 09 108 STREET QUEENS, NY 11375 (40.720707263029794, -73.84628429608335) | CA049473Y | 7/6/05 | PACIFIC 2671 | 1 | 8.62 | 1973 | 2010 |  | 36 - 40 year old | IRON FIREMAN AO6-6.3-45 | #6 | 68985 | 48290 | 10348 | 7243 | Yes | 2022 | Elevator Apartments | 29 | 98182 | 1 | 6 | 79 | 79 | 1933 |  | YES
4051340024 | 136 30 SANFORD AVENUE Queens, NY 11355 (40.7512997969481, -73.82147854789662) | Con Edison | 136-30 HOUSE INC. | 136 30 HOUSE INC | 1120 FOREST HILLS NY 11375 (40.720707263029794, -73.84628429608335) | CA307184R | 7/6/05 | FEDERAL FST - 150 | 1 | 6.3 | 1984 | 2019 |  | 26 to 30 years old | INDUST COMB DEG-63(P) | #6 | 68730 | 48111 | 10310 | 7217 | Yes | 2014 | Walk-Up Apartments | 20 | 85336 | 1 | 6 | 84 | 84 | 1956 |  | YES
4001850027 | 41 12 41 STREET Queens, NY 11104 (40.74489336663561, -73.92054134530679) | Con Edison | 41-12 41 ST OWNERS CORP. | 41-12 41 ST OWNERS CO | 9437 SHORE RD BROOKLYN, NY 11209 (40.61705649347334, -74.03865586600874) | CA227384L | 7/6/05 | ROCKMILLS MP-150 | 1 | 6.3 | 1984 | 2019 |  | 26 to 30 years old | INDUST COMB DEG-63(P) | #6 | 68730 | 48111 | 10310 | 7217 | Yes | 2015 | Elevator Apartments | 26 | 79000 | 1 | 6 | 83 | 83 | 1941 |  | YES
4015187502 | 83 06 VIETOR AVENUE Queens, NY 11373 (40.73871040256307, -73.87835115518163) | National Grid | 83-06 VIETOR AVE REALTY CORP. | THE WINGATE CONDO | 103 26 68TH ST FOREST HILLS, NY 11375 (40.720707263029794, -73.84628429608335) | CA129689N | 7/5/05 | FEDERAL FST-150 | 1 | 6.3 | 1989 | 2024 |  | 21 to 26 years old | ICI DEG-63-P | #6 | 68730 | 48111 | 10310 | 7217 | Yes | 2018 | Elevator Apartments | 25 | 107960 | 1 | 6 | 86 | 88 | 1932 | YES
4031590070 | 98 120 QUEENS BOULEVARD Queens, NY 11374 (40.72646491702238, -73.86148084756303) | National Grid | 98-120 QUEENS BLVD. OWNERS | 98-120 QUEENS BLVD OW | 127 59TH STREET MANHATTAN, NY 10022 (40.76241654818314, -73.96854870758665) | CA165890N | 7/6/05 | FEDERAL FST 150 | 1 | 6.3 | 1990 | 2025 |  | 16 to 20 years old | ICI DEG 63P | #6 | 68730 | 48111 | 10310 | 7217 | Yes | 2019 | Elevator Apartments | 29 | 75378 | 1 | 6 | 73 | 73 | 1939 |  | YES
4021130001 | 64 11 99 STREET Queens, NY 11374 (40.72646491702238, -73.86148084756303) | National Grid | A.K.A. 64-11 POWER RD | 64 11 OWNERS CORP | 21 77 33rd STREET ASTORIA, NY 11105 (40.780092072491186, -73.90960650023976) | CA166489L | 7/5/05 | BEST 5C-150 | 1 | 6.3 | 1989 | 2024 |  | 21 to 26 years old | ICI DEG-63P | #4 | 68730 | 48111 | 9966 | 6976 | Yes | 2013 | Walk-Up Apartments | 29 | 131340 | 2 | 6 | 118 | 118 | 1952 |  | YES
4001390011 | 43 17 48 STREET Queens, NY 11104 (40.74489336663561, -73.92054134530679) | Con Edison | AB III REALTY LLC | ABIII LLC | 108 18 QUEENS BOULEVARD N Y 11375-4748 (40.72099800035761, -73.84345900033247) | CB360600P | 7/5/05 | ROCKMILLS MP-150 | 1 | 6.3 | 2000 | 2035 | DUAL FUEL | 5 to 10 years old | INDUSTRIAL COMB. | #6 | 68730 | 48111 | 10310 | 7217 | Yes | 2019 | Walk-Up Apartments | 26 | 73278 | 1 | 6 | 95 | 95 | 1931
4051867501 | 43 55 KISSENA BOULEVARD Queens, NY 11355 (40.7512997969481, -73.82147854789662) | Con Edison | BEN BRAUNSTEIN | PAYSON APARTMENT CORP | 25 NEWBRIDGE RD HICKSVILLE, NY 11801 (40.76881991886239, -73.52770197022346) | CA405387X | 7/7/05 | FEDERAL FST 150 | 1 | 6.3 | 1987 | 2022 |  | 21 to 26 years old | ICI DEG 63 P | #6 | 68730 | 48111 | 10310 | 7217 | Yes | 2016 | Hospitals & Health | 20 | 14599 | 1 | 6 | 56 | 57 | 1938 | YES
4051930009 | 43 35 UNION STREET Queens, NY 11355 (40.7512997969481, -73.82147854789662) | Con Edison | CANTOR REAL ESTATE | KISSENA COOP SECTION | 3646 NOSTRAND AVENUE BROOKLYN, NY 11229 (40.59506545751768, -73.9408994863955) | CA303994K | 7/5/05 | FEDERAL FST 150 | 2 | 6.3 | 1994 | 2029 |  | 16 to 20 years old | INDUSTRIAL COMBUSTION DEG 63 P | #6 | 68730 | 48111 | 10310 | 7217 | Yes | 2013 | Elevator Apartments | 20 | 146735 | 1 | 6 | 156 | 156 | 1954 |  | YES
4076480002 | 224 31 64 AVENUE Queens, NY 11364 (40.745924680379744, -73.75790275560763) | National Grid | CLOVERDALE GARDEN APTS. | CLOVERDALE OWNERS CO | 1981 MARCUS AVENUE C131 N Y 11042 (40.757798505692335, -73.69440156673153) | CB212901K | 7/6/05 | ROCKMILLS MP-150 | 1 | 6.3 | 2001 | 2036 | DUAL FUEL | 5 to 10 years old | INDUSTRIAL COMB DEG-63 (P) | #6 | 68730 | 48111 | 10310 | 7217 | Yes | 2018 | Elevator Apartments | 23 | 132300 | 81 | 2 | 168 | 168 | 1948 |  | YES
4001940007 | 45 41 39 PLACE Queens, NY 11104 (40.74489336663561, -73.92054134530679) | Con Edison | EMK RLTY. CORP. LLC % JUST MGMT. | B.M.F ASSOCIATES C/O | 103 26 68TH ROAD FOREST HILLS, NY 11375 (40.720707263029794, -73.84628429608335) | CB222202K | 7/4/05 | FEDERAL-FST 150 | 1 | 5.02 | 2002 | 2037 | DUAL FUEL | 5 to 10 years old | IC-DEG 63 | #6 | 68730 | 48111 | 10310 | 7217 | Yes | 2014 | Walk-Up Apartments | 26 | 72000 | 1 | 6 | 66 | 66 | 1940
4002010001 | 41 15 50 AVENUE Queens, NY 11104 (40.74489336663561, -73.92054134530679) | Con Edison | EMKAY RLTY. CO. LLC -Att: JUST MGMT. | EMKAY REALTY CO LLC | 103 26 68TH ROAD FOREST HILLS, NY 11375 (40.720707263029794, -73.84628429608335) | CB222302Z | 7/7/05 | FEDERAL-FST-150 | 1 | 5.02 | 2002 | 2037 | DUAL FUEL | 5 to 10 years old | IC DEG-63 | #6 | 68730 | 48111 | 10310 | 7217 | Yes | 2021 | Condominiums | 26 | 93000 | 1 | 6 | 60 | 60 | 1942
4022340001 | 110 15 71 ROAD Queens, NY 11375 (40.720707263029794, -73.84628429608335) | National Grid | ETC.MANAGEMENT | FAIRFAX OWNERS CP | 110 15 71ST ROAD FOREST HILLS, NY 11375 (40.720707263029794, -73.84628429608335) | CA440688N | 7/5/05 | FEDERAL FST 150 | 1 | 6.3 | 1988 | 2023 |  | 21 to 26 years old | ICI DEG 63P | #6 | 68730 | 48111 | 10310 | 7217 | Yes | 2014 | Condominiums | 29 | 79734 | 1 | 6 | 72 | 72 | 1957 |  | YES
4005850035 | 34 20 30 STREET Queens, NY 11106 (40.761699790013324, -73.9316632529567) | Con Edison | J & M HOLDING CO | QUINN, MATTHEW | 416 FLORAL PARK NY 11022 (40.78753800037845, -73.72455600025916) | CA288585R | 7/5/05 | FEDERAL FST-150 | 1 | 6.3 | 1985 | 2020 |  | 21 to 26 years old | INDUSTRIAL COMBU DEG-63(P) | #6 | 68730 | 48111 | 10310 | 7217 | Yes | 2015 | Walk-Up Apartments | 26 | 62640 | 1 | 6 | 84 | 84 | 1929
4050500039 | 144 90 41 AVENUE Queens, NY 11355 (40.7512997969481, -73.82147854789662) | Con Edison | KALED MANAGEMENT CORP. | HEWLETT ASSOCIATES | 7001 BRUSH HOLLOW RD WESTBURY, NY 11590 (40.77841790737546, -73.55890314606256) | CB101103J | 7/4/05 | FEDERAL-FST 150 (NEW) | 1 | 5.02 | 2003 | 2038 | DUAL FUEL | 5 to 10 years old | I.C DEG 63 (NEW) | #6 | 68730 | 48111 | 10310 | 7217 | Yes | 2020 | Elevator Apartments | 20 | 85602 | 1 | 6 | 101 | 101 | 1972
4030840046 | 64 41 SAUNDERS STREET Queens, NY 11374 (40.72646491702238, -73.86148084756303) | National Grid | SHERWOOD APT OWNERS CORP. | SHERWOOD APARTMENT OW | 805 3 AVENUE MANHATTAN, NY 10022 (40.755592969327324, -73.9708898396616) | CA129789K | 7/5/05 | BEST 5C-150 | 1 | 6.3 | 1989 | 2024 |  | 21 to 26 years old | ICI DEG63P | #6 | 68730 | 48111 | 10310 | 7217 | Yes | 2014 | Condominiums | 29 | 106140 | 1 | 6 | 104 | 104 | 1952 |  | YES
4001560005 | 41 15 45TH STREET Queens, NY 11104 (40.74489336663561, -73.92054134530679) | Con Edison | SUNNYSIDE OWNERS CORP. %SUPERIOR RLTY. | PATRICK NOLAN | 190312 BROOKLYN NY 11219 (40.63277295540763, -73.99667681118586) | CB201801Z | 7/5/05 | BEST 5D-150 | 1 | 6.3 | 2001 | 2036 | DUAL FUEL | 5 to 10 years old | INDUSTRIAL COMBUSTION DEG-63 (P) | #6 | 68730 | 48111 | 10310 | 7217 | Yes | 2016 | Elevator Apartments | 26 | 250000 | 4 | 6 | 320 | 320 | 1943 |  | YES
4001560005 | 41 30 46 STREET Queens, NY 11104 (40.74489336663561, -73.92054134530679) | Con Edison | SUNNYSIDE OWNRS % SUPERIOR RLTY. | PATRICK NOLAN | 190312 BROOKLYN NY 11219 (40.63277295540763, -73.99667681118586) | CB065403K | 7/4/05 | BEST 5D-150 (NEW) | 1 | 5.02 | 2003 | 2038 | DUAL FUEL | 5 to 10 years old | IC-DEG-63P (NEW) | #6 | 68730 | 48111 | 10310 | 7217 | Yes | 2016 | Elevator Apartments | 26 | 250000 | 4 | 6 | 320 | 320 | 1943 |  | YES
4021010001 | 98 09 64 ROAD Queens, NY 11374 (40.72646491702238, -73.86148084756303) | National Grid | WALDEN TERRACE INC | WALDEN TERRACE, INC. | 98 10 64 AVENUE QUEENS, NY 11374 (40.72646491702238, -73.86148084756303) | CA090399J | 7/6/05 | EXISTING NATIONAL CA-6015 | 1 | 6.3 | 1999 | 2034 | DUAL FUEL | 11 to 15 years old | I.C. DEG-63 (S) | #6 | 68730 | 48111 | 10310 | 7217 | Yes | 2021 | Walk-Up Apartments | 29 | 141920 | 2 | 8 | 146 | 146 | 1949 |  | YES
4021010024 | 98 40 64 AVENUE Queens, NY 11374 (40.72646491702238, -73.86148084756303) | National Grid | WALDEN TERRACE INC. | WALDEN TERRACE, INC. | 98 10 64 AVENUE N Y 11374 (40.72646491702238, -73.86148084756303) | CB147001Z | 7/6/05 | NATIONAL CA-6015 | 1 | 6.65 | 2001 | 2036 | DUAL FUEL | 5 to 10 years old | INDUSTRIAL COMB. DEG-63 S | #6 | 68730 | 48111 | 10310 | 7217 | Yes | 2021 | Office Buildings | 29 | 141920 | 2 | 8 | 146 | 146 | 1949 |  | YES
4021010024 | 98 41 64 ROAD Queens, NY 11374 (40.72646491702238, -73.86148084756303) | National Grid | WALDEN TERRACE INC. | WALDEN TERRACE, INC. | 98 10 64 AVENUE QUEENS, NY 11374 (40.72646491702238, -73.86148084756303) | CA216795M | 7/6/05 | NATIONAL CA-6015 | 1 | 6.3 | 1995 | 2030 | DUAL FUEL | 11 to 15 years old | I.C. DEG-63(S) | #6 | 68730 | 48111 | 10310 | 7217 | Yes | 2021 | Office Buildings | 29 | 141920 | 2 | 8 | 146 | 146 | 1949 |  | YES
4021000029 | 98 51 64 AVENUE Queens, NY 11374 (40.72646491702238, -73.86148084756303) | National Grid | WALDEN TERRACE INC. | WALDEN TERRACE, INC. | 98 10 64 AVENUE QUEENS, NY 11374 (40.72646491702238, -73.86148084756303) | CA090599Y | 7/6/05 | EXISTING NATIONAL CA-6015 | 1 | 6.3 | 1999 | 2034 | DUAL FUEL | 11 to 15 years old | ICI DEG 63(S) | #6 | 68730 | 48111 | 10310 | 7217 | Yes | 2020 | Elevator Apartments | 29 | 141920 | 2 | 8 | 144 | 144 | 1949 |  | YES
4021000015 | 98 22 63 DRIVE Queens, NY 11374 (40.72646491702238, -73.86148084756303) | National Grid | WALDEN TERRACE INC. | WALDEN TERRACE, INC. | 98 22 64 AVENUE REGO PARK, NY 11374 (40.72646491702238, -73.86148084756303) | CA130998P | 7/5/05 | NATIONAL CA-6015 | 1 | 6.3 | 1998 | 2033 | DUAL FUEL | 11 to 15 years old | INDUSTRIAL COMBUSTION DEG-63 S | #6 | 68730 | 48111 | 10310 | 7217 | Yes | 2020 | Elevator Apartments | 29 | 117920 | 2 | 8 | 114 | 114 | 1949 |  | YES
4050230045 | 143 25 41 AVENUE Queens, NY 11355 (40.7512997969481, -73.82147854789662) | Con Edison | DITMAS MANAGEMENT CORP. | PHYLLIS SIRULNICK RLT | 3333 NEW HYDE PARK RD NEW HYDE PARK, NY 11042 (40.76777693407245, -73.69087749435245) | CA144398Z | 7/5/05 | BEST 50-150 | 1 | 6.3 | 1998 | 2033 | DUAL FUEL | 11 to 15 years old | INDUSTRIAL COMB. DEG 63 P | #6 | 68730 | 48111 | 10309 | 7217 | Yes | 2013 | Walk-Up Apartments | 20 | 98564 | 1 | 6 | 110 | 113 | 1963
4004230005 | 42 15 CRESCENT STREET Queens, NY 11101 (40.74570244980828, -73.93866902925225) | Con Edison | L.I.C.ASSOCIATES | 42-15 CRESCENT LLC | 485 SEVENTH AVE MANHATTAN, NY 10018 (40.75248351249917, -73.9895590567478) | CA567386X | 7/6/05 | FEDERAL FST-150 | 1 | 6.3 | 1986 | 2021 |  | 21 to 26 years old | ICI DEG-63P | #6 | 68730 | 48111 | 10309 | 7217 | Yes | 2013 | Elevator Apartments | 26 | 114750 | 1 | 9 | 0 | 34 | 1955
4005790082 | 31 62 29 STREET Queens, NY 11106 (40.761699790013324, -73.9316632529567) | Con Edison | PAPPAS REALTY CO. | 29ST., PVP LIMITED PA | 33 20 ASTORIA, NY 11106 (40.761699790013324, -73.9316632529567) | CA183384J | 7/6/05 | ROCKMILLS MP-150 | 1 | 6.3 | 1984 | 2019 |  | 26 to 30 years old | IND. COMB. DEG-63 P | #6 | 68730 | 48111 | 10309 | 7217 | Yes | 2019 | Condominiums | 22 | 85422 | 1 | 6 | 91 | 91 | 1940
4021000021 | 98 34 63 DRIVE Queens, NY 11374 (40.72646491702238, -73.86148084756303) | National Grid | WALDEN TERRACE | WALDEN TERRACE, INC. | 98 10 REGO PARK, NY 11374 (40.72646491702238, -73.86148084756303) | CA094598K | 7/5/05 | NATIONAL #CA 6015 | 1 | 6.3 | 1998 | 2033 | DUAL FUEL | 11 to 15 years old | INDUSTRIAL COMB. DEG-63 (S) | #6 | 68730 | 48111 | 10309 | 7217 | Yes | 2020 | Educational Structures | 29 | 141920 | 2 | 8 | 144 | 144 | 1949 |  | YES
4021010001 | 98 10 64 AVENUE Queens, NY 11374 (40.72646491702238, -73.86148084756303) | National Grid | WALDEN TERRACE /BROADWALL MGMT | WALDEN TERRACE, INC. | 98 10 64 AVENUE REGO PARK, NY 11374 (40.72646491702238, -73.86148084756303) | CA069486L | 7/5/05 | NATIONAL (NRC) CA-6015 | 1 | 6.3 | 1986 | 2021 |  | 21 to 26 years old | IND. COMB. DEG-63 (S) | #6 | 68730 | 48111 | 10309 | 7217 | Yes | 2021 | Warehouses | 29 | 141920 | 2 | 8 | 146 | 146 | 1949 |  | YES
4021010016 | 98 26 64 AVENUE Queens, NY 11374 (40.72646491702238, -73.86148084756303) | National Grid | WALDEN TERRACE CORP. | WALDEN TERRACE, INC. | 98 10 64 AVENUE N Y 11374 (40.72646491702238, -73.86148084756303) | CB137300X | 7/6/05 | NATIONAL CA 6015 | 1 | 6.65 | 2000 | 2035 | DUAL FUEL | 5 to 10 years old | INDUSTRIAL COMB. DEG-63 S | #6 | 68730 | 48111 | 10309 | 7217 | Yes | 2021 | Office Buildings | 29 | 141920 | 2 | 8 | 146 | 146 | 1949 |  | YES
4021000021 | 98 33 64 AVENUE Queens, NY 11374 (40.72646491702238, -73.86148084756303) | National Grid | WALDEN TERRACE INC | WALDEN TERRACE, INC. | 98 10 64 AVENUE N Y 11374 (40.72646491702238, -73.86148084756303) | CB137200H | 7/6/05 | NATIONAL CA 6015 | 1 | 8.86 | 2000 | 2035 | DUAL FUEL | 5 to 10 years old | IND COMB. DEG-63 S | #6 | 68730 | 48111 | 10309 | 7217 | Yes | 2020 | Elevator Apartments | 29 | 141920 | 2 | 8 | 144 | 144 | 1949 |  | YES
4021010016 | 98 25 64 ROAD Queens, NY 11374 (40.72646491702238, -73.86148084756303) | National Grid | WALDEN TERRACE INC. | WALDEN TERRACE, INC. | 98 10 64 AVENUE REGO PARK, NY 11374 (40.72646491702238, -73.86148084756303) | CA069386Y | 7/5/05 | NATIONAL (NRC) CA-6015 | 1 | 6.3 | 1986 | 2021 |  | 21 to 26 years old | IND. COMB. DEG-63 (S) | #6 | 68730 | 48111 | 10309 | 7217 | Yes | 2021 | Elevator Apartments | 29 | 141920 | 2 | 8 | 146 | 146 | 1949 |  | YES
4021000029 | 98 50 63 DRIVE Queens, NY 11374 (40.72646491702238, -73.86148084756303) | National Grid | WALDEN TERRACE INC. | WALDEN TERRACE, INC. | 98 10 64 AVENUE REGO PARK, NY 11374 (40.72646491702238, -73.86148084756303) | CA069586Z | 7/5/05 | NATIONAL CA-6015 | 1 | 6.3 | 1986 | 2021 |  | 21 to 26 years old | IND. COMB. DEG-63 (S) | #6 | 68730 | 48111 | 10309 | 7217 | Yes | 2020 | Elevator Apartments | 29 | 141920 | 2 | 8 | 144 | 144 | 1949 |  | YES
4021000015 | 98 19 64 AVENUE Queens, NY 11374 (40.72646491702238, -73.86148084756303) | National Grid | WALDEN TERRACE, INC. | WALDEN TERRACE, INC. | 98 10 64 AVENUE QUEENS, NY 11374 (40.72646491702238, -73.86148084756303) | CA134995H | 7/5/05 | NATIONAL CA-6015 | 1 | 8.9 | 1995 | 2030 | DUAL FUEL | 11 to 15 years old | INDUSTRIAL COMB. DEG-63 (S) | #6 | 68730 | 48111 | 10309 | 7217 | Yes | 2020 | Condominiums | 29 | 117920 | 2 | 8 | 114 | 114 | 1949 |  | YES
4107410178 | 94 05 222 STREET Queens, NY 11428 (40.721396964798146, -73.74193729726841) | National Grid | ALBERT,RICHARD | 222 REALTY LLC | 233 32nd ST NEW YORK, NY 10016 (40.74392196678025, -73.97779592460455) | CA286183P | 7/6/05 | KEWANEE 586 2X | 1 | 10.32 | 1983 | 2018 |  | 26 to 30 years old | HEV-E-OIL DEG 63 (S) | #6 | 68620 | 48034 | 10293 | 7205 | Yes | 2021 | Elevator Apartments | 23 | 79137 | 3 | 6 | 64 | 64 | 1931
4118860016 | 132 10 SOUTH CONDUIT AVENUE Queens, NY 11430 (40.64722932617252, -73.78637495254196) | National Grid | PATEL ANIL | WEST CANYON LLC C/O J | 132 10 SOUTH CONDUIT AVENUE JAMAICA, NY 11430 (40.64722932617252, -73.78637495254196) | CA016077L | 7/6/05 | BURNHAM BSM-100 | 1 | 3.8 | 1977 | 2012 |  | 31 to 35 years old | ICI AM5CM | #4 | 68300 | 47810 | 9904 | 6932 |  |  | Loft Buildings | 28 | 29000 | 1 | 2 | 0 | 1 | 1959
4005680012 | 31 41 23 STREET Queens, NY 11106 (40.761699790013324, -73.9316632529567) | Con Edison | CATHERINE SHERIDEN DEVELOPMENT | CATHERIN SHERIDAN HOU | 31 41 23 STREET ASTORIA, NY 11106 (40.761699790013324, -73.9316632529567) | CB106807N | 7/6/05 | FEDERAL FST - 150 (NEW) | 2 | 5 | 2007 | 2042 | DUAL FUEL | Fewer than 5 years old | ICI DEG - 63P (NEW) | #4 | 67200 | 47040 | 9744 | 6821 | Yes | 2018 | Elevator Apartments | 22 | 202800 | 1 | 11 | 241 | 241 | 1979
4050030028 | 144 50 35 AVENUE Queens, NY 11354 (40.76862022064671, -73.82719028070687) | Con Edison | LSB, 35 94TH, LLC%CH. SCHWEID | LSB 35TH-94TH LLC | 165 BLYTHEBOURNE STA BROOKLYN, NY 11219-0003 (40.63277295540763, -73.99667681118586) | CA229196N | 7/7/05 | ROCKMILLS MP-175 | 1 | 7 | 1996 | 2031 | DUAL FUEL | 11 to 15 years old | ICI DEG 84P | #6 | 67160 | 47012 | 10074 | 7052 | Yes | 2013 | Walk-Up Apartments | 20 | 68250 | 1 | 6 | 84 | 84 | 1951
4067110027 | 150 15 79 AVENUE Queens, NY 11367 (40.730323085042414, -73.82610630716033) | National Grid | METRO MANAGEMENT | 150 15 79 AVE OWNERS | 42 25 21 STREET N Y 11101 (40.74570244980828, -73.93866902925225) | CB066001L | 7/6/05 | GIBRALTAR GCB 225-3 | 1 | 7.75 | 2001 | 2036 | DUAL FUEL | 5 to 10 years old | (NEW) INDUST.COMB.-MEG-63S | #6 | 67000 | 46900 | 10050 | 7035 | Yes | 2021 | Elevator Apartments | 24 | 80200 | 1 | 6 | 75 | 75 | 1965 |  | YES
4002460001 | 34 02 QUEENS BOULEVARD Queens, NY 11101 (40.74570244980828, -73.93866902925225) | Con Edison | QUEENS BLVD ASSO/MERINGOFF | 3402 LAND ACQUISITION | 30 26 STREET MANHATTAN, NY 10010 (40.74275006547988, -73.98664002838736) | CA067387R | 7/6/05 | FEDERAL FST 300 | 1 | 12.6 | 1987 | 2022 | DUAL FUEL | 21 to 26 years old | HEV E DEG 145 P | #6 | 66604 | 46623 | 9991 | 6993 | Yes | 2016 | Elevator Apartments | 26 | 188000 | 1 | 2 | 0 | 3 | 1941
4012750020 | 35 36 76 STREET Queens, NY 11372 (40.75163073936716, -73.88361254528269) | National Grid | 35-36 76TH STREET OWNERS CORP. | 76 TH ST OWNRS CORP | 600 MAMARONECK AVE HARRISON, NY 10528 (40.97181109572365, -73.74294097398212) | CA199786Z | 7/5/05 | ROCKMILLS MP250 | 1 | 10.4 | 1986 | 2021 |  | 21 to 26 years old | HEV-E-OIL DEG 105P | #6 | 66150 | 46305 | 9922 | 6946 | Yes | 2015 | Elevator Apartments | 25 | 108000 | 1 | 6 | 151 | 151 | 1940 |  | YES
4030830061 | 63 84 SAUNDERS STREET Queens, NY 11374 (40.72646491702238, -73.86148084756303) | National Grid | 6384 SAUNDERS OWNERS CORP. | STATE OF NEW YROK MOR | 310 NORTHERN GREAT NECK, NY 11021 (40.77792137116394, -73.72561570266434) | CA063998H | 7/6/05 | FEDERAL FST-250 | 1 | 9.95 | 1998 | 2033 | DUAL FUEL | 11 to 15 years old | INDUSTRIAL COMB. DEG-105 P | #6 | 65700 | 45990 | 9855 | 6898 | Yes | 2013 | Walk-Up Apartments | 29 | 141948 | 1 | 6 | 121 | 121 | 1952 |  | YES
4050530011 | 147 25 SANFORD AVENUE Queens, NY 11355 (40.7512997969481, -73.82147854789662) | Con Edison | ALWALL CONSTRUCTION CORP | ALWALL CONSTRUCT CORP | 227 NASSAU BOULEVARD GARDEN CITY SO, NY 11530 (40.73103166937159, -73.66064081767443) | CA195497Y | 7/5/05 | FEDERAL FST-150 | 1 | 6.3 | 1997 | 2032 | DUAL FUEL | 11 to 15 years old | HEVE (ICI)DEG-63 P | #6 | 65700 | 45990 | 9855 | 6898 | Yes | 2013 | Condominiums | 20 | 76649 | 1 | 6 | 90 | 90 | 1963
4097680001 | 162 05 89 AVENUE Queens, NY 11432 (40.71311535449007, -73.79282099978928) | National Grid | ANURAL SUPERMARKETS | VED PARKASH | 172 14 89 AVENUE JAMAICA, NY 11432 (40.71311535449007, -73.79282099978928) | CA444869K | 7/6/05 | TITUSVILLE W6615 | 1 | 6.3 | 1969 | 2010 |  | 41 - 45 years old | IRON FIREMAN A06-6.3 | #6 | 65700 | 45990 | 9855 | 6898 | Yes | 2018 | Walk-Up Apartments | 24 | 77400 | 1 | 6 | 71 | 71 | 1931
4031560114 | 66 20 WETHEROLE STREET Queens, NY 11374 (40.72646491702238, -73.86148084756303) | National Grid | BEVERLY APARTMENT CORP | BEVERLY APARTMENT COR | 154 WHITESTONE NY 11357 (40.78628404147537, -73.81123206101074) | CA262972L | 7/5/05 | PACIFIC 6081 | 1 | 6.3 | 1972 | 2010 |  | 36 - 40 year old | IRON FIREMAN A0663 | #6 | 65700 | 45990 | 9855 | 6898 | Yes | 2016 | Elevator Apartments | 29 | 75216 | 1 | 6 | 75 | 75 | 1948 |  | YES
4065070030 | 65 21 MAIN STREET Queens, NY 11367 (40.730323085042414, -73.82610630716033) | National Grid | C.U.N.Y. LAW SCHOOL | STATE N Y DORM AUTH | 535 80TH STREET MANHATTAN, NY 10021 (40.76920532766377, -73.959183941086) | CA000290Y | 7/7/05 | H.B.SMITH GHO S18 | 2 | 7.35 | 1990 | 2025 |  | 16 to 20 years old | HEVE DEG 84S | #4 | 65700 | 45990 | 9526 | 6669 | Yes | 2017 | Elevator Apartments | 24 | 130200 | 1 | 3 | 0 | 1 | 1956
4003730021 | 37 01 31 STREET Queens, NY 11101 (40.74570244980828, -73.93866902925225) | Con Edison | FIESTA REALTY INC. | TRUMBULL EQUITIES LLC | 37 01 31 STREET LONG ISLANS CIT, NY 11101 (40.74570244980828, -73.93866902925225) | CA476970L | 7/7/05 | PACIFIC 6082 | 1 | 7.7 | 1970 | 2010 |  | 36 - 40 year old | HEV-E-OIL AM7E | #6 | 65700 | 45990 | 9855 | 6898 | Yes | 2013 | Walk-Up Apartments | 26 | 109500 | 1 | 5 | 0 | 1 | 1930
4051400006 | 136 04 CHERRY AVENUE Queens, NY 11355 (40.7512997969481, -73.82147854789662) | Con Edison | GARDEN PLAZA MGMT CORP. | KOJI SONODA | 136 04 CHERRY AVE FLUSHING, NY 11355 (40.7512997969481, -73.82147854789662) | CA310588K | 7/4/05 | FEDERAL FST-150 | 1 | 6.2 | 1988 | 2023 |  | 21 to 26 years old | HEVE MMG 63-P | #4 | 65700 | 45990 | 9526 | 6669 | Yes | 2020 | Walk-Up Apartments | 20 | 74807 | 2 | 6 | 81 | 88 | 1960
4077480500 | 75 26 BELL BOULEVARD Queens, NY 11364 (40.745924680379744, -73.75790275560763) | National Grid | INSIGNIA RESIDENTIAL GROUP | SYLVIA Y. RODMAN | 675 3 AVE MANHATTAN, NY 10017 (40.75129610835038, -73.97404990585339) | CA142771Z | 7/6/05 | PACIFIC 60L1 | 2 | 6 | 1971 | 2010 |  | 36 - 40 year old | ENTERPRISE A-LPC SIZE H3 | #6 | 65700 | 45990 | 9855 | 6898 | Yes | 2018 | Office Buildings | 23 | 644836 | 13 | 6 | 567 | 567 | 1965 |  | YES
4033340186 | 77 16 AUSTIN STREET Queens, NY 11375 (40.720707263029794, -73.84628429608335) | National Grid | KALED MANAGEMENT CORP | 77 16 20 EQUITIES COR | 820 2ND AVE MANHATTAN, NY 10017 (40.75090969894791, -73.97140174497622) | CA279390M | 7/6/05 | FEDERAL FST 150 | 1 | 6.27 | 1990 | 2025 |  | 16 to 20 years old | HEVE MMG 63P | #6 | 65700 | 45990 | 9855 | 6898 | Yes | 2014 | Elevator Apartments | 29 | 76681 | 1 | 6 | 72 | 72 | 1929 |  | YES
4081780008 | 241 20 NORTHERN BOULEVARD Queens, NY 11362 (40.759074216601846, -73.73430017711144) | Con Edison | MANOR HOUSE OWNERS CORP. | MANOR HOUSE OWNERS CO | 525 NORTHERN BOULEVARD GREAT NECK, NY 11021 (40.78044343439012, -73.7202840547348) | CA303391L | 7/5/05 | ROCKMILLS MP 175 | 1 | 7 | 1991 | 2026 |  | 16 to 20 years old | I. C. DEG-84P | #6 | 65700 | 45990 | 9855 | 6898 | Yes | 2018 | Elevator Apartments | 19 | 113332 | 1 | 6 | 89 | 89 | 1964 |  | YES
4002370001 | 48 49 35 STREET Queens, NY 11101 (40.74570244980828, -73.93866902925225) | Con Edison | MATSIL BROTHERS INC. | MATSIL BROS INC | 48 49 35 STREET L I C, NY 11101 (40.74570244980828, -73.93866902925225) | CA323894L | 7/5/05 | FEDERAL FST 175 | 2 | 7 | 1994 | 2029 |  | 16 to 20 years old | HEVE DEG 84 P | #6 | 65700 | 45990 | 9855 | 6898 | Yes | 2017 | Elevator Apartments | 26 | 256000 | 1 | 3 | 0 | 5 | 1949
4015260001 | 80 20 Queens, NY 11373 (40.73871040256307, -73.87835115518163) | National Grid | MEGALOPIS PROP ASSOC | MEGALOPOLIS PROPERTYA | 42 01 235 STREET DOUGLASTON, NY 11363 (40.772398418252465, -73.74679788741253) | CA087580R | 7/5/05 | ROCKMILLS MP4-133 | 1 | 8 | 1980 | 2015 |  | 26 to 30 years old | ICI DEG 54P | #6 | 65700 | 45990 | 9855 | 6898 | Yes | 2016 | Elevator Apartments | 25 | 73995 | 1 | 6 | 71 | 71 | 1930
4008460042 | 21 24 31 STREET Queens, NY 11105 (40.780092072491186, -73.90960650023976) | Con Edison | ONEOTA ASSOCIATES LLC | ONEOTA ASSOCIATES LLC | 80 CUTTERMILL RD GREAT NECK, NY 11021-3108 (40.78505695640047, -73.73184034281127) | CA268591P | 7/5/05 | ROCKMILLS MP-175 | 1 | 7 | 1991 | 2026 |  | 16 to 20 years old | HEVE- DEG 84 (P) | #6 | 65700 | 45990 | 9855 | 6898 | Yes | 2016 | Elevator Apartments | 22 | 87376 | 1 | 6 | 116 | 116 | 1929
4008460048 | 21 38 31 STREET Queens, NY 11105-2661 (40.77723600014144, -73.90941600044789) | Con Edison | ONEOTA ASSOCIATES, LLC | ONEOTA ASSOCIATES LLC | 80 CUTTERMILL RD GREAT NECK, NY 11021-3108 (40.78505695640047, -73.73184034281127) | CA268691M | 7/5/05 | ROCKMILLS MP-175 HP | 1 | 7 | 1991 | 2026 |  | 16 to 20 years old | HEVE DEG 84 P | #6 | 65700 | 45990 | 9855 | 6898 | Yes | 2016 | Condominiums | 22 | 87396 | 1 | 6 | 116 | 116 | 1929
4033590023 | 123 35 82 ROAD Queens, NY 11415 (40.708286075142325, -73.82855612156771) | National Grid | RACHLIN MGMT CORP. | G MADISON LLC | 109 15 14 AVENUE COLLEGE POINT, NY 11356 (40.7849280967543, -73.84181070040347) | CA271494K | 7/5/05 | FEDERAL FST-250 | 1 | 10.5 | 1994 | 2029 |  | 16 to 20 years old | INDUSTRIAL COMB. DEG-105 (P) | #6 | 65700 | 45990 | 9855 | 6898 | Yes | 2019 | Elevator Apartments | 29 | 150507 | 1 | 6 | 129 | 134 | 1948 |  | YES
4018720011 | 92 30 56 AVENUE Queens, NY 11373 (40.73871040256307, -73.87835115518163) | National Grid | TOLEDO COURT MUTUAL HSG CORP INC. | TOLEDO COURT MUTUAL H | 50 17TH ST NEW YORK, NY 10011-5702 (40.73891274307704, -73.99459526011185) | CA413684M | 7/7/05 | FEDERAL FST-150 | 1 | 6.3 | 1984 | 2019 |  | 26 to 30 years old | HEV-E DEG-63-P | #6 | 65700 | 45990 | 9855 | 6898 | Yes | 2022 | Churches, Synagogues, etc. | 25 | 100796 | 1 | 6 | 81 | 82 | 1962 |  | YES
4077320150 | 73 55 210 STREET Queens, NY 11364 (40.745924680379744, -73.75790275560763) | National Grid | W.P. OWNERS CORP. | BARBU, JULIETTA | 213 05 75 AVE OAKLAND GARDENS, NY 11364-3317 (40.73817800031463, -73.75958400040116) | CB234000L | 7/5/05 | FEDERAL FST-150 | 1 | 6.3 | 2000 | 2035 | DUAL FUEL | 5 to 10 years old | HEVE (ICI) DEG-63 P | #6 | 65700 | 45990 | 9855 | 6898 | Yes | 2022 | Elevator Apartments | 23 | 243396 | 8 | 6 | 270 | 270 | 1952 |  | YES
4077320150 | 212 03 75 AVENUE Queens, NY 11364 (40.745924680379744, -73.75790275560763) | National Grid | WINDSOR PARK OWNERS CORP. | BARBU, JULIETTA | 231 05 75TH AVENUE BAYSIDE, NY 11364 (40.745924680379744, -73.75790275560763) | CA137599J | 7/6/05 | FEDERAL FST-150 | 1 | 6.3 | 1999 | 2034 | DUAL FUEL | 11 to 15 years old | (NEW)HEVE/ICI DEG-63 P | #6 | 65700 | 45990 | 9855 | 6898 | Yes | 2022 | Elevator Apartments | 23 | 243396 | 8 | 6 | 270 | 270 | 1952 |  | YES
4077480500 | 75 40 BELL BOULEVARD Queens, NY 11364 (40.745924680379744, -73.75790275560763) | National Grid | WINSOR PARK CORP. | SYLVIA Y. RODMAN | 213 05 75TH AVENUE BAYSIDE, NY 11364 (40.745924680379744, -73.75790275560763) | CA137699R | 7/6/05 | FEDERAL FST-150 | 1 | 6.3 | 1999 | 2034 | DUAL FUEL | 11 to 15 years old | (NEW)HEVE/ICI DEG-63 P | #6 | 65700 | 45990 | 9855 | 6898 | Yes | 2018 | Elevator Apartments | 23 | 644836 | 13 | 6 | 567 | 567 | 1965 |  | YES
4077320002 | 213 08 73 AVENUE Queens, NY 11364 (40.745924680379744, -73.75790275560763) | National Grid | WP OWNERS CORP%INSIGNIA RESIDENTIAL | W P OWNERS CORP |  | CB171100N | 7/6/05 | FEDERAL FST 150 | 1 | 6.3 | 2000 | 2035 | DUAL FUEL | 5 to 10 years old | HEVE (ICI) DEG-63P | #6 | 65700 | 45990 | 9855 | 6898 | Yes | 2022 | Elevator Apartments | 23 | 486792 | 14 | 6 | 583 | 583 | 1952 |  | YES
4077320002 | 73 50 BELL BOULEVARD Queens, NY 11364 (40.745924680379744, -73.75790275560763) | National Grid | WP OWNERS CORP./AKAM ASSOC. | W P OWNERS CORP |  | CB249200H | 7/5/05 | FEDERAL FST-150 | 1 | 6.3 | 2000 | 2035 | DUAL FUEL | 5 to 10 years old | HEVE (ICI) DEG-63 P | #6 | 65700 | 45990 | 9855 | 6898 | Yes | 2022 | Elevator Apartments | 23 | 486792 | 14 | 6 | 583 | 583 | 1952 |  | YES
4077320002 | 213 01 75 AVENUE Queens, NY 11364 (40.745924680379744, -73.75790275560763) | National Grid | WP OWNERS CORP/AKAM ASSOC. | W P OWNERS CORP | 213 05 75th AVENUE N Y 11364 (40.745924680379744, -73.75790275560763) | CB234400Y | 7/5/05 | FEDERAL FST-150 | 1 | 6.3 | 2000 | 2035 | DUAL FUEL | 5 to 10 years old | HEVE (ICI) DEG-63 P | #6 | 65700 | 45990 | 9855 | 6898 | Yes | 2022 | Loft Buildings | 23 | 486792 | 14 | 6 | 583 | 583 | 1952 |  | YES
4077480400 | 75 05 210 STREET Queens, NY 11364 (40.745924680379744, -73.75790275560763) | National Grid | WP OWNERS CORP/AKAM ASSOCIATES | DEJESU, JAMES | 213 05 75th AVENUE SUITE #1M N Y 11364 (40.745924680379744, -73.75790275560763) | CB234800R | 7/5/05 | FEDERAL FST 150 | 1 | 6.3 | 2000 | 2035 | DUAL FUEL | 5 to 10 years old | HEVE (ICI) DEG 63 P | #6 | 65700 | 45990 | 9855 | 6898 | Yes | 2018 | Elevator Apartments | 23 | 243396 | 7 | 6 | 270 | 270 | 1965 |  | YES
4077380001 | 73 11 BELL BOULEVARD Queens, NY 11364 (40.745924680379744, -73.75790275560763) | National Grid | WP OWNERS%INSIGNIA MGMT | WINDSOR PARK OWNERS C |  | CB172900H | 7/6/05 | FEDERAL FST-150 | 1 | 6.3 | 2000 | 2035 | DUAL FUEL | 5 to 10 years old | HEVE (ICI) DEG-63 P | #6 | 65700 | 45990 | 9855 | 6898 | Yes | 2018 | Office Buildings | 23 | 162264 | 5 | 6 | 180 | 180 | 1952 |  | YES
4022250019 | 71 36 110 STREET Queens, NY 11375 (40.720707263029794, -73.84628429608335) | National Grid | 7136 OWNERS CORP. | 7136 OWNERS CORP | 42 25 21st STREET LIC, NY 11101 (40.74570244980828, -73.93866902925225) | CA117176J | 7/7/05 | PACIFIC 6082 | 1 | 6.3 | 1976 | 2011 |  | 31 to 35 years old | ICI DE 63 | #6 | 65408 | 45786 | 9811 | 6868 | Yes | 2015 | Elevator Apartments | 29 | 80282 | 1 | 7 | 72 | 84 | 1949 |  | YES
4020930133 | 62 10 99 STREET Queens, NY 11374 (40.72646491702238, -73.86148084756303) | National Grid | CONCORD ASSOCIATIES LLC. | CONCORD ASSOCIATES | 62 10 99 STREET REGO PARK, NY 11374 (40.72646491702238, -73.86148084756303) | CA450885L | 7/5/05 | BEST 4C-150 | 1 | 6.7 | 1985 | 2020 |  | 21 to 26 years old | IND. COMB. MMG-63 (P) | #4 | 65408 | 45786 | 9484 | 6639 | Yes | 2013 | Elevator Apartments | 25 | 81570 | 1 | 6 | 85 | 85 | 1968
4049940051 | 34 20 PARSONS BOULEVARD Queens, NY 11354 (40.76862022064671, -73.82719028070687) | Con Edison | CLARIDGE OWNERS,INC. | SUH, KWANG I | 60 MORROW AVENUE SCARSDALE, NY 10583 (40.982434334576176, -73.82958565209285) | CA303789L | 7/6/05 | FEDERAL FST 200 | 1 | 7.7 | 1989 | 2024 |  | 21 to 26 years old | IRON FIREMAN EED-GO-2-8.5 RK | #4 | 65000 | 45500 | 9425 | 6598 | Yes | 2014 | Elevator Apartments | 20 | 130500 | 1 | 6 | 141 | 141 | 1962 |  | YES
4050510001 | 144 07 SANFORD AVENUE Queens, NY 11355 (40.7512997969481, -73.82147854789662) | Con Edison | CORAL GNDS/ERGOS MGMT. GRP | CORAL GARDENS OWNERS | 42 01 235TH STREET DOUGLASTON, NY 11363 (40.772398418252465, -73.74679788741253) | CA201291R | 7/4/05 | ROCKMILLS MP-150 | 1 | 6.3 | 1991 | 2026 |  | 16 to 20 years old | ICI DEG-63 P | #6 | 65000 | 45500 | 9750 | 6825 | Yes | 2021 | Walk-Up Apartments | 20 | 71036 | 1 | 6 | 84 | 84 | 1951 |  | YES
4033160010 | 117 14 UNION TURNPIKE Queens, NY 11415 (40.708286075142325, -73.82855612156771) | National Grid | KEW GARDENS /KALED MGMT CORP. | KEW GARDENS TERRACE O | 117 14 UNION KEW GARDENS, NY 11375 (40.720707263029794, -73.84628429608335) | CA402090L | 7/7/05 | FEDERAL FST-200 | 1 | 8.19 | 1990 | 2025 |  | 16 to 20 years old | ICI DEG-84P | #6 | 65000 | 45500 | 9750 | 6825 | Yes | 2016 | Elevator Apartments | 29 | 121727 | 1 | 6 | 108 | 108 | 1923 |  | YES
4057400139 | 163 04 WILLETS POINT BOULEVARD Queens, NY 11357 (40.78628404147537, -73.81123206101074) | Con Edison | CLEARVIEW GARDENS FOURTH CORP | 16TH AVE AND WILLETS | 160 70 WILLETS POINT BOULEVARD WHITESTONE, NY 11357 (40.78628404147537, -73.81123206101074) | CA081699R | 7/4/05 | H.B. SMITH 450 W 22 | 2 | 8.15 | 1999 | 2034 | DUAL FUEL | 11 to 15 years old | I.C. 42-P | #6 | 64240 | 44968 | 9636 | 6745 | Yes | 2020 | Walk-Up Apartments | 19 | 229508 | 14 | 2 | 240 | 240 | 1951 |  | YES
4057300001 | 16 20 166 STREET Queens, NY 11357 (40.78628404147537, -73.81123206101074) | Con Edison | JAMES MARSANIA | CLEARVIEW GARDENS FOU | 160 70 WILLETS POINT BOULEVARD WHITESTONE, NY 11357 (40.78628404147537, -73.81123206101074) | CA081799Y | 7/7/05 | H.B. SMITH 450 W 20 | 1 | 4.07 | 1999 | 2034 | DUAL FUEL | 11 to 15 years old | I.C. DEG-42P | #6 | 64240 | 44968 | 9636 | 6745 | Yes | 2020 | Walk-Up Apartments | 19 | 76088 | 45 | 2 | 88 | 88 | 1952 |  | YES
4057870001 | 21 17 UTOPIA PARKWAY Queens, NY 11357 (40.78628404147537, -73.81123206101074) | Con Edison | JAMES MARSARIA | CLEARVIEW GARDENS FIR | 160 70 WILLETS POINT BOULEVARD QUEENS, NY 11357 (40.78628404147537, -73.81123206101074) | CA081999Z | 7/7/05 | H.B. SMITH 450 W 20 | 1 | 4.07 | 1999 | 2034 | DUAL FUEL | 11 to 15 years old | I.C. DEG-42P | #6 | 64240 | 44968 | 9636 | 6745 | Yes | 2017 | Walk-Up Apartments | 19 | 180608 | 8 | 2 | 212 | 212 | 1951 |  | YES
4057870001 | 199 50 21 AVENUE Queens, NY 11357 (40.78628404147537, -73.81123206101074) | Con Edison | JAMES MARSARIA | CLEARVIEW GARDENS FIR | 160 70 WILLETS POINT BOULEVARD WHITESTONE, NY 11357 (40.78628404147537, -73.81123206101074) | CA082399J | 7/7/05 | H.B. SMITH 450 L W-20 | 1 | 4.07 | 1999 | 2034 | DUAL FUEL | 11 to 15 years old | I.C. DEG-42P | #6 | 64240 | 44968 | 9636 | 6745 | Yes | 2017 | Factory & Industrial Buildings | 19 | 180608 | 8 | 2 | 212 | 212 | 1951 |  | YES
4057870001 | 199 21 22 AVENUE Queens, NY 11360 (40.78070133439911, -73.78226733686807) | Con Edison | JAMES MARSARIA | CLEARVIEW GARDENS FIR | 160 70 WILLETS PT BOULEVARD FLUSHING, NY 11357 (40.78628404147537, -73.81123206101074) | CA081899L | 7/7/05 | H.B. SMITH 450L-22 | 1 | 4.07 | 1999 | 2034 | DUAL FUEL | 11 to 15 years old | I.C. DEG-42P | #6 | 64240 | 44968 | 9636 | 6745 | Yes | 2017 | Loft Buildings | 19 | 180608 | 8 | 2 | 212 | 212 | 1951 |  | YES
4031040023 | 63 74 AUSTIN STREET Queens, NY 11374 (40.72646491702238, -73.86148084756303) | National Grid | 63-94 AUSTIN REALTY COMPANY LLC | 63-49 AUSTIN REALTY | 1920 NEW YORK, NY 10116 (40.8110019996426, -73.95309800037239) | CB031408Y | 7/7/05 | (EXISTING) FEDERAL FST 200-SP | 1 | 6.6 | 2008 | 2043 | DUAL FUEL | Fewer than 5 years old | ICI DEG 84P (NEW) | #4 | 64058 | 44841 | 9288 | 6502 | Yes | 2014 | Hospitals & Health | 29 | 75246 | 2 | 3 | 84 | 84 | 1950
4050020042 | 141 05 NORTHERN BOULEVARD Queens, NY 11354 (40.76862022064671, -73.82719028070687) | Con Edison | N.B.OWNERS CORP.%METRO MGMT. | N B OWNERS CORP | 42 25 21 STREET QUEENS, NY 11101 (40.74570244980828, -73.93866902925225) | CA152799J | 7/7/05 | FEDERAL FST-200 | 1 | 8.19 | 1999 | 2034 | DUAL FUEL | 11 to 15 years old | I.C. DEG-84P | #4 | 64058 | 44841 | 9288 | 6502 | Yes | 2022 | Walk-Up Apartments | 20 | 117420 | 3 | 6 | 126 | 126 | 1959 |  | YES
4097110032 | 139 21 85 DRIVE Queens, NY 11435 (40.70119264912154, -73.80979665579099) | National Grid | GLENWOOD GREENWOOD OWNERS CORP | GLENWOOD GREENWOOD OW | 92 WASHINGTON AVE CEDARHURST, NY 11516-1909 (40.619284353807224, -73.72667424911485) | CB234901H | #N/A | FEDERAL FST-150 | 1 | 6.3 | 2001 | 2036 | DUAL FUEL | 5 to 10 years old | INDUSTRIAL COMB. DEG-63 P | #6 | 64022 | 44815 | 9603 | 6722 | Yes | 2021 | Elevator Apartments | 24 | 122640 | 2 | 6 | 125 | 125 | 1959 |  | YES
4013140003 | 41 41 51 STREET Queens, NY 11377 (40.74519376448069, -73.9048471440804) | National Grid | OCEANIC II REALTY CO., LLC | OCEANIC II REALTY CO. | 4412 43RD AVENUE SUNNYSIDE, NY 11104-2202 (40.745075319104835, -73.92005780387821) | CA183494K | 7/4/05 | FEDERAL FST 200 | 1 | 8.19 | 1994 | 2029 |  | 16 to 20 years old | I.C.I. DEG 84 P | #4 | 64000 | 44800 | 9280 | 6496 | Yes | 2014 | Elevator Apartments | 26 | 90650 | 1 | 6 | 112 | 112 | 1955
4050140001 | 36 25 PARSONS BOULEVARD Queens, NY 11354 (40.76862022064671, -73.82719028070687) | Con Edison | ANN BENDICK REALTY | 36-25 PARSONS REALTY | 145 HUGUENOT STREET NEW ROCHELLE, NY 10801 (40.91319235913511, -73.77945045104241) | CA330386K | 7/5/05 | ROCKMILLS MP125 | 1 | 5 | 1986 | 2021 |  | 21 to 26 years old | ICI MEG54P | #6 | 64000 | 44800 | 9600 | 6720 | Yes | 2014 | Walk-Up Apartments | 20 | 57620 | 1 | 6 | 67 | 68 | 1963
4050210001 | 142 01 41 AVENUE Queens, NY 11355 (40.7512997969481, -73.82147854789662) | Con Edison | KRUMHOLZ REALTY MGMT. | BK PROPERTY FOUR, LLC | 144 10 ROOSEVELT AVENUE FLUSHING, NY 11354 (40.76862022064671, -73.82719028070687) | CB090108H | 7/7/05 | FEDERAL FST - 200 (NEW) | 1 | 6.6 | 2008 | 2043 | DUAL FUEL | Fewer than 5 years old | ICI DEG - 84P (NEW) | #6 | 64000 | 44800 | 9600 | 6720 | Yes | 2021 | Elevator Apartments | 20 | 102023 | 1 | 6 | 106 | 106 | 1963
4012800001 | 80 08 35 AVENUE Queens, NY 11372 (40.75163073936716, -73.88361254528269) | National Grid | GROWTH MANAGEMENT CO LLC. | 80-08 35TH AVENUE,LLC | 60 HILLSIDE AVENUE MANHAASSET, NY 11030 (40.79673914956106, -73.70158714974565) | CA403686R | 7/6/05 | ROCKMILLS MP 4-162 | 1 | 6.44 | 1986 | 2021 |  | 21 to 26 years old | IND. COMB. DEG-63 | #6 | 63875 | 44712 | 9581 | 6707 | Yes | 2020 | Elevator Apartments | 25 | 73800 | 1 | 6 | 90 | 90 | 1950
4021510127 | 65 10 108 STREET Queens, NY 11375 (40.720707263029794, -73.84628429608335) | National Grid | QUEENS MONTGOMERY OWNERS | QUEENS MONTGOMERY OWN | 393 OLD COUNTRY RD CARLE PLACE, NY 11514 (40.74567236391639, -73.6006724411276) | CA278191P | 7/5/05 | ROCKMILLS MP-100 | 2 | 8.7 | 1991 | 2026 |  | 16 to 20 years old | ICI MEG-42P | #6 | 63510 | 44457 | 9526 | 6669 | Yes | 2021 | Walk-Up Apartments | 29 | 85427 | 1 | 6 | 80 | 81 | 1954 |  | YES
4076190001 | 64 45 218 STREET Queens, NY 11364 (40.745924680379744, -73.75790275560763) | National Grid | JAMES LONERGAN (BD OF ED.) | JOINTLY OWNED PLAYGRO | 44 36 VERNON BLVD L I C, NY 11101 (40.74570244980828, -73.93866902925225) | CA271873K | 7/5/05 | FARRAR & TREFTS 174-0 | 1 | 6 | 1973 | 2010 |  | 36 - 40 year old | PREFERRED BHE6 | #4 | 63218 | 44253 | 9167 | 6417 |  |  | Walk-Up Apartments | 23 | 47000 | 2 | 3 | 0 | 0 | 1954
4024740022 | 51 15 VAN KLEECK STREET Queens, NY 11373 (40.73871040256307, -73.87835115518163) | National Grid | SAMSON MANAGEMENT | 51-15 VAN KLEECK STRE | 97 77 QUEENS BOULEVARD REGO PARK, NY 11374 (40.72646491702238, -73.86148084756303) | CA255381Y | 7/4/05 | PACIFIC - 60L1 | 1 | 6.3 | 1981 | 2016 |  | 26 to 30 years old | INDUSTRIAL COMBUSTION - DEG -63(S) | #6 | 63109 | 44176 | 9466 | 6626 | Yes | 2014 | Office Buildings | 29 | 74600 | 1 | 6 | 88 | 88 | 1960
4050500020 | 144 44 41 AVENUE Queens, NY 11355 (40.7512997969481, -73.82147854789662) | Con Edison | JOSEPH MACARI | BIRCHWOOD APARTMENTS | 95 40 ROOSEVELT AVENUE JACKSON HTS, NY 11372 (40.75163073936716, -73.88361254528269) | CA250684Z | 7/6/05 | ROCKMILLS #MP-4-162 | 1 | 12.6 | 1984 | 2019 |  | 26 to 30 years old | I.C.I. DEG-84P | #6 | 63000 | 44100 | 9450 | 6615 | Yes | 2020 | Elevator Apartments | 20 | 78622 | 1 | 6 | 97 | 97 | 1951 |  | YES
4007220038 | 32 06 47 STREET Queens, NY 11103 (40.76286893025696, -73.91327185810974) | Con Edison | QPI-V LLC | QPI-V LLC | 3110 37TH AVE LONG ISLAND CITY, NY 11101-2112 (40.75489936236671, -73.93099352877657) | CA012196X | 7/6/05 | ROCKMILLS MP-100 | 1 | 4.2 | 1996 | 2031 | DUAL FUEL | 11 to 15 years old | INDUSTRIAL COMB. DEG-42 (P) | #6 | 62917 | 44042 | 9438 | 6606 | Yes | 2022 | Walk-Up Apartments | 26 | 55840 | 1 | 6 | 63 | 66 | 1932
4050500031 | 144 70 41 AVENUE Queens, NY 11355 (40.7512997969481, -73.82147854789662) | Con Edison | 144-70 41ST OWNERS UNC. | 14470 41ST OWNERS INC | 87 14 116TH STREET RICHMOND HILL, NY 11418 (40.69637041236467, -73.84031024991805) | CA135698X | 7/5/05 | BEST 5C-150 | 1 | 6.27 | 1998 | 2033 | DUAL FUEL | 11 to 15 years old | HEVE (ICI) DEG 63 P | #6 | 62415 | 43690 | 9362 | 6554 | Yes | 2020 | Vacant Land | 20 | 95720 | 1 | 6 | 103 | 103 | 1962 |  | YES
4002530027 | 47 02 32 PLACE Queens, NY 11101 (40.74570244980828, -73.93866902925225) | Con Edison | FUTURAMA PAINTING CORP. | BSH LLC | 47 10 32 PLACE QUEENS, NY 11101 (40.74570244980828, -73.93866902925225) | CA061597H | 7/5/05 | CLEAVER BROOKS CB 648 150 | 1 | 6.27 | 1997 | 2032 | DUAL FUEL | 11 to 15 years old | CLEAVER BROOKS CB 648 150 | #4 | 62415 | 43690 | 9050 | 6335 |  |  | Elevator Apartments | 26 | 41130 | 1 | 3 | 0 | 1 | 1931
4064930003 | 67 50 136 STREET Queens, NY 11367 (40.730323085042414, -73.82610630716033) | National Grid | HYDE PARK CORP. | MUKESH K PARIKH | 137 07 JEWEL AVENUE FLUSHING, NY 11367 (40.730323085042414, -73.82610630716033) | CA205569K | 7/7/05 | FEDERAL FLW 1518 | 1 | 5.32 | 1969 | 2010 |  | 41 - 45 years old | IRON FIREMAN | #4 | 62415 | 43690 | 9050 | 6335 | Yes | 2013 | Elevator Apartments | 24 | 161378 | 92 | 2 | 176 | 176 | 1950 |  | YES
4045730001 | 160 15 POWELLS COVE BOULEVARD Queens, NY 11357 (40.78628404147537, -73.81123206101074) | Con Edison | POWELLS AVE OWNERS CORP. | POWELLS COVE OWNERS C | 42 25 21 STREET L I C, NY 11101 (40.74570244980828, -73.93866902925225) | CA618986R | 7/6/05 | ROCKMILLS MP 150 | 1 | 6 | 1986 | 2021 |  | 21 to 26 years old | ICI DEG 63 P | #6 | 62000 | 43400 | 9300 | 6510 | Yes | 2013 | Elevator Apartments | 19 | 77832 | 1 | 4 | 92 | 92 | 1928 |  | YES
4096940052 | 148 25 88 AVENUE Queens, NY 11435 (40.70119264912154, -73.80979665579099) | National Grid | ALFRED S. FRIEDMAN MGMT. CORP. | AMBASSADOR APTS INC | 225 34 STREET MANHATTAN, NY 10001 (40.75132814462002, -73.99133543478304) | CA215172L | 7/5/05 | ROCKMILLS - MP125 | 1 | 5.9 | 1972 | 2010 |  | 36 - 40 year old | IRON FIREMAN-A0-6.6-3 | #6 | 61320 | 42924 | 9198 | 6439 | Yes | 2014 | Walk-Up Apartments | 24 | 50070 | 1 | 6 | 78 | 78 | 1927
4012880051 | 37 55 77 STREET Queens, NY 11372 (40.75163073936716, -73.88361254528269) | National Grid | HARLINGTON REALTY CO., LLC. | CLEARWATER REALTY CO | 156 A 83 STREET MANHATTAN, NY 10028 (40.776344978837756, -73.95296667956859) | CA288685Y | 7/5/05 | FEDERAL FM-1518 | 1 | 7.38 | 1985 | 2020 |  | 21 to 26 years old | ICI DEG-63(S) | #6 | 61320 | 42924 | 9198 | 6439 | Yes | 2018 | Elevator Apartments | 25 | 50958 | 1 | 6 | 57 | 60 | 1931
4050437501 | 136 05 SANFORD AVENUE Queens, NY 11355 (40.7512997969481, -73.82147854789662) | Con Edison | HESPER REALTY ASSOCIATES INC. | LAM, MONITA | 180 VAN CORTLAND PK BRONX, NY 10463 (40.88635077441354, -73.89894814543104) | CA258971H | 7/6/05 | ROCKMILLS MP 175 | 1 | 7.35 | 1971 | 2010 |  | 36 - 40 year old | IRON FIREMAN AO6-9.8 | #6 | 61320 | 42924 | 9198 | 6439 | Yes | 2013 | Walk-Up Apartments | 20 | 102000 | 1 | 6 | 103 | 104 | 1929 | YES
4073480001 | 215 28 47 AVENUE Queens, NY 11361 (40.76418884813688, -73.77232552860022) | Con Edison | INSIGNIA RESIDENTIAL GROUP | ROCKY HILL TENANTS CO | 139 15 83rd AVE briarwood, NY 11435 (40.70119264912154, -73.80979665579099) | CA387667Y | 7/6/05 | FEDERAL FLW-1822 | 1 | 5.6 | 1967 | 2010 |  | 41 - 45 years old | ORR & SEMBOWER 3HC-7 | #6 | 61320 | 42924 | 9198 | 6439 | Yes | 2018 | Condominiums | 19 | 118000 | 10 | 3 | 156 | 156 | 1950 |  | YES
4073470007 | 215 12 47 AVENUE Queens, NY 11361 (40.76418884813688, -73.77232552860022) | Con Edison | INSIGNIA RESIDENTIAL GROUP | ROCKY HILL TENANTS CO | 139 15 83rd AVENUE BRIARWOOD, NY 11435 (40.70119264912154, -73.80979665579099) | CA387867Z | 7/6/05 | FEDERAL FLW-1822 | 1 | 5.6 | 1967 | 2010 |  | 41 - 45 years old | ORR & SEMBOWER 3 HC-7 | #6 | 61320 | 42924 | 9198 | 6439 |  |  | Walk-Up Apartments | 19 | 29450 | 3 | 3 | 39 | 39 | 1950
4031510043 | 67 50 THORNTON PLACE Queens, NY 11375 (40.720707263029794, -73.84628429608335) | National Grid | ROSEN & PIROZZI | THORNTON PL OWNERS IN | 67 50 THORNTON PLACE QUEENS, NY 11375 (40.720707263029794, -73.84628429608335) | CA063573M | 7/6/05 | GIBRALTAR#GCB-225-3 | 1 | 7.42 | 1973 | 2010 |  | 36 - 40 year old | KEWANEE#150KF5.0-1162 | #6 | 61320 | 42924 | 9198 | 6439 | Yes | 2021 | Walk-Up Apartments | 29 | 97104 | 1 | 6 | 112 | 112 | 1963 |  | YES
4065400003 | 68 11 150 STREET Queens, NY 11367 (40.730323085042414, -73.82610630716033) | National Grid | GEORGETOWN MEWS OWNERS CORP. | ANTONIO, SANTA | 69 17 150 STREET FLUSHING, NY 11367 (40.730323085042414, -73.82610630716033) | CA162480R | 7/6/05 | BURNHAM(SPENCER) 4F-450-NY | 1 | 4.1 | 1980 | 2015 |  | 26 to 30 years old | IND. COMB. MEG-42 (9) | #6 | 61236 | 42865 | 9185 | 6430 | Yes | 2020 | Elevator Apartments | 24 | 218100 | 60 | 2 | 266 | 266 | 1951 |  | YES
4060590001 | 29 01 216 STREET Queens, NY 11360 (40.78070133439911, -73.78226733686807) | Con Edison | ST MARY'S HOSP FOR CHILDREN | ST MARY HOSP FOR CHDR | 29 01 216 STREET BAYSIDE, NY 11360 (40.78070133439911, -73.78226733686807) | CA111083N | 7/6/05 | KEWANEE 1786 | 2 | 7.8 | 1983 | 2018 |  | 26 to 30 years old | IRON FIREMAN AGO 6-9.8 | #6 | 61000 | 42700 | 9150 | 6405 | Yes | 2019 | Office Buildings | 19 | 89119 | 1 | 3 | 0 | 1 | 1958
4050210025 | 40 04 BOWNE STREET Queens, NY 11354 (40.76862022064671, -73.82719028070687) | Con Edison | ESTATES ASSOCIATES | ESTATE ASSOCIATES | 40 04 BOWNE STREET FLUSHING, NY 11354 (40.76862022064671, -73.82719028070687) | CA306990R | 7/5/05 | FEDERAL FST 125 | 1 | 4.2 | 1990 | 2025 |  | 16 to 20 years old | HEV-E-OIL DEG-54P | #6 | 60955 | 42668 | 9143 | 6400 | Yes | 2021 | Elevator Apartments | 20 | 72963 | 1 | 6 | 63 | 69 | 1920
4021340013 | 102 30 67 AVENUE Queens, NY 11375 (40.720707263029794, -73.84628429608335) | National Grid | 102-30 67TH AVENUE LLC | 102-30 67TH AVENUE , | 95 25 QUEENS BLVD REGO PARK, NY 11374-4511 (40.73087800001986, -73.86383400013887) | CB545803K | 7/6/05 | FEDERAL FST-200 (NEW) | 1 | 6.6 | 2003 | 2038 | DUAL FUEL | 5 to 10 years old | ICI DEG-84P (NEW) | #6 | 60773 | 42541 | 9116 | 6381 | Yes | 2014 | Elevator Apartments | 29 | 135400 | 1 | 6 | 123 | 123 | 1963
4098840043 | 175 06 DEVONSHIRE ROAD Queens, NY 11432 (40.71311535449007, -73.79282099978928) | National Grid | 175-06 OWNER CORP. | 175 06 OWNERS CORP | 99 TULIP AVENUE FLORAL PARK, NY 11001 (40.725171102469346, -73.70549920057312) | CA264399R | 7/7/05 | BEST 5D-200 | 1 | 7.77 | 1999 | 2034 | DUAL FUEL | 11 to 15 years old | INDUSTRIAL COMB. DEG 84 P | #6 | 60773 | 42541 | 9116 | 6381 | Yes | 2014 | Elevator Apartments | 24 | 94800 | 1 | 6 | 82 | 82 | 1939 |  | YES
4033220040 | 83 57 118 STREET Queens, NY 11415 (40.708286075142325, -73.82855612156771) | National Grid | 43 GARDENS RLTY. LLC % THE EXPANSION GROUP | 43 GARDENS REALTY LLC | 250 57 STREET NEW YORK, NY 10107 (40.766393521786576, -73.98218601253214) | CB262503X | 7/5/05 | FEDERAL FST-200 (NEW) | 1 | 6.6 | 2003 | 2038 | DUAL FUEL | 5 to 10 years old | INDUSTRIAL COMBUSTION DE-84P (EX) | #6 | 60773 | 42541 | 9116 | 6381 | Yes | 2022 | Walk-Up Apartments | 29 | 212202 | 2 | 6 | 186 | 186 | 1940
4033220040 | 83 43 118 STREET Queens, NY 11415 (40.708286075142325, -73.82855612156771) | National Grid | 43 GARDENS RLTY. LLC % THE EXPANSION GRP. | 43 GARDENS REALTY LLC | 250 57 STREET NEW YORK, NY 10107 (40.766393521786576, -73.98218601253214) | CB563403Z | 7/6/05 | FEDERAL-FST-200 (NEW) | 1 | 6.69 | 2003 | 2038 | DUAL FUEL | 5 to 10 years old | INDUSTRIAL COMB.-DE-84P (EXSTG) | #6 | 60773 | 42541 | 9116 | 6381 | Yes | 2022 | Walk-Up Apartments | 29 | 212202 | 2 | 6 | 186 | 186 | 1940
4021350013 | 102 40 67 ROAD Queens, NY 11375 (40.720707263029794, -73.84628429608335) | National Grid | 67TH RD. CONSTRUCTION % MINKIN PROP. | 67 RD CONSTR CORP | 92 25 QUEENS BLVD REGO PARK, NY 11374 (40.72646491702238, -73.86148084756303) | CB546003Y | 7/6/05 | FEDERAL FST-200 (NEW) | 1 | 6.6 | 2003 | 2038 | DUAL FUEL | 5 to 10 years old | ICI DEG-84P (NEW) | #6 | 60773 | 42541 | 9116 | 6381 | Yes | 2015 | Walk-Up Apartments | 29 | 137700 | 1 | 6 | 135 | 135 | 1960
4021390001 | 105 05 69 AVENUE Queens, NY 11375 (40.720707263029794, -73.84628429608335) | National Grid | AVJ REALTY CORP. | NEW YORK APARTMENT PO | 1776 BROADWAY NEW YORK, NY 10019 (40.76645897683454, -73.98182488729583) | CB082305J | 7/6/05 | (NEW) BEST 5C-200 | 1 | 6.6 | 2005 | 2040 | DUAL FUEL | 5 to 10 years old | (NEW) ICI DEG-84P | #6 | 60773 | 42541 | 9116 | 6381 | Yes | 2019 | Elevator Apartments | 29 | 111672 | 1 | 6 | 112 | 112 | 1943
4021350059 | 102 25 67 DRIVE Queens, NY 11375 (40.720707263029794, -73.84628429608335) | National Grid | QNS. 67TH DRIVE CORP. % MINKIN PROP. | QUEENS 67 DR CORP RM1 | 95 25 QUEENS BLVD REGO PARK, NY 11374 (40.72646491702238, -73.86148084756303) | CB499103P | 7/6/05 | FEDERAL FST-200 (NEW) | 1 | 6.69 | 2003 | 2038 | DUAL FUEL | 5 to 10 years old | INDUSTRIAL COMBUSTI0N DEG-84P (NEW) | #6 | 60773 | 42541 | 9116 | 6381 | Yes | 2015 | Walk-Up Apartments | 29 | 138700 | 1 | 6 | 135 | 135 | 1960
4021150001 | 65 09 99 STREET Queens, NY 11374 (40.72646491702238, -73.86148084756303) | National Grid | REVERE HALL/DERFNER MGMT. | REVERE HALL INC | 245 80 STREET MANHATTAN, NY 10075 (40.7745551807049, -73.95575543814978) | CA205599L | 7/5/05 | FEDERAL FST-200 | 1 | 7.77 | 1999 | 2034 | DUAL FUEL | 11 to 15 years old | INDUSTRIAL COMB. DEG-84 P | #6 | 60773 | 42541 | 9116 | 6381 | Yes | 2015 | Elevator Apartments | 29 | 142260 | 1 | 6 | 132 | 133 | 1946
4005870018 | 32 35 30 STREET Queens, NY 11106 (40.761699790013324, -73.9316632529567) | Con Edison | ASTORIA 35 INC | ASTORIA 35 INC | 271 MADISON AVENUE MANHATTAN, NY 10016 (40.75118848877702, -73.98044892459097) | CA063480N | 7/5/05 | FEDERAL FST-125 | 1 | 5.25 | 1980 | 2015 |  | 26 to 30 years old | INDUSTRIAL COMBUSTION DEG-54(P) | #6 | 60200 | 42140 | 9030 | 6321 | Yes | 2017 | Elevator Apartments | 22 | 58000 | 1 | 4 | 86 | 86 | 1928
4004390039 | 44 02 23 STREET Queens, NY 11101 (40.74570244980828, -73.93866902925225) | Con Edison | BRANCO LEATHER CO INC | BRANCO LEATHER INC | 44 02 23 STREET QUEENS, NY 11101 (40.74570244980828, -73.93866902925225) | CA204795Y | 7/5/05 | ROCKMILLS MP-200 | 1 | 6.6 | 1995 | 2030 | DUAL FUEL | 11 to 15 years old | SUPERIOR AB-AA-150 | #4 | 60000 | 42000 | 8700 | 6090 | Yes | 2019 | Walk-Up Apartments | 26 | 65000 | 1 | 5 | 0 | 1 | 1919
4021360021 | 102 40 67 DRIVE Queens, NY 11375 (40.720707263029794, -73.84628429608335) | National Grid | 102-40 67TH DRIVE OWNERS CORP. | 102 40 67TH DR OWNERS | 42 14 ASTORIA BLVD ASTORIA, NY 11103 (40.76286893025696, -73.91327185810974) | CA277773K | 7/6/05 | ROCKMILLS MP200 | 1 | 7.8 | 1973 | 2010 |  | 36 - 40 year old | HEV-E-OIL DE 84S (I.C.I. ) | #6 | 60000 | 42000 | 9000 | 6300 | Yes | 2016 | Elevator Apartments | 29 | 78030 | 1 | 6 | 80 | 80 | 1949 |  | YES
4012630015 | 34 34 77 STREET Queens, NY 11372 (40.75163073936716, -73.88361254528269) | National Grid | ALBERT GINSBERG PLAZA | RICHELIEU GARDENS CO | 64 35 YELLOWSTONE BOULEVARD QUEENS, NY 11375 (40.720707263029794, -73.84628429608335) | CA219368L | 7/6/05 | FITZGIBBONS DM182 | 2 | 6.7 | 1968 | 2010 |  | 41 - 45 years old | IRON FIREMAN A0 6-6.3 | #6 | 60000 | 42000 | 9000 | 6300 | Yes | 2013 | Educational Structures | 25 | 104000 | 1 | 6 | 120 | 120 | 1951
4030850036 | 96 11 65 ROAD Queens, NY 11374 (40.72646491702238, -73.86148084756303) | National Grid | CENTURY MANAGEMENT | 96-11 OWNER'S CORP | 9611 65th ROAD REGO PARK, NY 11374 (40.72719812365861, -73.8590029294254) | CA253183Y | 7/7/05 | ROCKMILLS MP 200 | 1 | 8.2 | 1983 | 2018 | DUAL FUEL | 26 to 30 years old | I.C.I. DEG 84 P | #6 | 60000 | 42000 | 9000 | 6300 | Yes | 2015 | Elevator Apartments | 29 | 88986 | 1 | 6 | 88 | 88 | 1939 |  | YES
4005790055 | 25 40 31 AVENUE Queens, NY 11106 (40.761699790013324, -73.9316632529567) | Con Edison | CONCORD OWNERS INC%BEL REALTY. | CONCORD OWNERS INC | 525 NORTHERN BOULEVARD GREAT NECK, NY 11021 (40.78044343439012, -73.7202840547348) | CA078787J | 7/6/05 | FEDERAL FST 90 | 2 | 4.2 | 1987 | 2022 |  | 21 to 26 years old | ICI DEG 42 P | #6 | 60000 | 42000 | 9000 | 6300 | Yes | 2019 | Elevator Apartments | 22 | 100000 | 1 | 6 | 121 | 121 | 1939 |  | YES
4050030019 | 144 30 35 AVENUE Queens, NY 11354 (40.76862022064671, -73.82719028070687) | Con Edison | JANOFF & OLSHAN INC. | 114 COMPANY, LLC C/O | 657 MADISON AVE MANHATTAN, NY 10023 (40.774536138232236, -73.97994335610099) | CA049579M | 7/7/05 | ROCKMILLS #MP4212 | 1 | 8.5 | 1979 | 2014 |  | 31 to 35 years old | ICI #DEG 84 P | #6 | 60000 | 42000 | 9000 | 6300 | Yes | 2013 | Condominiums | 20 | 59100 | 1 | 6 | 58 | 58 | 1929
4051800015 | 42 45 KISSENA BOULEVARD Queens, NY 11355 (40.7512997969481, -73.82147854789662) | Con Edison | PARK HILL OWNERS INC. | PARK HILL OWNERS INC | 527696 FLUSHING NY 11352 (40.75619500019917, -73.82862499974391) | CB219403Z | 7/5/05 | FEDERAL FST-200 (NEW) | 1 | 8.4 | 2003 | 2038 | DUAL FUEL | 5 to 10 years old | INDUSTRIAL COMBUSTION DEG-84P (NEW) | #6 | 59940 | 41958 | 8991 | 6294 | Yes | 2020 | Elevator Apartments | 20 | 115396 | 1 | 6 | 144 | 144 | 1956 |  | YES
4012630015 | 34 34 77 STREET Queens, NY 11372 (40.75163073936716, -73.88361254528269) | National Grid | RICHELIEV GARDENS CO. LLC | RICHELIEU GARDENS CO | 64 35 YELLOWSTONE BLVD FOREST HILLS, NY 11375 (40.720707263029794, -73.84628429608335) | CB532903R | 7/6/05 | FEDERAL FST 200 (NEW) | 1 | 6.69 | 2003 | 2038 | DUAL FUEL | 5 to 10 years old | ICI DEG 84 (NEW) | #6 | 59940 | 41958 | 8991 | 6294 | Yes | 2013 | Walk-Up Apartments | 25 | 104000 | 1 | 6 | 120 | 120 | 1951
4031710019 | 100 26 67 ROAD Queens, NY 11375 (40.720707263029794, -73.84628429608335) | National Grid | JACODA REALTY COMPANY | 100-26 67TH OWNERS IN | 107 NORTHERN BOULEVARD GREAT NECK, NY 11021 (40.774858644588164, -73.73148960721988) | CA200380Y | 7/7/05 | FEDERAL BOILER CO FLW 1033 | 1 | 4.2 | 1980 | 2015 |  | 26 to 30 years old | INDUSTRIAL COMBUSTION MEG-42-P | #6 | 59860 | 41902 | 8979 | 6285 |  |  | Elevator Apartments | 29 | 46570 | 1 | 6 | 43 | 43 | 1966
4015690001 | 89 10 WHITNEY AVENUE Queens, NY 11373 (40.73871040256307, -73.87835115518163) | National Grid | J.C. COMPANY | N. S. WHITNEY REALTY, | 89 10 WHITNEY AVE ELMHURST, NY 11373 (40.73871040256307, -73.87835115518163) | CA479787R | 7/7/05 | BEST 5C125 | 1 | 4.76 | 1987 | 2022 |  | 21 to 26 years old | ICI MMG 54 P | #4 | 59500 | 41650 | 8628 | 6039 | Yes | 2019 | Elevator Apartments | 21 | 89293 | 1 | 6 | 96 | 96 | 1941
4001910005 | 39 01 QUEENS BOULEVARD Queens, NY 11104 (40.74489336663561, -73.92054134530679) | Con Edison | RHODES BLDG. MANAGEMENT CORP. | 39-01 QB | 21 40TH STREET MANHATTAN, NY 10016 (40.75150282544373, -73.98007072371655) | CA174199N | 7/7/05 | NEW FEDERAL FST-200 | 1 | 8.2 | 1999 | 2034 | DUAL FUEL | 11 to 15 years old | NEW I.C. DEG-84 P | #4 | 59459 | 41621 | 8622 | 6035 | Yes | 2021 | Elevator Apartments | 26 | 63800 | 2 | 3 | 0 | 4 | 1926
4076480002 | 224 54 Queens, NY 11364 (40.745924680379744, -73.75790275560763) | National Grid | CLOVERDALE GARDENS | CLOVERDALE OWNERS CO | 1981 MARCUS AVENUE LAKE SUCCESS, NY 11042 (40.757798505692335, -73.69440156673153) | CB013606Y | #N/A | ROCKMILLS MP-150 (EXSTG) | 1 | 5.02 | 2006 | 2041 | DUAL FUEL | Fewer than 5 years old | HEVE (I.C.) DEG - 63P | #6 | 59130 | 41391 | 8870 | 6209 | Yes | 2018 | Elevator Apartments | 23 | 132300 | 81 | 2 | 168 | 168 | 1948 |  | YES
4005870034 | 30 18 Queens, NY 11106 (40.761699790013324, -73.9316632529567) | Con Edison | ASTORIA 30 COMPANY/THE ALPERT OFFICE | ASTORIA 30 CO | 271 MADISON AVENUE MANHATTAN, NY 10016 (40.75118848877702, -73.98044892459097) | CA270484M | 7/6/05 | FEDERAL FST 70 SP | 1 | 2.9 | 1984 | 2019 |  | 26 to 30 years old | ICI MMG 34 P | #4 | 58400 | 40880 | 8468 | 5928 | Yes | 2017 | Elevator Apartments | 22 | 64896 | 2 | 4 | 67 | 83 | 1926
4076360007 | 69 31 213 STREET Queens, NY 11364 (40.745924680379744, -73.75790275560763) | National Grid | BARBARA LIPARE | HOLLISCO OWNERS CORP | 213 09 73rd AVE BAYSIDE, NY 11364 (40.745924680379744, -73.75790275560763) | CA054776H | 7/4/05 | ROCKMILLS MP150 | 1 | 6.2 | 1976 | 2011 |  | 31 to 35 years old | IRON FIREMAN A06-6.3 | #6 | 58400 | 40880 | 8760 | 6132 | Yes | 2016 | Elevator Apartments | 23 | 93500 | 60 | 2 | 128 | 128 | 1958 |  | YES
4057400139 | 17 32 166 STREET Queens, NY 11357 (40.78628404147537, -73.81123206101074) | Con Edison | CLEARVIEW GARDENS 4TH CORP. | 16TH AVE AND WILLETS | 160 70 WILLETS POINT BOULEVARD QUEENS, NY 11357 (40.78628404147537, -73.81123206101074) | CA139098K | 7/5/05 | H. B. SMITH (2)450-L-22 | 2 | 4.54 | 1998 | 2033 | DUAL FUEL | 11 to 15 years old | I.C. DEG-42-P | #6 | 58400 | 40880 | 8760 | 6132 | Yes | 2020 | Walk-Up Apartments | 19 | 229508 | 14 | 2 | 240 | 240 | 1951 |  | YES
4057400139 | 17 08 166 STREET Queens, NY 11357 (40.78628404147537, -73.81123206101074) | Con Edison | CLEARVIEW GARDENS 4TH CORP. | 16TH AVE AND WILLETS | 160 70 WILLETS POINT BOULEVARD QUEENS, NY 11357 (40.78628404147537, -73.81123206101074) | CA138598M | #N/A | (2) H.B. SMITH 450-L-22 | 2 | 4.54 | 1998 | 2033 | DUAL FUEL | 11 to 15 years old | (2) I.C. DEG-42P | #6 | 58400 | 40880 | 8760 | 6132 | Yes | 2020 | Elevator Apartments | 19 | 229508 | 14 | 2 | 240 | 240 | 1951 |  | YES
4019020039 | 56 11 94 STREET Queens, NY 11373 (40.73871040256307, -73.87835115518163) | National Grid | MARTINIQUE PLAZA APTS/GINSBERG | 56-11 94TH STREET CO | 64 35 YELLOWSTONE BOULEVARD QUEENS, NY 11375 (40.720707263029794, -73.84628429608335) | CA362271R | 7/5/05 | FEDERAL FLW 2125 | 2 | 7.42 | 1971 | 2010 |  | 36 - 40 year old | IRON FIREMAN AO6-6.3 | #6 | 58400 | 40880 | 8760 | 6132 | Yes | 2022 | Elevator Apartments | 25 | 108120 | 1 | 6 | 112 | 113 | 1964
4005770056 | 30 62 29 STREET Queens, NY 11102 (40.77152402451418, -73.92643545073543) | Con Edison | PHILIP GALLO REALTY LTD | GALLO, CHARLES P | 7001 BRUSH HOOLOW ROAD WESTBURY, NY 11590 (40.77841790737546, -73.55890314606256) | CA394969P | 7/5/05 | FEDERAL FLW 1822 | 1 | 6.58 | 1969 | 2010 |  | 41 - 45 years old | SPACE CONDITION A069.8 | #6 | 58400 | 40880 | 8760 | 6132 | Yes | 2017 | Elevator Apartments | 22 | 55375 | 1 | 6 | 76 | 76 | 1929
4073480001 | 215 40 47 AVENUE Queens, NY 11361 (40.76418884813688, -73.77232552860022) | Con Edison | ROCKY HILL TENANTS CORP. | ROCKY HILL TENANTS CO | 675 THIRD AVENUE MANHATTAN, NY 10017 (40.75129610835038, -73.97404990585339) | CA387767L | 7/7/05 | FEDERAL FLW1822 | 1 | 5.6 | 1967 | 2010 |  | 41 - 45 years old | ORR & SEMBOWER 3HC-7 | #6 | 58400 | 40880 | 8760 | 6132 | Yes | 2018 | Elevator Apartments | 19 | 118000 | 10 | 3 | 156 | 156 | 1950 |  | YES
4058630110 | 209 79 18 AVENUE Queens, NY 11360 (40.78070133439911, -73.78226733686807) | Con Edison | BAY TERRACE CO-OP SECTION IV | BELL APTS INC | 42 19A BELL BOULEVARD BAYSIDE, NY 11361 (40.76418884813688, -73.77232552860022) | CA255395P | 7/6/05 | FEDERAL FST-100 | 1 | 0.14 | 1995 | 2030 | DUAL FUEL | 11 to 15 years old | I.C. MMG-42P | #4 | 57682 | 40378 | 8364 | 5855 | Yes | 2013 | Walk-Up Apartments | 19 | 89204 | 48 | 2 | 88 | 88 | 1957 |  | YES
4020900047 | 97 25 64 AVENUE Queens, NY 11374 (40.72646491702238, -73.86148084756303) | National Grid | OREGON REALTY CORP | OREGON RLTY CO | 103 26 68TH ROAD FOREST HILLS, NY 11375 (40.720707263029794, -73.84628429608335) | CA234082L | 7/7/05 | ROCKMILLS MP 175 | 1 | 7.35 | 1982 | 2017 |  | 26 to 30 years old | IRON FIREMAN AGO-6-9.8 RK | #6 | 57500 | 40250 | 8625 | 6038 | Yes | 2020 | Elevator Apartments | 29 | 98000 | 1 | 6 | 112 | 113 | 1950
4031717501 | 100 10 67 ROAD Queens, NY 11375 (40.720707263029794, -73.84628429608335) | National Grid | 100-10 67 ROAD CONDO. | 100-10 67 ROAD CONDO | 103 26 68TH RD FOREST HILLS, NY 11375 (40.720707263029794, -73.84628429608335) | CA395584Z | 7/7/05 | FEDERAL FST-125 | 1 | 5.3 | 1984 | 2019 |  | 26 to 30 years old | INDUST COMBUST DEG -54(P) | #6 | 57488 | 40242 | 8623 | 6036 | Yes | 2021 | Elevator Apartments | 29 | 56870 | 1 | 6 | 64 | 64 | 1941 | YES
4001410024 | 43 01 46 STREET Queens, NY 11104 (40.74489336663561, -73.92054134530679) | Con Edison | 43-01 46TH ST OWNERS CORP/93 | 43-01 46 ST OWNERS CO | 190361 BROOKLYN NY 11219 (40.63277295540763, -73.99667681118586) | CA144287X | 7/4/05 | FEDERAL FST 125 | 1 | 5.3 | 1987 | 2022 |  | 21 to 26 years old | ICI DEG 54 P | #6 | 57488 | 40242 | 8623 | 6036 | Yes | 2021 | Walk-Up Apartments | 26 | 58650 | 1 | 6 | 68 | 69 | 1942 |  | YES
4030830085 | 64 21 BOOTH STREET Queens, NY 11374 (40.72646491702238, -73.86148084756303) | National Grid | 75-81 CABRINI HOLDING CO. | 75-81 CABRINI HOLDING | 98 CUTERMILL ROAD GREAT NECK, NY 11021 (40.7836584067361, -73.73280677517435) | CA369688Y | 7/5/05 | FEDERAL FST 125 | 1 | 5.3 | 1988 | 2023 |  | 21 to 26 years old | ICI DEG54P | #6 | 57488 | 40242 | 8623 | 6036 | Yes | 2013 | Walk-Up Apartments | 29 | 62400 | 1 | 6 | 62 | 62 | 1937
4030850002 | 64 45 BOOTH STREET Queens, NY 11374 (40.72646491702238, -73.86148084756303) | National Grid | 75-81 CABRINI HOLDING CO. | 75-81 CABRINI HOLDING | 98 CUTERMILL ROAD GREAT NECK, NY 11021 (40.7836584067361, -73.73280677517435) | CA369488J | 7/5/05 | FEDERAL FST 125 | 1 | 5.3 | 1988 | 2023 |  | 21 to 26 years old | ICI DEG 54P | #6 | 57488 | 40242 | 8623 | 6036 | Yes | 2015 | Elevator Apartments | 29 | 67188 | 1 | 6 | 66 | 66 | 1939
4014337501 | 85 11 34 AVENUE Queens, NY 11372 (40.75163073936716, -73.88361254528269) | National Grid | 85-11 CONDOMINIUM INC. | LUISA L YOUNG | 40 EXCHANGE PLACE MANHATTAN, NY 10005 (40.70574493861897, -74.0098106474021) | CA216695P | 7/5/05 | FEDERAL FST-125 | 1 | 5.3 | 1995 | 2030 | DUAL FUEL | 11 to 15 years old | I.C. DEG-54(P) | #6 | 57488 | 40242 | 8623 | 6036 | Yes | 2013 | Elevator Apartments | 25 | 60879 | 1 | 6 | 89 | 89 | 1951 | YES
4096940052 | 148 25 88 AVENUE Queens, NY 11435 (40.70119264912154, -73.80979665579099) | National Grid | AMBASSADOR APARTMENT INC. | AMBASSADOR APTS INC | 225 34TH STREET MANHATTAN, NY 10001 (40.75132814462002, -73.99133543478304) | CA239295H | 7/5/05 | ROCKMILLS MP-125 | 1 | 5.3 | 1995 | 2030 | DUAL FUEL | 11 to 15 years old | INDUSTRIAL COMB. DEG-54 (P) | #6 | 57488 | 40242 | 8623 | 6036 | Yes | 2014 | Office Buildings | 24 | 50070 | 1 | 6 | 78 | 78 | 1927
4050267501 | 147 37 ROOSEVELT AVENUE Queens, NY 11354 (40.76862022064671, -73.82719028070687) | Con Edison | B.L. MANAGEMENT CO./147-37 ROOSEVELT CONDO |  | 720247 JACKSON HTS NY 11372 (40.75163073936716, -73.88361254528269) | CA182685Z | 7/6/05 | FEDERAL FST-125 | 1 | 5.4 | 1985 | 2020 |  | 21 to 26 years old | INDUS COMBU DEG-54(P) | #6 | 57488 | 40242 | 8623 | 6036 | Yes | 2016 | Walk-Up Apartments | 20 | 44622 | 1 | 6 | 48 | 48 | 1956 | YES
4057750023 | 15 20 202 STREET Queens, NY 11360 (40.78070133439911, -73.78226733686807) | Con Edison | BAY POINTE RLTY CORP%COUGAR MGMT. | BAYPOINTE REALTY CORP | 26 HARBOR PARK DR N Y 11050 (40.81095743084427, -73.66279939062196) | CB219801X | 7/6/05 | FEDERAL FST-125 | 1 | 5.25 | 2001 | 2036 | DUAL FUEL | 5 to 10 years old | INDUSTRIAL COMB. DEG-54 P | #6 | 57488 | 40242 | 8623 | 6036 | Yes | 2015 | Office Buildings | 19 | 78323 | 1 | 6 | 67 | 67 | 1960 |  | YES
4001980011 | 47 39 40 STREET Queens, NY 11104 (40.74489336663561, -73.92054134530679) | Con Edison | BENENSON FUNDING CO. | 40TH ST OWNERS CORP | 20 55th ST MANHATTAN, NY 10019 (40.761920485787066, -73.9755800141002) | CA220899Z | 7/7/05 | BEST 5C-125 | 1 | 5.3 | 1999 | 2034 | DUAL FUEL | 11 to 15 years old | INDUSTRIAL COMB. MEG-54 P | #6 | 57488 | 40242 | 8623 | 6036 |  |  | Elevator Apartments | 26 | 48000 | 1 | 6 | 54 | 54 | 1939
4076680010 | 223 01 69 AVENUE Queens, NY 11364 (40.745924680379744, -73.75790275560763) | National Grid | ESTATE AT BAYSIDE OWNERS | LEE, BRIAN H. | 67 83 223 RD PLACE BAYSIDE, NY 11364 (40.745924680379744, -73.75790275560763) | CA344386H | 7/5/05 | FEDERAL FST-125 | 1 | 5.3 | 1986 | 2021 |  | 21 to 26 years old | INDUSTRIAL COMBUSTION DEG-54 (P) | #4 | 57488 | 40242 | 8336 | 5835 | Yes | 2018 | Elevator Apartments | 23 | 120600 | 83 | 2 | 156 | 156 | 1949 |  | YES
4076680010 | 67 13 SPRINGFIELD BOULEVARD Queens, NY 11364 (40.745924680379744, -73.75790275560763) | National Grid | ESTATE OF BAYSIDE OWNERS INC. | LEE, BRIAN H. | 67 83 223 RD PLACE BAYSIDE, NY 11364 (40.745924680379744, -73.75790275560763) | CA343686P | 7/5/05 | FEDERAL FST-125 | 1 | 5.3 | 1986 | 2021 |  | 21 to 26 years old | INDUSTRIAL COMBUSTION DEG-54-(P) | #4 | 57488 | 40242 | 8336 | 5835 | Yes | 2018 | Elevator Apartments | 23 | 120600 | 83 | 2 | 156 | 156 | 1949 |  | YES
4076560002 | 64 51 SPRINGFIELD BOULEVARD Queens, NY 11364 (40.745924680379744, -73.75790275560763) | National Grid | ESTATES @ BAYSIDE OWNERS INC. | JEFFREY BEER | 67 83 223 PLACE BAYSIDE, NY 11364 (40.745924680379744, -73.75790275560763) | CA343586H | 7/5/05 | FEDERAL FST-125 | 1 | 5.3 | 1986 | 2021 |  | 21 to 26 years old | INDUSTRIAL COMBUSTION DEG-54 (P) | #4 | 57488 | 40242 | 8336 | 5835 | Yes | 2016 | Elevator Apartments | 23 | 107988 | 8 | 2 | 136 | 136 | 1949 |  | YES
4052630021 | 35 28 153 STREET Queens, NY 11354 (40.76862022064671, -73.82719028070687) | Con Edison | FIGUROWSKI,STEPHANOS | ESSEN REALTY ENTPRS/I | 397 ELHURST NY 11369 (40.76341327370369, -73.8723788986672) | CA198384L | 7/6/05 | FEDERAL FST-125 SPECIAL | 1 | 5.3 | 1984 | 2019 |  | 26 to 30 years old | INDUSTRIAL COMBUSTION DEG-54 (P) | #6 | 57488 | 40242 | 8623 | 6036 | Yes | 2013 | Elevator Apartments | 19 | 51042 | 1 | 6 | 47 | 47 | 1929
4067910001 | 65 77 160 STREET Queens, NY 11365 (40.73987184371066, -73.79462153515567) | Con Edison | FOURTH HOUSING | ELECTCHESTER 4 HOUSIN | 65 94 162 STREET FLUSHING, NY 11365 (40.73987184371066, -73.79462153515567) | CA100287L | 7/6/05 | FEDERAL FST 150 | 1 | 5.6 | 1987 | 2022 |  | 21 to 26 years old | HEVE DE 673 P | #6 | 57488 | 40242 | 8623 | 6036 | Yes | 2021 | Elevator Apartments | 24 | 394644 | 16 | 6 | 362 | 362 | 1954 |  | YES
4067910001 | 65 44 162 STREET Queens, NY 11365 (40.73987184371066, -73.79462153515567) | Con Edison | FOURTH HOUSING COMPANY INC. | ELECTCHESTER 4 HOUSIN | 65 94 162 STREET FLUSHING, NY 11365 (40.73987184371066, -73.79462153515567) | CA104987K | 7/6/05 | FEDERAL FST 150 | 1 | 5.6 | 1987 | 2022 |  | 21 to 26 years old | HEVE DE 63 P | #6 | 57488 | 40242 | 8623 | 6036 | Yes | 2021 | Elevator Apartments | 24 | 394644 | 16 | 6 | 362 | 362 | 1954 |  | YES
4021440020 | 105 55 62 DRIVE Queens, NY 11375 (40.720707263029794, -73.84628429608335) | National Grid | GROSVENOR MANOR % SCHERTZ | GROSVENOR MANOR OWNER | 92 WASHINGTON AVE CEDARHURST, NY 11516 (40.619284353807224, -73.72667424911485) | CA259096N | 7/7/05 | FEDERAL FST-125 | 1 | 5.3 | 1996 | 2031 | DUAL FUEL | 11 to 15 years old | INDUSTRIAL COMB. DEG-54 (P) | #6 | 57488 | 40242 | 8623 | 6036 | Yes | 2014 | Elevator Apartments | 24 | 54996 | 1 | 6 | 63 | 63 | 1956 |  | YES
4001630019 | 43 07 42 STREET Queens, NY 11104 (40.74489336663561, -73.92054134530679) | Con Edison | JOHN W AITKEN | 4307 SUNNYSIDE LLC | 421 SEVENTH AVE MANHATTAN, NY 10001 (40.750451044712975, -73.99100696521498) | CA260987P | 7/6/05 | ROCKMILLS MP 125 | 1 | 5.3 | 1987 | 2022 |  | 21 to 26 years old | ICI DEG 54 P | #6 | 57488 | 40242 | 8623 | 6036 | Yes | 2013 | Elevator Apartments | 26 | 67470 | 1 | 6 | 72 | 77 | 1928
4001840029 | 41 22 42 STREET Queens, NY 11104 (40.74489336663561, -73.92054134530679) | Con Edison | JRC MANAGEMENT | 42ND STREET REALTY AS | 740058 REGO PARK NY 11374 (40.72646491702238, -73.86148084756303) | CB084606P | 7/4/05 | (EXISTING) FEDERAL FST-125 | 1 | 4.1 | 2006 | 2041 | DUAL FUEL | Fewer than 5 years old | (NEW) INDUSTRIAL COMBUSTION DEG-54 | #6 | 57488 | 40242 | 8623 | 6036 | Yes | 2014 | Condominiums | 26 | 61770 | 1 | 6 | 60 | 60 | 1937
4033400044 | 111 23 76 ROAD Queens, NY 11375 (40.720707263029794, -73.84628429608335) | National Grid | RHODES REALTIES INC. | HESKEL'S REALTY AT FO | 60 38TH ST MANHATTAN, NY 10018 (40.75176884843484, -73.98466150288006) | CA369586N | 7/6/05 | FEDERAL FST-125 | 1 | 5.3 | 1986 | 2021 |  | 21 to 26 years old | IND. COMB.DE-54 P | #6 | 57488 | 40242 | 8623 | 6036 | Yes | 2020 | Elevator Apartments | 29 | 52182 | 1 | 6 | 61 | 61 | 1939
4051800022 | 140 30 SANFORD AVENUE Queens, NY 11355 (40.7512997969481, -73.82147854789662) | Con Edison | SANFORD/KISSENA OWNERS % THE ARGO CORP. | ZING DENG | 45 62 162 STREET FLUSHING NY, NY 11358 (40.760350968822195, -73.79632645819947) | CB110603X | 7/4/05 | BEST-5C-175 (NEW) | 1 | 5.86 | 2003 | 2038 | DUAL FUEL | 5 to 10 years old | IC-MEG-84P (NEW) | #6 | 57488 | 40242 | 8623 | 6036 | Yes | 2020 | Elevator Apartments | 20 | 94139 | 4 | 6 | 96 | 96 | 1924 |  | YES
4021350050 | 102 55 67 DRIVE Queens, NY 11375 (40.720707263029794, -73.84628429608335) | National Grid | SCHWARTZ LEONARD | B G APT OWNERS CORP | 42 40 BELL BLVD BAYSIDE, NY 11361 (40.76418884813688, -73.77232552860022) | CA541485X | 7/5/05 | FEDERAL FST-125 | 1 | 5.3 | 1985 | 2020 |  | 21 to 26 years old | INDUSTRAIL COMBUSTION DEG-54 (P) | #6 | 57488 | 40242 | 8623 | 6036 | Yes | 2015 | Warehouses | 29 | 68640 | 1 | 6 | 72 | 72 | 1952 |  | YES
4067920600 | 67 12 164 STREET Queens, NY 11365 (40.73987184371066, -73.79462153515567) | Con Edison | SECOND HOUSING | SECOND HOUSING CO INC | 161 29 H U A JR AVENUE FLUSHING, NY 11365 (40.73987184371066, -73.79462153515567) | CA339086J | 7/6/05 | FEDERAL FST 150 | 1 | 5.6 | 1986 | 2021 |  | 21 to 26 years old | I.C.I. DE-63P | #6 | 57488 | 40242 | 8623 | 6036 | Yes | 2022 | Elevator Apartments | 24 | 789880 | 30 | 6 | 684 | 684 | 1952 |  | YES
4067920600 | 65 85 162 STREET Queens, NY 11365 (40.73987184371066, -73.79462153515567) | Con Edison | SECOND HOUSING | SECOND HOUSING CO INC | 161 29 JEWEL AVENUE QUEENS, NY 11365 (40.73987184371066, -73.79462153515567) | CA105487Z | 7/6/05 | FEDERAL FST 150 | 1 | 5.6 | 1987 | 2022 |  | 21 to 26 years old | HEVE DE 63 P | #6 | 57488 | 40242 | 8623 | 6036 | Yes | 2022 | Office Buildings | 24 | 789880 | 30 | 6 | 684 | 684 | 1952 |  | YES
4067920600 | 67 40 164 STREET Queens, NY 11365 (40.73987184371066, -73.79462153515567) | Con Edison | SECOND HOUSING CO INC | SECOND HOUSING CO INC | 161 29 JEWEL AVENUE FLUSHING, NY 11365 (40.73987184371066, -73.79462153515567) | CA099487K | 7/6/05 | FEDERAL FST 150 | 1 | 5.6 | 1987 | 2022 |  | 21 to 26 years old | HEVE DE 63 P | #6 | 57488 | 40242 | 8623 | 6036 | Yes | 2022 | Elevator Apartments | 24 | 789880 | 30 | 6 | 684 | 684 | 1952 |  | YES
4067920600 | 161 25 JEWEL AVENUE Queens, NY 11365 (40.73987184371066, -73.79462153515567) | Con Edison | SECOND HOUSING CO INC. | SECOND HOUSING CO INC | 161 29 HUA JR AVENUE FLUSHING, NY 11365 (40.73987184371066, -73.79462153515567) | CA121887H | 7/6/05 | FEDERAL FST 150 | 1 | 5.6 | 1987 | 2022 |  | 21 to 26 years old | HEV E DE 63 P | #6 | 57488 | 40242 | 8623 | 6036 | Yes | 2022 | Elevator Apartments | 24 | 789880 | 30 | 6 | 684 | 684 | 1952 |  | YES
4067920600 | 69 16 164 STREET Queens, NY 11365 (40.73987184371066, -73.79462153515567) | Con Edison | SECOND HOUSING CO INC. | SECOND HOUSING CO INC | 161 29 HVA JR AVENUE FLUSHING, NY 11365 (40.73987184371066, -73.79462153515567) | CA339686N | 7/6/05 | FEDERAL FST 150 | 1 | 5.6 | 1986 | 2021 |  | 21 to 26 years old | HEV-E-OIL DE63 P | #6 | 57488 | 40242 | 8623 | 6036 | Yes | 2022 | Elevator Apartments | 24 | 789880 | 30 | 6 | 684 | 684 | 1952 |  | YES
4067920600 | 161 51 JEWEL AVENUE Queens, NY 11365 (40.73987184371066, -73.79462153515567) | Con Edison | SECOND HOUSING CO. INC. | SECOND HOUSING CO INC | 161 29 HUA JR AVENUE FLUSHING, NY 11365 (40.73987184371066, -73.79462153515567) | CA121387L | 7/6/05 | FEDERAL FST 150 | 1 | 5.6 | 1987 | 2022 |  | 21 to 26 years old | HEV DE 63 P | #6 | 57488 | 40242 | 8623 | 6036 | Yes | 2022 | Elevator Apartments | 24 | 789880 | 30 | 6 | 684 | 684 | 1952 |  | YES
4001560005 | 41 20 46 STREET Queens, NY 11104 (40.74489336663561, -73.92054134530679) | Con Edison | SUNNYSIDE OWNRS % SUPERIOR RLTY | PATRICK NOLAN | 190312 BROOKLYN NY 11219 (40.63277295540763, -73.99667681118586) | CB065503Z | 7/4/05 | BEST-5C-125 (NEW) | 1 | 4.18 | 2003 | 2038 | DUAL FUEL | 5 to 10 years old | IC DEG-54P (NEW) | #6 | 57488 | 40242 | 8623 | 6036 | Yes | 2016 | Walk-Up Apartments | 26 | 250000 | 4 | 6 | 320 | 320 | 1943 |  | YES
4067900001 | 65 77 PARSONS BOULEVARD Queens, NY 11365 (40.73987184371066, -73.79462153515567) | Con Edison | THIRD AVE HOUSING | ELECTCHESTER 3 HOUS C | 65 52 160 STREET FLUSHING, NY 11365 (40.73987184371066, -73.79462153515567) | CA085487N | 7/6/05 | FEDERAL FST 150 | 1 | 5.6 | 1987 | 2022 |  | 21 to 26 years old | HEVE DE 63 P | #6 | 57488 | 40242 | 8623 | 6036 | Yes | 2020 | Educational Structures | 24 | 749142 | 32 | 6 | 793 | 793 | 1954 |  | YES
4067900001 | 65 43 PARSONS BOULEVARD Queens, NY 11365 (40.73987184371066, -73.79462153515567) | Con Edison | THIRD AVE HOUSING | ELECTCHESTER 3 HOUS C | 65 52 160 STREET FLUSHING, NY 11365 (40.73987184371066, -73.79462153515567) | CA300186Z | 7/6/05 | FEDERAL FST-150 | 1 | 5.6 | 1986 | 2021 |  | 21 to 26 years old | HEVEOIL DE-63 P ( I.C.I. ) | #6 | 57488 | 40242 | 8623 | 6036 | Yes | 2020 | Elevator Apartments | 24 | 749142 | 32 | 6 | 793 | 793 | 1954 |  | YES
4067900001 | 65 76 160 STREET Queens, NY 11365 (40.73987184371066, -73.79462153515567) | Con Edison | THIRD HOUSING CO . | ELECTCHESTER 3 HOUS C | 65 52 160 STREET FLUSHING, NY 11365 (40.73987184371066, -73.79462153515567) | CA085787P | 7/6/05 | FEDERAL FST 150 | 1 | 5.6 | 1987 | 2022 |  | 21 to 26 years old | HEVE DE 63 P | #6 | 57488 | 40242 | 8623 | 6036 | Yes | 2020 | Office Buildings | 24 | 749142 | 32 | 6 | 793 | 793 | 1954 |  | YES
4067900001 | 65 59 PARSONS BOULEVARD Queens, NY 11365 (40.73987184371066, -73.79462153515567) | Con Edison | THIRD HOUSING CO INC. | ELECTCHESTER 3 HOUS C | 65 52 160 STREET FLUSHING, NY 11365 (40.73987184371066, -73.79462153515567) | CA436286Z | 7/6/05 | FEDERAL FST-150 | 1 | 5.6 | 1986 | 2021 |  | 21 to 26 years old | HEV-E-OIL DE 63 P | #6 | 57488 | 40242 | 8623 | 6036 | Yes | 2020 | Elevator Apartments | 24 | 749142 | 32 | 6 | 793 | 793 | 1954 |  | YES
4067900001 | 65 17 PARSONS BOULEVARD Queens, NY 11365 (40.73987184371066, -73.79462153515567) | Con Edison | THIRD HOUSING CO INC. | ELECTCHESTER 3 HOUS C | 65 52 160 STREET FLUSHING, NY 11365 (40.73987184371066, -73.79462153515567) | CA085587K | 7/6/05 | FEDERAL FST 150 | 1 | 5.6 | 1987 | 2022 |  | 21 to 26 years old | HEVE DE 63 P | #6 | 57488 | 40242 | 8623 | 6036 | Yes | 2020 | Elevator Apartments | 24 | 749142 | 32 | 6 | 793 | 793 | 1954 |  | YES
4067900001 | 67 11 PARSONS BOULEVARD Queens, NY 11365 (40.73987184371066, -73.79462153515567) | Con Edison | THIRD HOUSING CO. INC | ELECTCHESTER 3 HOUS C | 65 52 160 STREET FLUSHING, NY 11365 (40.73987184371066, -73.79462153515567) | CA085887M | 7/6/05 | FEDERAL FST 150 | 1 | 5.6 | 1987 | 2022 |  | 21 to 26 years old | HEVE DE 63 P | #6 | 57488 | 40242 | 8623 | 6036 | Yes | 2020 | Office Buildings | 24 | 749142 | 32 | 6 | 793 | 793 | 1954 |  | YES
4067900001 | 158 39 JEWEL AVENUE Queens, NY 11365 (40.73987184371066, -73.79462153515567) | Con Edison | THIRD HOUSING COMPANY | ELECTCHESTER 3 HOUS C | 65 52 160 STREET FLUSHING, NY 11365 (40.73987184371066, -73.79462153515567) | CA081587M | 7/6/05 | FEDERAL FST 150 | 1 | 5.6 | 1987 | 2022 |  | 21 to 26 years old | HEVE DE 63 P | #6 | 57488 | 40242 | 8623 | 6036 | Yes | 2020 | Elevator Apartments | 24 | 749142 | 32 | 6 | 793 | 793 | 1954 |  | YES
4021320054 | 66 10 YELLOWSTONE BOULEVARD Queens, NY 11375 (40.720707263029794, -73.84628429608335) | National Grid | YELLOWSTONE OWNERS CORP. | 66 10 YELLOWSTONE OWN | 2736 INDEPENDENCE AVE RIVERDALE, NY 10463 (40.882258954549314, -73.91765023386792) | CA205686J | 7/5/05 | FEDERAL FST-125 | 1 | 5.3 | 1986 | 2021 |  | 21 to 26 years old | IND. COMB. DEG-54 (P) | #6 | 57488 | 40242 | 8623 | 6036 | Yes | 2022 | Elevator Apartments | 29 | 62508 | 2 | 6 | 60 | 60 | 1958 |  | YES
4098440110 | 87 50 KINGSTON PLACE Queens, NY 11432 (40.71311535449007, -73.79282099978928) | National Grid | KINGSTON PLACE REALTY CO.LLC. | KINGSTON PLACE REALTY | 1920 MANHATTAN NY 10116 (40.8110019996426, -73.95309800037239) | CA306195H | 7/5/05 | ROCKMILLS MP 150 | 1 | 6.23 | 1995 | 2030 | DUAL FUEL | 11 to 15 years old | HEVE MMG-63 (P) | #4 | 57488 | 40241 | 8336 | 5835 | Yes | 2014 | Elevator Apartments | 24 | 84611 | 1 | 7 | 77 | 79 | 1955
4015050012 | 40 18 HAMPTON STREET Queens, NY 11373 (40.73871040256307, -73.87835115518163) | National Grid | 4018 HAMPTON STREET OWNERS CORP | 40 18 HAMPTON ST OWNE | 7810 34TH AVE JACKSON HEIGHTS, NY 11372-2436 (40.75330400483707, -73.88864752944176) | CA311992R | 7/5/05 | FEDERAL FST 125 | 1 | 5.3 | 1992 | 2027 |  | 16 to 20 years old | I.C.I. DEG-54P | #6 | 57488 | 40241 | 8623 | 6036 | Yes | 2015 | Walk-Up Apartments | 21 | 54545 | 1 | 6 | 60 | 60 | 1940 |  | YES
4012800026 | 35 50 81 STREET Queens, NY 11372 (40.75163073936716, -73.88361254528269) | National Grid | ANTONIOS FEGGOUDAKS | 35-50 81 ST REALTY | 142 30 SANFORD AVENUE FLUSHING, NY 11355 (40.7512997969481, -73.82147854789662) | CA165298Y | 7/5/05 | BEST 5C-125 | 1 | 5.3 | 1998 | 2033 | DUAL FUEL | 11 to 15 years old | NDUSTRIAL COMB. DEG-54 (P) | #6 | 57488 | 40241 | 8623 | 6036 | Yes | 2020 | Elevator Apartments | 25 | 57228 | 1 | 6 | 83 | 83 | 1951
4030750023 | 92 40 QUEENS BOULEVARD Queens, NY 11374 (40.72646491702238, -73.86148084756303) | National Grid | CALMAR REALTY COMPANY | CALMAR REALTY COMPANY | 3601 HEMPSTEAD TPKE LEVITTOWN, NY 11756 (40.72562975670428, -73.50147001178578) | CA246392P | 7/5/05 | FEDERAL FST-125 | 1 | 5.3 | 1992 | 2027 |  | 16 to 20 years old | I. C. DEG-54 (P) | #6 | 57488 | 40241 | 8623 | 6036 | Yes | 2015 | Elevator Apartments | 29 | 68700 | 2 | 6 | 60 | 65 | 1948
4052940013 | 36 19 167 STREET Queens, NY 11358 (40.760350968822195, -73.79632645819947) | Con Edison | CARLTON HSE. RLTY%ADI MGMT | CARLTON HOUSE REALTY | 172 90 HIGHLAND AVENUE JAMAICA ESTATES, NY 11432 (40.71311535449007, -73.79282099978928) | CA124391H | 7/4/05 | FEDERAL FST-125 | 1 | 5.3 | 1991 | 2026 |  | 16 to 20 years old | IND. COMB. DEG-54 (P) | #6 | 57488 | 40241 | 8623 | 6036 | Yes | 2014 | Walk-Up Apartments | 19 | 70569 | 1 | 6 | 65 | 65 | 1938
4001900020 | 43 07 39 PLACE Queens, NY 11104 (40.74489336663561, -73.92054134530679) | Con Edison | EMA REALTY LLC | EMA REALTY LLC | 172 90 HIGHLAND AVE JAMAICA, NY 11432-2869 (40.71354300010955, -73.78790699980806) | CA135195Y | 7/5/05 | FEDERAL FST-125 | 1 | 5.3 | 1995 | 2030 | DUAL FUEL | 11 to 15 years old | INDUSTRIAL COMB. DEG-54 (P) | #6 | 57488 | 40241 | 8623 | 6036 | Yes | 2020 | Walk-Up Apartments | 26 | 64549 | 1 | 7 | 68 | 70 | 1954
4001960032 | 47 20 42 STREET Queens, NY 11104 (40.74489336663561, -73.92054134530679) | Con Edison | MONROE REALTY/D. LANDAU | 47-20 OWERNS CORP | 99 TULIP AVENUE FLORAL PARK, NY 11001 (40.725171102469346, -73.70549920057312) | CA313183X | 7/6/05 | FEDERAL FST-125 | 1 | 5.3 | 1983 | 2018 |  | 26 to 30 years old | IND. COMB. DEG-54 P | #6 | 57488 | 40241 | 8623 | 6036 | Yes | 2016 | Elevator Apartments | 26 | 64890 | 1 | 6 | 59 | 59 | 1938 |  | YES
4001570013 | 41 15 44 STREET Queens, NY 11104 (40.74489336663561, -73.92054134530679) | Con Edison | OTTERMAN HARRY | 41-15 44 ST OWNERS CO | 720247 JACKSON HEIGHTS NY 11372 (40.75163073936716, -73.88361254528269) | CA279295Y | 7/6/05 | ROCKMILLS MP-125 | 1 | 5.3 | 1995 | 2030 | DUAL FUEL | 11 to 15 years old | I.C. DEG-54 (P) | #6 | 57488 | 40241 | 8623 | 6036 | Yes | 2017 | Condominiums | 26 | 65748 | 1 | 6 | 71 | 71 | 1940 |  | YES
4052630026 | 35 30 153 STREET Queens, NY 11354 (40.76862022064671, -73.82719028070687) | Con Edison | OWNER/SUPERINTENDENT | ESSEN REALTY ENTPRS/I |  | CA198484Z | 7/6/05 | FEDERAL FST-125 | 1 | 5.3 | 1984 | 2019 |  | 26 to 30 years old | IND. COMB. DEG-54 (P) | #6 | 57488 | 40241 | 8623 | 6036 | Yes | 2013 | Elevator Apartments | 19 | 57457 | 1 | 6 | 47 | 47 | 1929
4030800043 | 63 45 SAUNDERS STREET Queens, NY 11374 (40.72646491702238, -73.86148084756303) | National Grid | SAUNDERS OWNERS CORP. | SAUNDERS OWNERS CORP | 8714 116TH ST RICHMOND HILL, NY 11418-2426 (40.698838093155395, -73.8332567897184) | CA189596Z | 7/6/05 | FEDERAL FST 125 | 1 | 5.3 | 1996 | 2031 | DUAL FUEL | 11 to 15 years old | I.C. DEG-54 (P) | #6 | 57488 | 40241 | 8623 | 6036 |  |  | Elevator Apartments | 29 | 47730 | 1 | 6 | 56 | 56 | 1956
4067920600 | 65 69 162 STREET Queens, NY 11365 (40.73987184371066, -73.79462153515567) | Con Edison | SECOND HOUSING CO INC. | SECOND HOUSING CO INC | 161 29 JEWEL AVENUE FLUSHING, NY 11365 (40.73987184371066, -73.79462153515567) | CA121987P | 7/6/05 | FEDERAL FST 150 | 1 | 5.6 | 1987 | 2022 |  | 21 to 26 years old | HEV DE 63 P | #6 | 57488 | 40241 | 8623 | 6036 | Yes | 2022 | Elevator Apartments | 24 | 789880 | 30 | 6 | 684 | 684 | 1952 |  | YES
4052940006 | 36 35 167 STREET Queens, NY 11358 (40.760350968822195, -73.79632645819947) | Con Edison | STUART HOUSE | STUART HOUSE L.L.C. | 172 90 HIGHLAND AVENUE QUEENS, NY 11432 (40.71311535449007, -73.79282099978928) | CA123891J | 7/4/05 | FEDERAL FST-125 | 1 | 5.3 | 1991 | 2026 |  | 16 to 20 years old | IND. COMB. DEG-54 (P) | #6 | 57488 | 40241 | 8623 | 6036 | Yes | 2014 | Walk-Up Apartments | 19 | 66795 | 1 | 6 | 73 | 73 | 1942
4067900001 | 65 46 160 STREET Queens, NY 11365 (40.73987184371066, -73.79462153515567) | Con Edison | THIRD HOUSING CO. INC. | ELECTCHESTER 3 HOUS C | 65 52 160 STREET FLUSHING, NY 11365 (40.73987184371066, -73.79462153515567) | CA085687H | 7/6/05 | FEDERAL FST 150 | 1 | 5.6 | 1987 | 2022 |  | 21 to 26 years old | HEVE DE 63 P | #6 | 57487 | 40241 | 8623 | 6036 | Yes | 2020 | Elevator Apartments | 24 | 749142 | 32 | 6 | 793 | 793 | 1954 |  | YES
4001980019 | 47 25 40 STREET Queens, NY 11104 (40.74489336663561, -73.92054134530679) | Con Edison | BENENSON INVESTMENT CORP. | 40TH ST OWNERS CORP | 20 55th STREET MANHATTAN, NY 10019 (40.761920485787066, -73.9755800141002) | CA219899K | 7/7/05 | BEST 5C-125 | 1 | 5.3 | 1999 | 2034 | DUAL FUEL | 11 to 15 years old | INDUSTRIAL COMB. MEG-54 P | #6 | 57400 | 40180 | 8610 | 6027 |  |  | Walk-Up Apartments | 26 | 48000 | 1 | 6 | 54 | 54 | 1939
4031697501 | 99 34 67 ROAD Queens, NY 11375 (40.720707263029794, -73.84628429608335) | National Grid | WAINWRIGHT CONDO | WAINWRIGHT CONDOMINIU | 1362 51 STREET BROOKLYN, NY 11219 (40.63305159351588, -73.99193391374642) | CA418969Z | 7/6/05 | FEDERAL FST 150 | 1 | 5.77 | 1969 | 2010 |  | 41 - 45 years old | IRON FIREMAN AD-6-6.3 | #6 | 57000 | 39900 | 8550 | 5985 | Yes | 2019 | Walk-Up Apartments | 29 | 65687 | 1 | 6 | 67 | 68 | 1992 | YES
4002470030 | 33 10 QUEENS BOULEVARD Queens, NY 11101 (40.74570244980828, -73.93866902925225) | Con Edison | IMK REALTTY CORP. | SKG EQUITIES LLC | 33 10 QUEENS BOULEVARD QUEENS, NY 11101 (40.74570244980828, -73.93866902925225) | CA107279N | 7/5/05 | ROCKMILLS MP-100 | 1 | 4.3 | 1979 | 2014 |  | 31 to 35 years old | IC MMG-42P | #4 | 56575 | 39602 | 8203 | 5742 | Yes | 2017 | Walk-Up Apartments | 26 | 50000 | 1 | 3 | 0 | 3 | 1940
4000970004 | 47 37 AUSTELL PLACE Queens, NY 11101 (40.74570244980828, -73.93866902925225) | Con Edison | CONFORT & CO INC. | 1152 FIRST AVENUE LLC | 47 47 AUSTELL PLACE L I C, NY 11101 (40.74570244980828, -73.93866902925225) | CA220781N | 7/6/05 | ROCKMILLS MP4-133 | 2 | 5.57 | 1981 | 2016 |  | 26 to 30 years old | ICI #MMG 54P | #4 | 56250 | 39375 | 8156 | 5709 | Yes | 2017 | Elevator Apartments | 26 | 120000 | 1 | 3 | 0 | 1 | 1916
4031110024 | 88 11 63 DRIVE Queens, NY 11374 (40.72646491702238, -73.86148084756303) | National Grid | CARBOURT CONSTRUCTION CORP. | CARLBOURT CONST CORP | 95 25 QUEENS BOULEVARD REGO PARK, NY 11374 (40.72646491702238, -73.86148084756303) | CB140903Y | 7/5/05 | BEST 4C-175 (NEW) | 1 | 5.86 | 2003 | 2038 | DUAL FUEL | 5 to 10 years old | ICI MMG-84P (NEW) | #4 | 55626 | 38938 | 8066 | 5646 | Yes | 2021 | Walk-Up Apartments | 29 | 120500 | 1 | 6 | 105 | 105 | 1939
4059580075 | 23 55 BELL BOULEVARD Queens, NY 11360 (40.78070133439911, -73.78226733686807) | Con Edison | 23-45/55 BELL OWNERS CORP. | 23 45 55 BELL OWNERS | 1981 MARCUS AVE N Y 11042 (40.757798505692335, -73.69440156673153) | CB213401Z | 7/6/05 | FEDERAL FST-150 | 1 | 6.3 | 2001 | 2036 | DUAL FUEL | 5 to 10 years old | IND. COMB. DEG- 63 P | #6 | 55480 | 38836 | 8322 | 5825 | Yes | 2018 | Elevator Apartments | 19 | 157080 | 2 | 6 | 126 | 126 | 1961 |  | YES
4059580075 | 23 45 BELL BOULEVARD Queens, NY 11360 (40.78070133439911, -73.78226733686807) | Con Edison | 23-45/55 BELL OWNERS CORP. | 23 45 55 BELL OWNERS | 1981 MARCUS AVE N Y 11042 (40.757798505692335, -73.69440156673153) | CB213501R | 7/6/05 | FEDERAL FST-150 | 1 | 6.3 | 2001 | 2036 | DUAL FUEL | 5 to 10 years old | IND.COMB. DEG- 63 -P | #6 | 55480 | 38836 | 8322 | 5825 | Yes | 2018 | Elevator Apartments | 19 | 157080 | 2 | 6 | 126 | 126 | 1961 |  | YES
4059580100 | 23 25 BELL BOULEVARD Queens, NY 11360 (40.78070133439911, -73.78226733686807) | Con Edison | BAY COUNTRY OWNERS CORP. | BAY COUNTRY OWNERS C | 1981 MARCUS AVE N Y 11042 (40.757798505692335, -73.69440156673153) | CB213601P | 7/6/05 | FEDERAL FST-150 | 1 | 6.3 | 2001 | 2036 | DUAL FUEL | 5 to 10 years old | IND COMB. DEG 63 P | #6 | 55480 | 38836 | 8322 | 5825 | Yes | 2018 | Walk-Up Apartments | 19 | 157080 | 2 | 6 | 120 | 127 | 1961 |  | YES
4059580100 | 23 35 BELL BOULEVARD Queens, NY 11360 (40.78070133439911, -73.78226733686807) | Con Edison | BAY COUNTRY OWNERS CORP. | BAY COUNTRY OWNERS C | 1981 MARCUS AVE N Y 11042 (40.757798505692335, -73.69440156673153) | CB213701N | 7/6/05 | FEDERAL FST-150 | 1 | 6.3 | 2001 | 2036 | DUAL FUEL | 5 to 10 years old | IND. COMB. DEG-63 P | #6 | 55480 | 38836 | 8322 | 5825 | Yes | 2018 | Elevator Apartments | 19 | 157080 | 2 | 6 | 120 | 127 | 1961 |  | YES
4079120050 | 226 26 UNION TURNPIKE Queens, NY 11364 (40.745924680379744, -73.75790275560763) | National Grid | WOODS MANAGEMENT. | ENG, PINDA | 505 CHESTNUT ST Q 11516 (40.62281026909443, -73.72490656996541) | CA339872R | 7/6/05 | PACIFIC 52L2 | 1 | 5.3 | 1972 | 2010 |  | 36 - 40 year old | YORK 125 AHP SIZE B | #6 | 55480 | 38836 | 8322 | 5825 | Yes | 2022 | Elevator Apartments | 23 | 214152 | 4 | 6 | 192 | 192 | 1956 |  | YES
4059000075 | 23 20 BELL BOULEVARD Queens, NY 11360 (40.78070133439911, -73.78226733686807) | Con Edison | BAY TERRACE COOPERATIVE SECT.12 | BAY TERRACE COPERATIV | 21230 23 AVENUE FLUSHING, NY 11360-1535 (40.78149654572036, -73.77803378492104) | CA268088H | 7/5/05 | FEDERAL #FST-150 | 1 | 6.27 | 1988 | 2023 |  | 21 to 26 years old | INDUSTRIAL COMBUSTION #DEG-63 P | #6 | 55188 | 38632 | 8278 | 5795 | Yes | 2020 | Elevator Apartments | 19 | 168516 | 2 | 6 | 124 | 124 | 1963 |  | YES
4001330070 | 39 88 49 STREET Queens, NY 11104 (40.74489336663561, -73.92054134530679) | Con Edison | FAGOUDAKIS, ANTONIOS | FEGGOUDAKIS ANTONIOS | 142 30 SANFORD AVENUE FLUSHING, NY 11355 (40.7512997969481, -73.82147854789662) | CA173387X | 7/6/05 | ROCKMILLS MP 125 SL | 1 | 5 | 1987 | 2022 |  | 21 to 26 years old | ICI MEG 54 P | #6 | 55000 | 38500 | 8250 | 5775 | Yes | 2013 | Walk-Up Apartments | 26 | 76500 | 1 | 6 | 75 | 82 | 1930
4044100056 | 31 30 138 STREET Queens, NY 11354 (40.76862022064671, -73.82719028070687) | Con Edison | LINDEN TOWER FOCUS MGMT. | LINDEN TOWERS COOP 3 | 31 30 138 STREET FLUSHING, NY 11375 (40.720707263029794, -73.84628429608335) | CA619386H | 7/6/05 | ROCKMILLS MP 250 | 2 | 10.5 | 1986 | 2021 |  | 21 to 26 years old | ICI DEG 105 P | #6 | 55000 | 38500 | 8250 | 5775 | Yes | 2020 | Elevator Apartments | 20 | 187936 | 4 | 6 | 144 | 144 | 1959 |  | YES
4001860001 | 41 43 39 PLACE Queens, NY 11104 (40.74489336663561, -73.92054134530679) | Con Edison | SUNPLACE REALTY CORP. | SUN PLACE RLTY CORP | 190312 BROOKLYN NY 11219-1419 (40.6377610001702, -73.98761400028576) | CA135188X | 7/5/05 | ROCKMILLS MP150 | 1 | 6.27 | 1988 | 2023 |  | 21 to 26 years old | ICI DEG 63 P | #6 | 55000 | 38500 | 8250 | 5775 | Yes | 2016 | Walk-Up Apartments | 26 | 84000 | 1 | 6 | 84 | 84 | 1939
4005750002 | 27 10 NEWTOWN AVENUE Queens, NY 11102 (40.77152402451418, -73.92643545073543) | Con Edison | PARTRIDGE REALTY | 27 NEWTOWN LLC | 29 38 30 AVENUE ASTORIA, NY 11102 (40.77152402451418, -73.92643545073543) | CA207681J | 7/6/05 | FEDERAL (EASTMOND) MODEL FST - 100 | 1 | 3.8 | 1981 | 2016 | DUAL FUEL | 26 to 30 years old | INDUSTRIAL COMBUSTION MEG-42-P | #6 | 54917 | 38442 | 8238 | 5766 |  |  | Walk-Up Apartments | 22 | 43737 | 1 | 6 | 55 | 55 | 1931
4092090055 | 115 25 84 AVENUE Queens, NY 11418 (40.69637041236467, -73.84031024991805) | National Grid | 84 EQUITIES INC. | 84 EQUITIES INC | 115 25 84 AVENUE RICHMOND HILLS, NY 11418 (40.69637041236467, -73.84031024991805) | CA013477R | 7/6/05 | ROCKMILL MP125 | 1 | 5.25 | 1977 | 2012 |  | 31 to 35 years old | I.C.I. DE54S | #4 | 54750 | 38325 | 7939 | 5557 | Yes | 2019 | Elevator Apartments | 29 | 55600 | 1 | 6 | 69 | 69 | 1928 |  | YES
4015040001 | 40 05 HAMPTON STREET Queens, NY 11373 (40.73871040256307, -73.87835115518163) | National Grid | IRVING DOMNITCH | METZ, JUSTIN | 80 15 41st AVENUE-SUITE 106 N Y 11373 (40.73871040256307, -73.87835115518163) | CB217701J | 7/6/05 | FEDERAL FST-175 | 1 | 7.35 | 2001 | 2036 | DUAL FUEL | 5 to 10 years old | ICI DEG-84 P | #4 | 54750 | 38325 | 7939 | 5557 | Yes | 2014 | Elevator Apartments | 21 | 75642 | 1 | 6 | 122 | 122 | 1963
4001370004 | 41 41 46 STREET Queens, NY 11104 (40.74489336663561, -73.92054134530679) | Con Edison | NASA REAL ESTATE CORP | NASA REAL ESTATE CORP | 1847 PARAMUS NJ 07653-1847 (40.94836000001402, -74.0684009999062) | CB552303R | #N/A | FEDERAL FST-175 (NEW) | 1 | 5.8 | 2003 | 2038 | DUAL FUEL | 5 to 10 years old | ICI DEG-84P (NEW) | #4 | 54750 | 38325 | 7939 | 5557 | Yes | 2017 | Elevator Apartments | 26 | 77730 | 1 | 6 | 106 | 107 | 1931
4001590001 | 42 25 43 AVENUE Queens, NY 11104 (40.74489336663561, -73.92054134530679) | Con Edison | ESSEX HOUSE LLC | ESSEX HOUSE L L C | 4014 72ND ST WOODSIDE, NY 11377-3035 (40.74631337304558, -73.89355961761687) | CA194396K | 7/7/05 | ROCKMILLS MP-175 | 2 | 7 | 1996 | 2031 | DUAL FUEL | 11 to 15 years old | ICI DEG 84 | #6 | 54750 | 38325 | 8212 | 5749 | Yes | 2019 | Elevator Apartments | 26 | 148950 | 1 | 6 | 154 | 154 | 1938
4015090017 | 81 11 PETTIT AVENUE Queens, NY 11373 (40.73871040256307, -73.87835115518163) | National Grid | PETTIT REALTY CO. | PETTIT REALTY CO | 408 57 STREET N Y 11373 (40.73871040256307, -73.87835115518163) | CB001701X | 7/5/05 | FEDERAL FST-175 | 1 | 7.35 | 2001 | 2036 | DUAL FUEL | 5 to 10 years old | INDUSTRIAL COMB. DEG-84 P | #6 | 54750 | 38325 | 8212 | 5749 | Yes | 2019 | Office Buildings | 25 | 106541 | 1 | 6 | 105 | 109 | 1957
4015810001 | 83 45 Queens, NY 11373 (40.73871040256307, -73.87835115518163) | National Grid | REGENT REALTY COMPANY | REGENT REALTY CO | 408 57TH ST NY, NY 10019-3053 (40.76802956130388, -73.98604087604586) | CA193798Z | 7/6/05 | FEDERAL FST-175 | 2 | 7 | 1998 | 2033 | DUAL FUEL | 11 to 15 years old | INDUSTRIAL COMB. DEG-84 | #6 | 54750 | 38325 | 8212 | 5749 | Yes | 2021 | Walk-Up Apartments | 25 | 179494 | 1 | 6 | 193 | 194 | 1956
4050490032 | 41 44 PARSONS BOULEVARD Queens, NY 11355 (40.7512997969481, -73.82147854789662) | Con Edison | WENGJON ASSOCIATES | WENJON ASSOCIATES, | 98 CITTER MILL ROAD GREAT NECK, NY 11021 (40.7836584067361, -73.73280677517435) | CA309283L | 7/6/05 | FEDERAL FST-125 | 1 | 5 | 1983 | 2018 |  | 26 to 30 years old | INDU COMB DEG-54(P) | #6 | 54166 | 37916 | 8125 | 5687 | Yes | 2019 | Elevator Apartments | 20 | 58153 | 1 | 4 | 60 | 60 | 1929
4005770036 | 25 30 30 ROAD Queens, NY 11102 (40.77152402451418, -73.92643545073543) | Con Edison | CLINTON REALTY CO. | CLINTON RLTY CO | 65 SUGAR TOMS RIDGE EAST NORWICH, NY 11732 (40.84443019677485, -73.52571573369573) | CA181481M | 7/6/05 | ROCKMILLS -MP 100 | 1 | 4.2 | 1981 | 2016 |  | 26 to 30 years old | ICI DEG-42(P) | #4 | 53911 | 37738 | 7817 | 5472 |  |  | Elevator Apartments | 22 | 48258 | 1 | 6 | 72 | 72 | 1931
4052817501 | 35 91 161 STREET Queens, NY 11358 (40.760350968822195, -73.79632645819947) | Con Edison | D.B.H.ASSOCIATES |  | 720247 JACKSON HEIGHTS NY 11372 (40.75163073936716, -73.88361254528269) | CA170781K | 7/7/05 | FEDERAL - FST 125 | 1 | 5.2 | 1981 | 2016 |  | 26 to 30 years old | ICI DEG - 54 (P) | #6 | 53911 | 37738 | 8087 | 5661 | Yes | 2021 | Elevator Apartments | 19 | 57296 | 1 | 6 | 70 | 76 | 1929 | YES
4053740038 | 144 80 SANFORD AVENUE Queens, NY 11355 (40.7512997969481, -73.82147854789662) | Con Edison | 144-80 SANFORD APT CORP | 144-80 SANFORD AVENU | 99 TULIP AVENUE FLORAL PARK, NY 11001 (40.725171102469346, -73.70549920057312) | CA039382J | 7/7/05 | ROCKMILLS MP200 | 1 | 8.2 | 1982 | 2017 | DUAL FUEL | 26 to 30 years old | ICI DEG 84P | #6 | 53007 | 37105 | 7951 | 5566 | Yes | 2014 | Walk-Up Apartments | 20 | 106117 | 1 | 6 | 94 | 94 | 1937 |  | YES
4088010014 | 85 15 258 STREET Queens, NY 11001 (40.72139000494485, -73.70739692842545) | Con Edison | P S 191 QUEENS | BOARD OF EDUCATION | 28 11 QUEENS PLAZA QUEENS, NY 11101 (40.74570244980828, -73.93866902925225) | CA087774P | 7/7/05 | FITZGIBBONS DM 182 | 2 | 11 | 1974 | 2010 |  | 36 - 40 year old | PREFERRED UTILITIES-BHE 63M4 | #4 | 52877 | 37014 | 7667 | 5367 |  |  | Elevator Apartments | 23 | 36500 | 2 | 3 | 0 | 1 | 1958
4064820003 | 67 97 136 STREET Queens, NY 11367 (40.730323085042414, -73.82610630716033) | National Grid | HYDE PARK OWNERS CORP. | HYDE PARK OWNERS CORP | 137 07 JEWEL AVENUE FLUSHING, NY 11367 (40.730323085042414, -73.82610630716033) | CB024207H | 7/6/05 | BEST 5C-125 | 1 | 4.1 | 2007 | 2042 | DUAL FUEL | Fewer than 5 years old | INDUSTRIAL COMBUSTION MMG-54(P) | #4 | 52122 | 36485 | 7558 | 5290 | Yes | 2022 | Walk-Up Apartments | 24 | 152470 | 8 | 2 | 210 | 210 | 1950 |  | YES
4064820003 | 136 51 68 DRIVE Queens, NY 11367 (40.730323085042414, -73.82610630716033) | National Grid | HYDE PARK OWNERS CORP. | HYDE PARK OWNERS CORP | 137 07 JEWEL AVENUE FLUSHING, NY 11367 (40.730323085042414, -73.82610630716033) | CB000208P | 7/6/05 | BEST 5C - 125 (NEW) | 1 | 4.1 | 2008 | 2043 | DUAL FUEL | Fewer than 5 years old | ICI MMG - 54P (NEW) | #4 | 52122 | 36485 | 7558 | 5290 | Yes | 2022 | Walk-Up Apartments | 24 | 152470 | 8 | 2 | 210 | 210 | 1950 |  | YES
4062770002 | 210 06 42 AVENUE Queens, NY 11361 (40.76418884813688, -73.77232552860022) | Con Edison | S.H.R. APARTMENT INC. | SHR APARTMENTS INC | 155 RIVERSIDE DR NEW YORK, NY 10024-2219 (40.791046441115554, -73.97955859578195) | CA272993J | 7/7/05 | ROCKMILLS MP-150 | 1 | 5.81 | 1993 | 2028 |  | 16 to 20 years old | IND. COMB. DEG-63 (P) | #6 | 51502 | 36051 | 7725 | 5408 | Yes | 2017 | Walk-Up Apartments | 19 | 208345 | 15 | 3 | 219 | 219 | 1951
4062770002 | 42 11 CORPORAL KENNEDY STREET Queens, NY 11361 (40.76418884813688, -73.77232552860022) | Con Edison | S.H.R. APARTMENTS INC. | SHR APARTMENTS INC | 155 RIVERSIDE DRIVE MANHATTAN, NY 10024 (40.791046441115554, -73.97955859578195) | CA272693H | 7/7/05 | ROCKMILLS MP-150 SS | 1 | 5.81 | 1993 | 2028 |  | 16 to 20 years old | IND. COMB. DEG-63 (P) | #6 | 51502 | 36051 | 7725 | 5408 | Yes | 2017 | Elevator Apartments | 19 | 208345 | 15 | 3 | 219 | 219 | 1951
4058780075 | 209 80 18 AVENUE Queens, NY 11360 (40.78070133439911, -73.78226733686807) | Con Edison | BAY TERRACE CO-OP SEC VII | TERRACE COOPERATIVE S | 1981 MARCUS AVE LAKE SUCCESS, NY 11042 (40.757798505692335, -73.69440156673153) | CA456384K | 7/7/05 | PACIFIC 60 L1 | 1 | 5.2 | 1984 | 2019 |  | 26 to 30 years old | I C DEG 54 | #6 | 51100 | 35770 | 7665 | 5366 | Yes | 2018 | Elevator Apartments | 19 | 196000 | 2 | 6 | 120 | 120 | 1960 |  | YES
4058780075 | 209 20 18 AVENUE Queens, NY 11360 (40.78070133439911, -73.78226733686807) | Con Edison | BAY TERRACE CO-OP SEC VII | TERRACE COOPERATIVE S | 1981 MARCUS AVE LAKE SUCCESS, NY 11042 (40.757798505692335, -73.69440156673153) | CA310184Y | 7/7/05 | PACIFIC 52 L 2 | 1 | 5.2 | 1984 | 2019 |  | 26 to 30 years old | I C DEG - 34 | #6 | 51100 | 35770 | 7665 | 5366 | Yes | 2018 | Elevator Apartments | 19 | 196000 | 2 | 6 | 120 | 120 | 1960 |  | YES
4012920012 | 37 22 82 STREET Queens, NY 11372 (40.75163073936716, -73.88361254528269) | National Grid | GLYNTON HANDKERCHIEF | GLYNTON HANDKERCHIEFC | 305 BROADWAY MANHATTAN, NY 10007 (40.715377485570286, -74.00535115158232) | CA262770N | 7/5/05 | ROCKMILLS MP 70 | 1 | 2.9 | 1970 | 2010 |  | 36 - 40 year old | INDUSTRIAL COMBUSTION AM6E | #6 | 51100 | 35770 | 7665 | 5366 |  |  | Walk-Up Apartments | 21 | 33890 | 1 | 2 | 0 | 8 | 1928
4050160007 | 147 31 38 AVENUE Queens, NY 11354 (40.76862022064671, -73.82719028070687) | Con Edison | HUNTER GARDENS OWNERS INC. | HUNTER GARDENS OWNERS | 109 15 14th AVENUE COLLEGE POINT, NY 11356 (40.7849280967543, -73.84181070040347) | CA437487J | 7/7/05 | BEST 4C 200 | 1 | 8.19 | 1987 | 2022 |  | 21 to 26 years old | ICI DEG 84 | #6 | 51000 | 35700 | 7650 | 5355 | Yes | 2016 | Walk-Up Apartments | 20 | 200466 | 3 | 6 | 216 | 216 | 1951 |  | YES
4049810050 | 33 24 PARSONS BOULEVARD Queens, NY 11354 (40.76862022064671, -73.82719028070687) | Con Edison | ANN BENDICK REALTY. | 33-24 PARSONS REALTY | 350 FLUSHING NY 11352 (40.75619500019917, -73.82862499974391) | CA258385P | 7/4/05 | PACIFIC 60LZ | 1 | 6.4 | 1985 | 2020 | DUAL FUEL | 21 to 26 years old | ICI DEG 63P | #6 | 50900 | 35630 | 7635 | 5344 | Yes | 2021 | Condominiums | 20 | 99162 | 1 | 6 | 114 | 114 | 1963
4077320002 | 73 11 210 STREET Queens, NY 11364 (40.745924680379744, -73.75790275560763) | National Grid | W.P. OWNERS CORP. | W P OWNERS CORP | 213 05 75th AVENUE BAYSIDE, NY 11364 (40.745924680379744, -73.75790275560763) | CA296791H | 7/5/05 | FEDERAL FST-150 | 1 | 6.27 | 1991 | 2026 |  | 16 to 20 years old | I.C.I. DEG-63P | #6 | 50691 | 35484 | 7604 | 5323 | Yes | 2022 | Walk-Up Apartments | 23 | 486792 | 14 | 6 | 583 | 583 | 1952 |  | YES
4077480400 | 75 25 210 STREET Queens, NY 11364 (40.745924680379744, -73.75790275560763) | National Grid | W.P.OWNER CORP/AKAM ASSOC. | DEJESU, JAMES | 213 05 75th AVENUE BAYSIDE, NY 11364 (40.745924680379744, -73.75790275560763) | CA236594Y | 7/5/05 | FEDERAL FST-150 | 1 | 6.3 | 1994 | 2029 |  | 16 to 20 years old | ICI DEG-63 (P) | #6 | 50691 | 35484 | 7604 | 5323 | Yes | 2018 | Elevator Apartments | 23 | 243396 | 7 | 6 | 270 | 270 | 1965 |  | YES
4077380001 | 73 63 BELL BOULEVARD Queens, NY 11364 (40.745924680379744, -73.75790275560763) | National Grid | WINDSOR PARK OWNERS CORP. | WINDSOR PARK OWNERS C | 213 05 75th AVE BAYSIDE, NY 11364 (40.745924680379744, -73.75790275560763) | CA185892P | 7/5/05 | ROCKMILLS MP 150 | 1 | 6.27 | 1992 | 2027 |  | 16 to 20 years old | I. C. DEG-63P | #6 | 50691 | 35484 | 7604 | 5323 | Yes | 2018 | Elevator Apartments | 23 | 162264 | 5 | 6 | 180 | 180 | 1952 |  | YES
4077320002 | 212 04 73 AVENUE Queens, NY 11364 (40.745924680379744, -73.75790275560763) | National Grid | WINDSOR PARK OWNERS CORP. | W P OWNERS CORP | 213 05 75TH AVE BAYSIDE, NY 11364 (40.745924680379744, -73.75790275560763) | CA142496N | 7/6/05 | FEDERAL FST-150 | 1 | 6.27 | 1996 | 2031 | DUAL FUEL | 11 to 15 years old | I.C. DEG-63P | #6 | 50691 | 35484 | 7604 | 5323 | Yes | 2022 | Elevator Apartments | 23 | 486792 | 14 | 6 | 583 | 583 | 1952 |  | YES
4077480500 | 75 08 BELL BOULEVARD Queens, NY 11364 (40.745924680379744, -73.75790275560763) | National Grid | WINDSOR PARK OWNERS CORP. | SYLVIA Y. RODMAN | 213 05 75TH AVENUE BAYSIDE, NY 11364 (40.745924680379744, -73.75790275560763) | CA173994H | 7/4/05 | FEDERAL FST-150 | 1 | 6.27 | 1994 | 2029 |  | 16 to 20 years old | ICI DEG-63 (P) | #6 | 50691 | 35484 | 7604 | 5323 | Yes | 2018 | Elevator Apartments | 23 | 644836 | 13 | 6 | 567 | 567 | 1965 |  | YES
4077480500 | 213 06 75 AVENUE Queens, NY 11364 (40.745924680379744, -73.75790275560763) | National Grid | WINDSOR PARK OWNERS CORP. | SYLVIA Y. RODMAN | 231 05 75TH AVE BAYSIDE, NY 11364 (40.745924680379744, -73.75790275560763) | CA142596K | 7/6/05 | FEDERAL FST-150 | 1 | 6.27 | 1996 | 2031 | DUAL FUEL | 11 to 15 years old | I.C. DEG-63P | #6 | 50691 | 35484 | 7604 | 5323 | Yes | 2018 | Elevator Apartments | 23 | 644836 | 13 | 6 | 567 | 567 | 1965 |  | YES
4077320002 | 211 02 73 AVENUE Queens, NY 11364 (40.745924680379744, -73.75790275560763) | National Grid | WINDSOR PARK,OWNERS CORP. | W P OWNERS CORP | 213 05 75 AVENUE QUEENS, NY 11364 (40.745924680379744, -73.75790275560763) | CA114594Z | 7/7/05 | FEDERAL FST-150 | 1 | 6.27 | 1994 | 2029 |  | 16 to 20 years old | ICI DEG-63 P | #6 | 50691 | 35484 | 7604 | 5323 | Yes | 2022 | Walk-Up Apartments | 23 | 486792 | 14 | 6 | 583 | 583 | 1952 |  | YES
4002660003 | 43 22 QUEENS STREET Queens, NY 11101 (40.74570244980828, -73.93866902925225) | Con Edison | EAGLE ELECTRIC MFG.CO | ELECTRIC REALTY COMPA | 23 10 QUEENS PLAZA LONG ISLAND CIT, NY 11101 (40.74570244980828, -73.93866902925225) | CA238891J | 7/5/05 | FEDERAL FST 350 | 2 | 30.2 | 1991 | 2026 | DUAL FUEL | 16 to 20 years old | ICI DEG 145-P | #6 | 50575 | 35403 | 7586 | 5310 | Yes | 2016 | Elevator Apartments | 26 | 320820 | 1 | 6 | 0 | 1 | 1929
4033470054 | 78 11 KEW FOREST LANE Queens, NY 11375 (40.720707263029794, -73.84628429608335) | National Grid | THEO MGMT CORP. | 7811 REALTY LLC | 630434 LITTLE NECK NY 11363 (40.772398418252465, -73.74679788741253) | CA096577K | 7/4/05 | R0CKMILLS MP 90 | 1 | 3.8 | 1977 | 2012 |  | 31 to 35 years old | I.C.I. DE-42-S | #6 | 50456 | 35319 | 7568 | 5298 |  |  | Walk-Up Apartments | 29 | 43636 | 1 | 4 | 48 | 48 | 1920
4000620030 | 49 02 21 STREET Queens, NY 11101 (40.74570244980828, -73.93866902925225) | Con Edison | O.B.H.A. REALTY | LIC APTS LLC | 630258 LITTLE NECK NY 11363 (40.772398418252465, -73.74679788741253) | CA120380Y | 7/6/05 | FEDERAL FST-100 | 1 | 4.29 | 1980 | 2015 |  | 26 to 30 years old | IND COMP #DE- 42P | #4 | 50425 | 35297 | 7312 | 5118 |  |  | Elevator Apartments | 26 | 20625 | 1 | 5 | 30 | 30 | 1931
4021070024 | 99 44 62 AVENUE Queens, NY 11374 (40.72646491702238, -73.86148084756303) | National Grid | 99-44 62ND AVENUE | GOLYAN ENTERPRISES LL | 108 18 72nd AVENUE FOREST HILLS, NY 11375 (40.720707263029794, -73.84628429608335) | CA167080K | 7/6/05 | FEDERAL FLW 1215 | 1 | 4.3 | 1980 | 2015 |  | 26 to 30 years old | ICI DEG-42 S | #6 | 50424 | 35297 | 7564 | 5295 | Yes | 2017 | Elevator Apartments | 24 | 55300 | 1 | 7 | 62 | 62 | 1964
4021500001 | 64 35 YELLOWSTONE BOULEVARD Queens, NY 11375 (40.720707263029794, -73.84628429608335) | National Grid | ALGIN MGMT | WILLIAM LEVEN | 64 35 YELLOWSTONE BOULEVARD QUEENS, NY 11375 (40.720707263029794, -73.84628429608335) | CA435488M | 7/5/05 | FEDERAL FST 350 | 1 | 14.7 | 1988 | 2023 |  | 21 to 26 years old | ICI DEG 145P | #6 | 50400 | 35280 | 7560 | 5292 | Yes | 2020 | Elevator Apartments | 29 | 273771 | 3 | 6 | 291 | 295 | 1950 |  | YES
4031690002 | 99 06 67 ROAD Queens, NY 11375 (40.720707263029794, -73.84628429608335) | National Grid | AUSTIN ESTATES | AUSTIN ESTATES | 816 BLYTHBURNE STA BROOKLYN, NY 11219 (40.63277295540763, -73.99667681118586) | CA027899Y | 7/6/05 | FEDERAL FST-175 | 1 | 6.44 | 1999 | 2034 | DUAL FUEL | 11 to 15 years old | INDUSTRIAL COMB. DEG-84 P | #6 | 50370 | 35259 | 7556 | 5289 | Yes | 2019 | Walk-Up Apartments | 29 | 77904 | 1 | 6 | 98 | 98 | 1950
4031100031 | 89 11 63 DRIVE Queens, NY 11374 (40.72646491702238, -73.86148084756303) | National Grid | CAULDWELL TERRACE CONST. CORP | CAULDWELL TERRACE CON | 95 25 QUEENS BLVD REGO PARK, NY 11374 (40.72646491702238, -73.86148084756303) | CB404005X | 7/7/05 | BEST 4C - 175 (EXSTG) | 1 | 5.85 | 2005 | 2040 | DUAL FUEL | 5 to 10 years old | ICI DEG-84P (NEW) | #6 | 50370 | 35259 | 7556 | 5289 | Yes | 2020 | Hotels | 29 | 119040 | 1 | 6 | 106 | 106 | 1940
4096310227 | 123 30 83 AVENUE Queens, NY 11415 (40.708286075142325, -73.82855612156771) | National Grid | IMPERIAL LEASING CORP | IMPERIAL LEASING PROP | 97 77 QUEENS BOULEVARD N Y 11374 (40.72646491702238, -73.86148084756303) | CB155900X | 7/7/05 | BEST 5B-70 | 1 | 2.84 | 2000 | 2035 | DUAL FUEL | 5 to 10 years old | IND.COMB. MEG-34 S | #4 | 50239 | 35167 | 7285 | 5099 | Yes | 2021 | Elevator Apartments | 29 | 54600 | 1 | 6 | 51 | 51 | 1962
4003430024 | 36 08 29 STREET Queens, NY 11106 (40.761699790013324, -73.9316632529567) | Con Edison | 36-08 QUEENS REALTY /H.KRUMHOLTZ | 36 08 QUEENS REALTY C | 144 15 41 AVENUE QUEENS, NY 11355 (40.7512997969481, -73.82147854789662) | CA005886H | 7/5/05 | ROCKMILLS MP-125 | 1 | 4.1 | 1986 | 2021 |  | 21 to 26 years old | IND. COMB. DEG-54P | #6 | 50224 | 35157 | 7534 | 5274 | Yes | 2013 | Walk-Up Apartments | 26 | 78660 | 1 | 6 | 72 | 72 | 1929
4005800030 | 32 06 29 STREET Queens, NY 11106 (40.761699790013324, -73.9316632529567) | Con Edison | 32-06 REALTY LLC. | 3206 REALTY LLC | 434 LITTLE NECK NY 11106 (40.761699790013324, -73.9316632529567) | CA305287K | 7/6/05 | FEDERAL FST-80 | 1 | 3.43 | 1987 | 2022 |  | 21 to 26 years old | ICI MMG 34 P | #4 | 50000 | 35000 | 7250 | 5075 |  |  | Elevator Apartments | 22 | 48000 | 1 | 6 | 56 | 63 | 1931
4017590023 | 37 50 97 STREET Queens, NY 11368 (40.749678220373596, -73.85304068857687) | National Grid | 37-50 REALTY LLC | 37-50 REALTY | 148 46TH ST NEW YORK, NY 10017-2615 (40.7537626510687, -73.97372910145917) | CA294185Z | 7/5/05 | ROCKMILLS MP-125 | 1 | 5.3 | 1985 | 2020 |  | 21 to 26 years old | I.C.I. MEG54 | #6 | 50000 | 35000 | 7500 | 5250 | Yes | 2019 | Walk-Up Apartments | 21 | 70660 | 2 | 6 | 66 | 66 | 1937
4001580001 | 41 43 43 STREET Queens, NY 11104 (40.74489336663561, -73.92054134530679) | Con Edison | 41-43 43RD STREET CORP. | 41 41 43RDST CORP | 1174 GREAT NECK NY 11021 (40.78664779925657, -73.72844675971015) | CA228689R | 7/6/05 | ROCKMILLS MP150 | 1 | 6.27 | 1989 | 2024 |  | 21 to 26 years old | ICI MEG63S | #6 | 50000 | 35000 | 7500 | 5250 | Yes | 2018 | Elevator Apartments | 26 | 70590 | 1 | 6 | 94 | 94 | 1930 |  | YES
4022360033 | 72 10 112 STREET Queens, NY 11375 (40.720707263029794, -73.84628429608335) | National Grid | GOODMAN MGMT, INC. | 7210 OWNERS CORP | 2736 INDEPENDENCE AVENUE RIVERDALE, NY 10463 (40.882258954549314, -73.91765023386792) | CA165388H | 7/4/05 | FEDERAL FST 150 | 1 | 6.27 | 1988 | 2023 |  | 21 to 26 years old | ICI DEG 63 P | #6 | 50000 | 35000 | 7500 | 5250 | Yes | 2016 | Elevator Apartments | 29 | 78733 | 1 | 6 | 68 | 68 | 1955 |  | YES
4005440019 | 23 30 NEWTOWN AVENUE Queens, NY 11102 (40.77152402451418, -73.92643545073543) | Con Edison | PHAROS REALTY | PHAROS REALTY, | 30 10 37TH AVE LIC, NY 11101 (40.74570244980828, -73.93866902925225) | CA222288Z | 7/4/05 | ROCKMILLS MP 150 | 1 | 6.23 | 1988 | 2023 |  | 21 to 26 years old | ICI MMG 63 P | #6 | 50000 | 35000 | 7500 | 5250 | Yes | 2014 | Warehouses | 22 | 57000 | 1 | 6 | 74 | 78 | 1928
4006120057 | 32 52 33RD STREET Queens, NY 11106 (40.761699790013324, -73.9316632529567) | Con Edison | QPI-XXIX LLC | QPI-XXIX LLC | 31 10 37TH AVE NEW YORK, NY 11101 (40.74570244980828, -73.93866902925225) | CA403689M | 7/6/05 | ROCKMILLS MP125 SS | 1 | 5.25 | 1989 | 2024 |  | 21 to 26 years old | ICI DEG 54 P | #6 | 50000 | 35000 | 7500 | 5250 |  |  | Elevator Apartments | 22 | 40740 | 1 | 6 | 60 | 60 | 1928
4006120053 | 32 42 33 STREET Queens, NY 11106 (40.761699790013324, -73.9316632529567) | Con Edison | QPI-XXVIII LLC | QPI-XXVIII LLC | 31 10 37TH AVE L I CITY, NY 11101 (40.74570244980828, -73.93866902925225) | CA336189Z | 7/6/05 | ROCKMILLS MP 125 SS | 1 | 5.25 | 1989 | 2024 |  | 21 to 26 years old | ICI DEG 54 P | #6 | 50000 | 35000 | 7500 | 5250 |  |  | Walk-Up Apartments | 22 | 40000 | 1 | 6 | 60 | 60 | 1928
4015540023 | 41 42 ELBERTSON STREET Queens, NY 11373 (40.73871040256307, -73.87835115518163) | National Grid | SEVEN HILLS MANAGEMENT INC. | SEVEN HILLS MANAGEMEN | 41 42 EIMHURST, NY 11373 (40.73871040256307, -73.87835115518163) | CA240989K | 7/6/05 | ROCKMILLS MP150 | 1 | 6.27 | 1989 | 2024 |  | 21 to 26 years old | ICI DEG 63P | #6 | 50000 | 35000 | 7500 | 5250 | Yes | 2014 | Elevator Apartments | 21 | 85360 | 1 | 7 | 72 | 74 | 1954
4002570040 | 33 20 HUNTERS POINT AVENUE Queens, NY 11101 (40.74570244980828, -73.93866902925225) | Con Edison | Spunky Knits | INTERBORO ASSOCIATES | 1407 BROADWAY MANHATTAN, NY 10018 (40.753436793850256, -73.98714887370926) | CA084375Y | 7/7/05 | SUPERIOR G4 RB-80 | 1 | 3.5 | 1975 | 2010 |  | 31 to 35 years old | GORDON PIATT F10-0-15 | #4 | 50000 | 35000 | 7250 | 5075 |  |  | Elevator Apartments | 26 | 21600 | 1 | 2 | 0 | 1 | 1954
4077480400 | 211 02 75 AVENUE Queens, NY 11364 (40.745924680379744, -73.75790275560763) | National Grid | W.P. OWNERS CORP./AKAM ASSOCIATES | DEJESU, JAMES | 213 05 75th AVENUE BAYSIDE, NY 11364 (40.745924680379744, -73.75790275560763) | CA296591N | 7/5/05 | FEDERAL FST-150 | 1 | 6.3 | 1991 | 2026 |  | 16 to 20 years old | ICI DEG-63(P) | #6 | 50000 | 35000 | 7500 | 5250 | Yes | 2018 | Elevator Apartments | 23 | 243396 | 7 | 6 | 270 | 270 | 1965 |  | YES
4015510026 | 92 05 WHITNEY AVENUE Queens, NY 11373 (40.73871040256307, -73.87835115518163) | National Grid | WHITNEY AVENUE OWNERS CORP. | WHITNEY AVE OWNERS CO | 34 03 ASTORIA, NY 11106 (40.761699790013324, -73.9316632529567) | CA124687R | 7/6/05 | FEDERAL FST 100 | 1 | 8.19 | 1987 | 2022 |  | 21 to 26 years old | ICI DEG 84 P | #6 | 50000 | 35000 | 7500 | 5250 | Yes | 2021 | Condominiums | 21 | 123228 | 1 | 6 | 95 | 95 | 1939 |  | YES
4077320150 | 211 05 75 AVENUE Queens, NY 11364 (40.745924680379744, -73.75790275560763) | National Grid | WINDSOR PARK OWNER CORP. | BARBU, JULIETTA | 213 05 75TH AVENUE BAYSIDE, NY 11364 (40.745924680379744, -73.75790275560763) | CA362590Y | 7/7/05 | FEDERAL FST 150 | 1 | 6.27 | 1990 | 2025 |  | 16 to 20 years old | ICI DEG 63P | #6 | 50000 | 35000 | 7500 | 5250 | Yes | 2022 | Walk-Up Apartments | 23 | 243396 | 8 | 6 | 270 | 270 | 1952 |  | YES
4107410184 | 93 45 222 STREET Queens, NY 11428 (40.721396964798146, -73.74193729726841) | National Grid | ALBERT, RICHARD | 222 REALTY LLC | 6 BRIDLE PORT WASHINGTON, NY 11050 (40.849728539980156, -73.72000193344701) | CA028173J | 7/5/05 | KEWANEE UNKNOWN | 1 | 4.8 | 1973 | 2010 |  | 36 - 40 year old | TODD C | #6 | 49640 | 34748 | 7446 | 5212 | Yes | 2021 | Walk-Up Apartments | 23 | 76800 | 1 | 3 | 63 | 63 | 1939
4018720007 | 56 25 92 STREET Queens, NY 11373 (40.73871040256307, -73.87835115518163) | National Grid | CATHEDRAL PREPARATORY | ROMAN CATHOLIC DIOCE | 56 25 92 STREET ELMHURST, NY 11373 (40.73871040256307, -73.87835115518163) | CA098578L | 7/5/05 | CROTTY FWR 95 | 1 | 4.34 | 1978 | 2013 |  | 31 to 35 years old | IND COMB INC MM-42(P) FIF | #4 | 49600 | 34720 | 7192 | 5034 | Yes | 2022 | Elevator Apartments | 25 | 94380 | 1 | 4 | 0 | 0 | 1963
4066980040 | 150 29 72 ROAD Queens, NY 11367 (40.730323085042414, -73.82610630716033) | National Grid | DARA OWNERS CORP. | KLEIN, ADAM | 6 43rd STREET NEW YORK, NY 10017 (40.75381517729913, -73.97967506743592) | CA218891L | 7/4/05 | FEDERAL FST-400 | 2 | 16.8 | 1991 | 2026 | DUAL FUEL | 16 to 20 years old | IND.COMB. DEG-175 (P) | #6 | 49420 | 34594 | 7413 | 5189 | Yes | 2018 | Walk-Up Apartments | 24 | 466368 | 8 | 6 | 536 | 536 | 1952 |  | YES
4001630031 | 43 24 43 STREET Queens, NY 11104 (40.74489336663561, -73.92054134530679) | Con Edison | CHERYL S. JENSEN | LIFE LEASING LIMITEDP | 40 57th ST NEW YORK, NY 10019 (40.76349098589568, -73.97528454757497) | CA117597H | 7/5/05 | ROCKMILLS MP-125 | 1 | 0.1 | 1997 | 2032 | DUAL FUEL | 11 to 15 years old | HEVE (I.C.)DEG-54 P | #6 | 49331 | 34532 | 7400 | 5180 | Yes | 2013 | Elevator Apartments | 26 | 61320 | 1 | 6 | 60 | 60 | 1942
4030960118 | 63 95 AUSTIN STREET Queens, NY 11374 (40.72646491702238, -73.86148084756303) | National Grid | 63-95 AUSTIN OWNERS CORP%ABM MGT. | 63 95 AUSTIN OWNERS C | 310 NORTHERN BOULEVARD GREAT NECK, NY 11021 (40.77792137116394, -73.72561570266434) | CA084697R | 7/4/05 | ROCKMILLS MP-125 | 1 | 4.96 | 1997 | 2032 | DUAL FUEL | 11 to 15 years old | HEVE (ICI)DEG-54-P | #6 | 49275 | 34492 | 7391 | 5174 | Yes | 2016 | Elevator Apartments | 29 | 61190 | 1 | 6 | 68 | 69 | 1960 |  | YES
4012830048 | 37 15 72 STREET Queens, NY 11372 (40.75163073936716, -73.88361254528269) | National Grid | 37-15 72ND STREET ASSOCIATES LLC | 37-15 72ND STREET ASS | 20 55TH ST NEW YORK, NY 10019-5373 (40.76218719719532, -73.9761501652909) | CA082593N | 7/6/05 | FEDERAL FST- 125 | 1 | 5.25 | 1993 | 2028 |  | 16 to 20 years old | HEVE DEG 54 (P) | #6 | 49275 | 34492 | 7391 | 5174 | Yes | 2013 | Walk-Up Apartments | 25 | 61830 | 1 | 6 | 60 | 60 | 1927
4030990016 | 65 60 BOOTH STREET Queens, NY 11374 (40.72646491702238, -73.86148084756303) | National Grid | 6560 REALTY/MILLER &MILLER | 65-60 REALTY CO | 363 WESTCHESTER AVE PORTCHESTER, NY 10573 (41.00430253378631, -73.67137892173311) | CA299887X | 7/7/05 | FEDERAL FST 125 | 1 | 5 | 1987 | 2022 |  | 21 to 26 years old | HEVE MEG 54 P | #6 | 49275 | 34492 | 7391 | 5174 | Yes | 2019 | Elevator Apartments | 29 | 64932 | 1 | 6 | 65 | 65 | 1941
4015160033 | 86 15 ELMHURST AVENUE Queens, NY 11373 (40.73871040256307, -73.87835115518163) | National Grid | 8615 REALTY CO. | 86-15 REALTY CO, LLC | 363 WESTCHESTER AVE PORTCHESTER, NY 10573 (41.00430253378631, -73.67137892173311) | CA120787X | 7/6/05 | FEDERAL FST 125 | 1 | 5.3 | 1987 | 2022 |  | 21 to 26 years old | HEVE MEG 54 P | #6 | 49275 | 34492 | 7391 | 5174 | Yes | 2016 | Elevator Apartments | 21 | 66000 | 1 | 6 | 66 | 66 | 1939
4030870033 | 96 09 66 AVENUE Queens, NY 11374 (40.72646491702238, -73.86148084756303) | National Grid | 9609 REALTY COMPANY | 96-09 REALTY CO., LLC | 363 WESTCHESTER AVE PORT CHESTER, NY 10573 (41.00430253378631, -73.67137892173311) | CA120487Y | 7/7/05 | FEDERAL FST 125 | 1 | 5.3 | 1987 | 2022 |  | 21 to 26 years old | HEVE MEG 42 P | #6 | 49275 | 34492 | 7391 | 5174 | Yes | 2017 | Elevator Apartments | 29 | 78384 | 1 | 6 | 66 | 66 | 1939
4097580035 | 89 20 161 STREET Queens, NY 11432 (40.71311535449007, -73.79282099978928) | National Grid | A & M ASSOCIATES/FEUER | PRAKASH 89-20 161 LL | 172 14 89TH AVE JAMAICA, NY 11432 (40.71311535449007, -73.79282099978928) | CA445687Y | 7/4/05 | BEST 4 C-125 | 1 | 5.3 | 1987 | 2022 |  | 21 to 26 years old | ICI MMG 54 P | #4 | 49275 | 34492 | 7145 | 5001 | Yes | 2018 | Elevator Apartments | 24 | 75600 | 1 | 6 | 84 | 84 | 1941
4005780006 | 25 21 31 AVENUE Queens, NY 11106 (40.761699790013324, -73.9316632529567) | Con Edison | BEN SUSI RLTY. CORP. CENTURY OPERATING | BEN SU SI REALTY CORP | 7 PENN PLAZA NEW YORK, NY 10001 (40.74956954963903, -73.99160848411982) | CB025303Y | 7/5/05 | EASTMOND ESP-125 (NEW) | 1 | 4.18 | 2003 | 2038 | DUAL FUEL | 5 to 10 years old | HEVE (I.C.) DEG-63S | #6 | 49275 | 34492 | 7391 | 5174 |  |  | Elevator Apartments | 22 | 49386 | 4 | 5 | 101 | 101 | 1926
4031710001 | 101 01 67 DRIVE Queens, NY 11375 (40.720707263029794, -73.84628429608335) | National Grid | DIANN FERRARA | 101-01 67TH DRIVE ASS | 97 77 QUEENS BOULEVARD REGO PARK, NY 11374 (40.72646491702238, -73.86148084756303) | CA007289Z | 7/5/05 | ROCKMILLS MP125 | 1 | 4.8 | 1989 | 2024 |  | 21 to 26 years old | I.C.I. MEG 54P | #6 | 49275 | 34492 | 7391 | 5174 | Yes | 2021 | Walk-Up Apartments | 29 | 61242 | 1 | 6 | 62 | 62 | 1954
4050487502 | 41 07 BOWNE STREET Queens, NY 11355 (40.7512997969481, -73.82147854789662) | Con Edison | FOXWOOD HOUSE CONDO. | FOXWOOD HOUSE CONDO | 74 WHITESTONE NY 11357 (40.78628404147537, -73.81123206101074) | CA189591J | 7/7/05 | PACIFIC 52 L 2 | 1 | 5.3 | 1991 | 2026 |  | 16 to 20 years old | HEVE MMG-54-S | #4 | 49275 | 34492 | 7145 | 5001 | Yes | 2018 | Elevator Apartments | 20 | 68659 | 1 | 6 | 83 | 84 | 1962 | YES
4005880038 | 29 08 31 AVENUE Queens, NY 11106 (40.761699790013324, -73.9316632529567) | Con Edison | GREATER QUEENS REALTY CO. | ASTORIA 31ST DRIVE IN | 320 57th NEW YORK, NY 10019 (40.76695555576002, -73.98353281148049) | CA284585Z | 7/4/05 | ROCKMILLS MP 125 | 1 | 5.25 | 1985 | 2020 |  | 21 to 26 years old | HEVE MEG 54 P | #6 | 49275 | 34492 | 7391 | 5174 |  |  | Elevator Apartments | 22 | 38865 | 1 | 5 | 67 | 67 | 1927
4006320001 | 25 81 34 STREET Queens, NY 11103 (40.76286893025696, -73.91327185810974) | Con Edison | HOFFMAN HERBERT | 25-81 REALTY ASSOCIAT | 80 CUTTERMILL RD GREAT NECK, NY 11021 (40.78505695640047, -73.73184034281127) | CA228393H | 7/7/05 | ROCKMILLS MP 125 | 1 | 5.5 | 1993 | 2028 |  | 16 to 20 years old | INDUSTRIAL COMBUSTION DEG-54P | #6 | 49275 | 34492 | 7391 | 5174 |  |  | Elevator Apartments | 22 | 27620 | 1 | 5 | 42 | 42 | 1924
4001980001 | 47 50 41 STREET Queens, NY 11104 (40.74489336663561, -73.92054134530679) | Con Edison | SAMSON MANAGEMENT CORP. | 47-50 41ST STREET ASS | 97 77 QUEENS BOULEVARD REGOPARK, NY 11374 (40.72646491702238, -73.86148084756303) | CA257495L | 7/5/05 | ROCKMILLS MP-125 | 1 | 5.25 | 1995 | 2030 | DUAL FUEL | 11 to 15 years old | HEVE DEG 54 (P) | #6 | 49275 | 34492 | 7391 | 5174 | Yes | 2018 | Educational Structures | 26 | 70540 | 1 | 6 | 60 | 63 | 1938
4077480500 | 75 36 BELL BLVD Queens, NY 11364 (40.745924680379744, -73.75790275560763) | National Grid | W.P.OWNERS CORP%INSIGNIA RESIDENTIAL | SYLVIA Y. RODMAN | 213 05 75TH AVENUE BAYSIDE, NY 11364 (40.745924680379744, -73.75790275560763) | CB171400H | 7/6/05 | EASTMOND/FEDERAL FST-125 | 2 | 5.25 | 2000 | 2035 | DUAL FUEL | 5 to 10 years old | HEVE (ICI) DEG 54 P | #6 | 49275 | 34492 | 7391 | 5174 | Yes | 2018 | Elevator Apartments | 23 | 644836 | 13 | 6 | 567 | 567 | 1965 |  | YES
4077480500 | 75 24 BELL BOULEVARD Queens, NY 11364 (40.745924680379744, -73.75790275560763) | National Grid | WP OWNERS CORP/AKAM ASSOC. | SYLVIA Y. RODMAN |  | CB174100K | 7/5/05 | FEDERAL FST-125 | 2 | 5.32 | 2000 | 2035 | DUAL FUEL | 5 to 10 years old | HEVE (ICI) DEG-54 P | #6 | 49275 | 34492 | 7391 | 5174 | Yes | 2018 | Walk-Up Apartments | 23 | 644836 | 13 | 6 | 567 | 567 | 1965 |  | YES
4050050064 | 147 15 NORTHERN BOULEVARD Queens, NY 11354 (40.76862022064671, -73.82719028070687) | Con Edison | 147-15 NORTHERN BLVD. LLC | 147-15 NORTHERN BLVD | 147 15 NORTHERN BLVD FLUSHING, NY 11355 (40.7512997969481, -73.82147854789662) | CB035205X | 7/6/05 | FEDERAL FST-150 (NEW) | 1 | 5.02 | 2005 | 2040 | DUAL FUEL | 5 to 10 years old | INDUSTRIAL COMBUSTION DEG-63P | #4 | 49056 | 34339 | 7113 | 4979 | Yes | 2015 | Elevator Apartments | 20 | 90180 | 1 | 6 | 94 | 94 | 1932
4104990083 | 188 30 87 DRIVE Queens, NY 11423 (40.71722229567246, -73.7671414999802) | National Grid | QPI-XI LLC | QPI-XI LLC | 31 10 37 AVENUE L I C, NY 11101 (40.74570244980828, -73.93866902925225) | CA160395N | 7/5/05 | ROCKMILLS MP-150 | 1 | 6.27 | 1995 | 2030 | DUAL FUEL | 11 to 15 years old | I.C. DEG-63 (P) | #6 | 49056 | 34339 | 7358 | 5151 | Yes | 2019 | Elevator Apartments | 23 | 68466 | 1 | 6 | 96 | 96 | 1950
4050240024 | 144 40 38 AVENUE Queens, NY 11354 (40.76862022064671, -73.82719028070687) | Con Edison | REPAD MANAGEMENT | LINCOLN GRDNS OWNERS | 45 62 162nd STREET N Y 11358 (40.760350968822195, -73.79632645819947) | CB016502M | 7/6/05 | FEDERAL FST-150 | 2 | 6.3 | 2002 | 2037 | DUAL FUEL | 5 to 10 years old | INDUSTRIAL COMB. DEG-63 P | #4 | 49056 | 34339 | 7113 | 4979 | Yes | 2014 | Walk-Up Apartments | 20 | 151084 | 4 | 6 | 168 | 168 | 1950 |  | YES
4008720068 | 25 34 CRESCENT STREET Queens, NY 11102 (40.77152402451418, -73.92643545073543) | Con Edison | 25-34 CRESCENT OWNERS CORP | 2534 CRESCENT ST OWNE | 34 03 BROADWAY N Y 11106 (40.761699790013324, -73.9316632529567) | CB172301L | 7/6/05 | BEST 4 C 150 | 1 | 6.3 | 2001 | 2036 | DUAL FUEL | 5 to 10 years old | I.C.I. DEG 63 P | #6 | 49000 | 34300 | 7350 | 5145 | Yes | 2022 | Elevator Apartments | 22 | 66100 | 2 | 6 | 83 | 83 | 1965 |  | YES
4051010022 | 132 40 SANFORD AVENUE Queens, NY 11355 (40.7512997969481, -73.82147854789662) | Con Edison | ALIGN MANAGEMENT CORP | PRI REALTY HOLDING CO | 64 35 YELLOWSTONE BOULEVARD N Y 11375 (40.720707263029794, -73.84628429608335) | CB365000L | 7/5/05 | BEST-4C-150 | 1 | 6.3 | 2000 | 2035 | DUAL FUEL | 5 to 10 years old | INDUSTRIAL COMB. DEG 63 P | #6 | 49000 | 34300 | 7350 | 5145 | Yes | 2021 | Walk-Up Apartments | 20 | 83830 | 1 | 6 | 94 | 94 | 1962
4014630035 | 35 64 90 STREET Queens, NY 11372 (40.75163073936716, -73.88361254528269) | National Grid | 35-63 REALTY INC. | 3563 REALTY INC | 271 MADISON AVENUE MANHATTAN, NY 10016 (40.75118848877702, -73.98044892459097) | CA063880M | 7/5/05 | FEDERAL FST-175 | 1 | 7.3 | 1980 | 2015 |  | 26 to 30 years old | INDUSTRIAL COMBUSTION DEG-84(P) | #6 | 48800 | 34160 | 7320 | 5124 | Yes | 2013 | Walk-Up Apartments | 21 | 69726 | 1 | 6 | 88 | 98 | 1930
4050100055 | 36 20 BOWNE STREET Queens, NY 11354 (40.76862022064671, -73.82719028070687) | Con Edison | 36-20 BOWNE LLC | 36-20 BOWNE, LLC |  | CB197106N | 7/5/05 | BEST 5D - 150 | 1 | 5 | 2006 | 2041 | DUAL FUEL | Fewer than 5 years old | ICI MMG - 63 (P) | #4 | 48728 | 34110 | 7066 | 4946 | Yes | 2020 | Elevator Apartments | 20 | 78000 | 1 | 6 | 82 | 82 | 1940
4078470001 | 229 16 KINGSBURY AVENUE Queens, NY 11364 (40.745924680379744, -73.75790275560763) | National Grid | ALLEY POND OWNERS CORP. | ALLEY POND OWNERS COR | 78 09 SPRINGFIELD BLVD BAYSIDE, NY 11364 (40.745924680379744, -73.75790275560763) | CB106707P | 7/5/05 | FEDERAL FST - 150 (NEW) | 1 | 5 | 2007 | 2042 | DUAL FUEL | Fewer than 5 years old | ICI MMG - 63P (NEW) | #4 | 48728 | 34110 | 7066 | 4946 | Yes | 2017 | Elevator Apartments | 23 | 55374 | 4 | 2 | 68 | 68 | 1950 |  | YES
4108190001 | 91 30 191 STREET Queens, NY 11423 (40.71722229567246, -73.7671414999802) | National Grid | CRYSTAL APARTMENT GROUP LP | RDH CRYSTAL GARDENS L | 190 25 WOODHULL AVENUE N Y 11423 (40.71722229567246, -73.7671414999802) | CB176901R | 7/6/05 | FEDERAL-FST-150 | 1 | 6.3 | 2001 | 2036 | DUAL FUEL | 5 to 10 years old | INDUSTRIAL COMB. MMG-63 P | #4 | 48728 | 34110 | 7066 | 4946 | Yes | 2019 | Elevator Apartments | 27 | 316540 | 5 | 6 | 324 | 324 | 1952
4108190001 | 190 25 WOODHULL AVENUE Queens, NY 11423 (40.71722229567246, -73.7671414999802) | National Grid | CRYSTAL APARTMENTS GROUP LP | RDH CRYSTAL GARDENS L | 190 25 WOODHULL AVENUE N Y 11423 (40.71722229567246, -73.7671414999802) | CB176701K | 7/6/05 | FEDERAL-FST-150 | 1 | 6.3 | 2001 | 2036 | DUAL FUEL | 5 to 10 years old | INDUSTRIAL COMBUSTION MMG-63P | #4 | 48728 | 34110 | 7066 | 4946 | Yes | 2019 | Condominiums | 27 | 316540 | 5 | 6 | 324 | 324 | 1952
4050100038 | 138 46 NORTHERN BOULEVARD Queens, NY 11354 (40.76862022064671, -73.82719028070687) | Con Edison | FLUSHING YMCA | YMCA OF GREATER N Y | 138 46 NORTHERN BLVD N Y 11354 (40.76862022064671, -73.82719028070687) | CB198302H | 7/6/05 | PACIFIC 52L2S | 1 | 5.54 | 2002 | 2037 | DUAL FUEL | 5 to 10 years old | ICI MMG-63 P | #4 | 48728 | 34110 | 7066 | 4946 |  |  | Walk-Up Apartments | 20 | 45183 | 1 | 6 | 0 | 1 | 1925
4019580026 | 58 35 GRANGER STREET Queens, NY 11368 (40.749678220373596, -73.85304068857687) | National Grid | PISTILLI REAL ESTATE | 5835 GRANGER ST LLC | 35 01 3 AVENUE ASTORIA, NY 11103 (40.76286893025696, -73.91327185810974) | CB215603Z | 7/5/05 | FEDERAL FST-150 (NEW) | 1 | 6.3 | 2003 | 2038 | DUAL FUEL | 5 to 10 years old | INDUSTRIAL COMB. MMG-63P (NEW) | #4 | 48728 | 34110 | 7066 | 4946 | Yes | 2018 | Office Buildings | 21 | 86400 | 1 | 6 | 102 | 102 | 1962
4031170001 | 88 04 63 DRIVE Queens, NY 11374 (40.72646491702238, -73.86148084756303) | National Grid | PRINCETON CONSTRUCTION COPR. | PRINCTON CONST CORP | 95 25 QUEENS BLVD REGO PARK, NY 11374 (40.72646491702238, -73.86148084756303) | CB113003Y | 7/5/05 | BEST 5C150 (NEW) | 1 | 5.02 | 2003 | 2038 | DUAL FUEL | 5 to 10 years old | INDUSTRIAL COMBUSTION MMG-63P (NEW) | #4 | 48728 | 34110 | 7066 | 4946 | Yes | 2017 | Elevator Apartments | 29 | 132000 | 1 | 6 | 112 | 112 | 1940
4066780001 | 147 27 72 AVENUE Queens, NY 11367 (40.730323085042414, -73.82610630716033) | National Grid | QUEENS GARDENS CO. | KEW GARDENS ASSOCIATE | 911 COUNTY LINE RD LAKEWOOD, NY 11224 (40.576304656334855, -73.99953200040147) | CA272493N | 7/7/05 | FEDERAL FST-150 | 1 | 6.23 | 1993 | 2028 |  | 16 to 20 years old | IND. COMB. MMG-63 (P) | #4 | 48728 | 34109 | 7065 | 4946 | Yes | 2018 | Elevator Apartments | 24 | 92296 | 54 | 2 | 100 | 100 | 1949 |  | YES
4013340071 | 59 29 QUEENS BOULEVARD Queens, NY 11377 (40.74519376448069, -73.9048471440804) | National Grid | QUEENS BLVD REALTY CORP. | 59-29 REALTY LLC | 44 12 43 AVENUE SUNNYSIDE, NY 11104 (40.74489336663561, -73.92054134530679) | CA171780N | 7/6/05 | ROCKMILLS MP 4-122 | 1 | 4.3 | 1980 | 2015 |  | 26 to 30 years old | INDUSTRIAL COMBUSTION DEG 42 (P) | #4 | 48448 | 33914 | 7025 | 4917 | Yes | 2014 | Elevator Apartments | 26 | 65700 | 1 | 6 | 67 | 67 | 1929
4014610001 | 35 05 87 STREET Queens, NY 11372 (40.75163073936716, -73.88361254528269) | National Grid | 87 REALTY LLC | 87 REALTY LLC | 1909906 JAMAICA NY 11419-0906 (40.68871379040917, -73.82288833053201) | CA173383Z | 7/5/05 | ROCKMILLS MP-90 | 1 | 4.6 | 1983 | 2018 |  | 26 to 30 years old | I.C.I. DEG-42P | #6 | 48180 | 33726 | 7227 | 5059 | Yes | 2021 | Walk-Up Apartments | 25 | 50700 | 1 | 6 | 48 | 48 | 1937
4035300039 | 60 52 MADISON STREET Queens, NY 11385 (40.70122489161548, -73.88334858436963) | National Grid | 60-52 MADISON STREET ASSOCIATES LLC. | 60-52 MADISON STREETA | 20 55TH STREET MANHATTAN, NY 10019 (40.761920485787066, -73.9755800141002) | CA299788K | 7/5/05 | ROCKMILLS MP 150 | 1 | 5.81 | 1988 | 2023 |  | 21 to 26 years old | ICI DEG 63 P | #6 | 48000 | 33600 | 7200 | 5040 | Yes | 2020 | Walk-Up Apartments | 30 | 50460 | 1 | 5 | 48 | 48 | 1920
4001600009 | 43 31 45 STREET Queens, NY 11104-2355 (40.744717999736054, -73.91930100034074) | Con Edison | GRAND REVIEW, LLC | GRAND REVIEW, LLC | 590 56TH ST WEST NEW YORK, NJ 07093-1236 (40.787844854691286, -74.02144002268648) | CA340488K | 7/5/05 | FEDERAL FST 125 | 1 | 5.3 | 1988 | 2023 |  | 21 to 26 years old | IND COMB ME 54 P | #6 | 48000 | 33600 | 7200 | 5040 | Yes | 2020 | Office Buildings | 26 | 79830 | 1 | 6 | 94 | 95 | 1931
4077480500 | 212 04 75 AVENUE Queens, NY 11364 (40.745924680379744, -73.75790275560763) | National Grid | W.P. OWNERS CORP. | SYLVIA Y. RODMAN | 213 05 75th AVENUE BAYSIDE, NY 11364 (40.745924680379744, -73.75790275560763) | CA393989H | 7/6/05 | FEDERAL FST 150 | 1 | 6.22 | 1989 | 2024 |  | 21 to 26 years old | ICI DEG 63 P | #6 | 48000 | 33600 | 7200 | 5040 | Yes | 2018 | Elevator Apartments | 23 | 644836 | 13 | 6 | 567 | 567 | 1965 |  | YES
4057840001 | 199 21 21 AVENUE Queens, NY 11357 (40.78628404147537, -73.81123206101074) | Con Edison | JAMES MARSANIA | CLEARVIEW GARDENS 1 C | 160 70 WILLETS POINT BOULEVARD WHITESTONE, NY 11357 (40.78628404147537, -73.81123206101074) | CA031172P | 7/6/05 | H B SMITH 450LS-20 | 1 | 4.6 | 1972 | 2010 |  | 36 - 40 year old | HEV-E-OIL AM6E | #6 | 47961 | 33573 | 7194 | 5036 | Yes | 2014 | Elevator Apartments | 19 | 143536 | 8 | 2 | 164 | 164 | 1952 |  | YES
4043740049 | 31 31 138 STREET Queens, NY 11354 (40.76862022064671, -73.82719028070687) | Con Edison | LINDEN TOWERS COOP #2 INC | LINDEN TOWERS COOP 2 | 138 25 31ST STREET QUEENS, NY 11354 (40.76862022064671, -73.82719028070687) | CA365586P | 7/6/05 | FEDERAL FST-175 | 2 | 14 | 1986 | 2021 |  | 21 to 26 years old | I.C.I. DEG-84 P | #6 | 47450 | 33215 | 7118 | 4982 | Yes | 2014 | Elevator Apartments | 20 | 176061 | 3 | 6 | 136 | 136 | 1953 |  | YES
4008290035 | 31 15 21 AVENUE Queens, NY 11105 (40.780092072491186, -73.90960650023976) | Con Edison | PARTRIDGE REALTY | 21 AVENUE REALTY GROU | 23 05 ASTRIA BLVD QUEENS, NY 11102 (40.77152402451418, -73.92643545073543) | CA207481P | 7/6/05 | FEDERAL (EASTMOND) MODEL FST-90 | 1 | 3.1 | 1981 | 2016 | DUAL FUEL | 26 to 30 years old | INDUSTRIAL COMBUSTION MODEL MEG-34-P | #6 | 47072 | 32950 | 7061 | 4943 |  |  | Office Buildings | 22 | 32288 | 1 | 4 | 53 | 53 | 1931
4064820003 | 136 51 68 DRIVE Queens, NY 11367 (40.730323085042414, -73.82610630716033) | National Grid | HYDE PARK OWNERS CORP | HYDE PARK OWNERS CORP | 137 07 JEWEL AVENUE FLUSHING, NY 11367 (40.730323085042414, -73.82610630716033) | CA117980K | 7/5/05 | FEDERAL FLW 1518 | 1 | 7.3 | 1980 | 2015 |  | 26 to 30 years old | IRON FIREMAN A06-6.3-RK | #4 | 47000 | 32900 | 6815 | 4770 | Yes | 2022 | Elevator Apartments | 24 | 152470 | 8 | 2 | 210 | 210 | 1950 |  | YES
4064940003 | 136 11 JEWEL AVENUE Queens, NY 11367 (40.730323085042414, -73.82610630716033) | National Grid | HYDE PARK OWNERS CORP. | SURENDRANATH, STEVE | 137 07 JEWEL AVENUE FLUSHING, NY 11367 (40.730323085042414, -73.82610630716033) | CA118880H | 7/4/05 | FEDERAL FLW 1518 | 1 | 6 | 1980 | 2015 |  | 26 to 30 years old | IRON FIREMAN A06-6.3-RK | #4 | 47000 | 32900 | 6815 | 4770 | Yes | 2014 | Elevator Apartments | 24 | 227464 | 14 | 2 | 280 | 280 | 1950 |  | YES
4064930003 | 69 30 136 STREET Queens, NY 11367 (40.730323085042414, -73.82610630716033) | National Grid | HYDE PARK OWNERS CORP. | MUKESH K PARIKH | 137 07 JEWEL AVENUE FLUSHING, NY 11367 (40.730323085042414, -73.82610630716033) | CA118480Z | 7/7/05 | FEDERAL FLW 1518 | 1 | 7.28 | 1980 | 2015 |  | 26 to 30 years old | IRON FIREMAN AO6-6.3-RK | #4 | 47000 | 32900 | 6815 | 4770 | Yes | 2013 | Condominiums | 24 | 161378 | 92 | 2 | 176 | 176 | 1950 |  | YES
4064940003 | 68 32 138 STREET Queens, NY 11367 (40.730323085042414, -73.82610630716033) | National Grid | HYDE PARKS OWNERS CORP. | SURENDRANATH, STEVE | 137 07 JEWEL AVE FLUSHING, NY 11367 (40.730323085042414, -73.82610630716033) | CA118580X | 7/6/05 | FEDERAL FLW 1518 | 1 | 6 | 1980 | 2015 |  | 26 to 30 years old | IRON FIREMAN A06-6.3-RK | #4 | 47000 | 32900 | 6815 | 4770 | Yes | 2014 | Elevator Apartments | 24 | 227464 | 14 | 2 | 280 | 280 | 1950 |  | YES
4033210037 | 83 46 118 STREET Queens, NY 11415 (40.708286075142325, -73.82855612156771) | National Grid | 118 KEW GARDENS CORP | CLIPPER REALTY ASSOC | 98 CUTTERMILL RD GREAT NECK, NY 11021 (40.7836584067361, -73.73280677517435) | CA539285Z | 7/6/05 | GENERAL G600-45 | 1 | 5.1 | 1985 | 2020 |  | 21 to 26 years old | I.C.I. DEG 54 | #6 | 46720 | 32704 | 7008 | 4906 | Yes | 2021 | Elevator Apartments | 29 | 70059 | 1 | 6 | 84 | 84 | 1931
4051230004 | 134 14 FRANKLIN AVENUE Queens, NY 11355 (40.7512997969481, -73.82147854789662) | Con Edison | CARLHART REALTY CORP. | E E H REALTY CORP | 80 CUTTERMILL ROAD GREAT NECK, NY 11021 (40.78505695640047, -73.73184034281127) | CA411287J | 7/7/05 | FEDERAL FST 200 | 1 | 8.2 | 1987 | 2022 |  | 21 to 26 years old | ICI DEG 84 | #4 | 46000 | 32200 | 6670 | 4669 | Yes | 2013 | Walk-Up Apartments | 20 | 89367 | 1 | 6 | 93 | 93 | 1920
4001880021 | 41 00 43 AVENUE Queens, NY 11104 (40.74489336663561, -73.92054134530679) | Con Edison | GOLDEN GATE REALTY CO., LLC | GOLDEN GATE REALTY CO | 175 CENTRAL AVE VALLEY STREAM, NY 11580-3801 (40.67267767561913, -73.70911447513089) | CA297587P | 7/7/05 | FEDERAL FST 175 | 1 | 7.3 | 1987 | 2022 |  | 21 to 26 years old | IRON FIREMAN AGO6-9.8 | #6 | 46000 | 32200 | 6900 | 4830 | Yes | 2018 | Elevator Apartments | 26 | 88200 | 1 | 6 | 88 | 89 | 1932
4012720001 | 35 05 72 STREET Queens, NY 11372 (40.75163073936716, -73.88361254528269) | National Grid | ESQUIRE MGMT CORP. | JAC TOWERS APARTMENTS | 50 17thSTREET NEW YORK, NY 10011 (40.73891274307704, -73.99459526011185) | CA117387J | 7/6/05 | BEST 5B-100 | 1 | 4.2 | 1987 | 2022 |  | 21 to 26 years old | IRON FIREMAN AGO 6-4.2 RK | #6 | 45990 | 32193 | 6898 | 4829 | Yes | 2022 | Elevator Apartments | 25 | 53502 | 1 | 6 | 48 | 48 | 1936 |  | YES
4079120050 | 226 26 UNION TURNPIKE Queens, NY 11364 (40.745924680379744, -73.75790275560763) | National Grid | CAMBRIDGE HALL TENANTS C/O WOODS MGMT. CO. | ENG, PINDA | 505 CHESTNUT ST CEDARHURST, NY 11516 (40.62281026909443, -73.72490656996541) | CA013980Y | 7/4/05 | PACIFIC 52L2 | 1 | 6.3 | 1980 | 2015 |  | 26 to 30 years old | HEV-E-OIL DE84 | #6 | 45864 | 32105 | 6880 | 4816 | Yes | 2022 | Elevator Apartments | 23 | 214152 | 4 | 6 | 192 | 192 | 1956 |  | YES
4006380019 | 35 15 34 STREET Queens, NY 11106 (40.761699790013324, -73.9316632529567) | Con Edison | G. POLISE REALTY CORP. | G POLISE RLTY CORP | 22 53 CRESCENT STREET ASTORIA, NY 11105 (40.780092072491186, -73.90960650023976) | CA241081P | 7/7/05 | FEDERAL FST 90 | 1 | 3.79 | 1981 | 2016 |  | 26 to 30 years old | INDUSTRIAL COMBUSTION - DEG 42(P) | #6 | 45735 | 32014 | 6860 | 4802 |  |  | Loft Buildings | 26 | 43200 | 1 | 4 | 60 | 62 | 1928
4006460030 | 32 15 35 STREET Queens, NY 11106 (40.761699790013324, -73.9316632529567) | Con Edison | I&G MANAGEMENT LLC | I & G MANAGEMENT LLC | 716 HARRISON NY 10528 (40.97842050760039, -73.72271901357158) | CA062676K | 7/7/05 | ROCKMILLS MP 90 | 1 | 3.5 | 1976 | 2011 |  | 31 to 35 years old | HEV-E-OIL DE42P | #6 | 45625 | 31937 | 6844 | 4791 |  |  | Elevator Apartments | 22 | 37926 | 1 | 6 | 52 | 52 | 1929
4008920027 | 21 09 19 STREET Queens, NY 11105 (40.780092072491186, -73.90960650023976) | Con Edison | SHORE TERRACE CENTURY OPERAT | ASTORIA TERRACE GARDE | 7 PENN PLAZA MANHATTAN, NY 10001 (40.74956954963903, -73.99160848411982) | CA261481M | 7/5/05 | ROCKMILLS MP 100 | 1 | 4.2 | 1981 | 2016 |  | 26 to 30 years old | IRON FIREMAN AO-4-4.2 RK | #4 | 45560 | 31892 | 6606 | 4624 |  |  | Walk-Up Apartments | 22 | 33483 | 3 | 3 | 42 | 42 | 1950
4107890279 | 95 20 222 STREET Queens, NY 11429 (40.70991312049415, -73.73864031609764) | National Grid | YORK-SHIRE APTS INC.CAROW MGMT. | YORKSHIRE APARTMENTS | 245 06 JERICHO TURNPIKE N Y 11001 (40.72139000494485, -73.70739692842545) | CB097500M | 7/5/05 | ROCKMILLS MP 125 | 1 | 5.1 | 2000 | 2035 | DUAL FUEL | 5 to 10 years old | INDUSTRIAL COMB. DEG-63 P | #4 | 45526 | 31868 | 6601 | 4621 | Yes | 2019 | Elevator Apartments | 27 | 98116 | 1 | 6 | 110 | 110 | 1964
4108140008 | 224 10 JAMAICA AVENUE Queens, NY 11428 (40.721396964798146, -73.74193729726841) | National Grid | 224-10 JAMAICA REALTY LLC. | 224-10 JAMAICA REALTY | 145 HUGENOT STREET NEW ROCHELLE, NY 11747 (40.91319235913511, -73.77945045104241) | CB230603M | 7/5/05 | FEDERAL FST-150 | 1 | 6.3 | 2003 | 2038 | DUAL FUEL | 5 to 10 years old | ICI DEG-63P | #6 | 45443 | 31810 | 6816 | 4772 | Yes | 2014 | Hospitals & Health | 23 | 81900 | 1 | 6 | 94 | 94 | 1963
4014300043 | 33 33 82 STREET Queens, NY 11372 (40.75163073936716, -73.88361254528269) | National Grid | 33-33 82ND STREET OWNERS CORP. | 33-33 82ND ST OWNERS | 1651 CONEY ISLAND AVE BROOKLYN, NY 11230 (40.617134059024586, -73.96362996399334) | CA028897P | 7/4/05 | ROCKMILLS MP 150 | 1 | 5.81 | 1997 | 2032 | DUAL FUEL | 11 to 15 years old | INDUSTRIAL COMB. DEG-63 (P) | #6 | 45443 | 31810 | 6816 | 4772 | Yes | 2020 | Walk-Up Apartments | 25 | 71562 | 1 | 6 | 84 | 84 | 1952 |  | YES
4001400040 | 43 30 48 STREET Queens, NY 11104 (40.74489336663561, -73.92054134530679) | Con Edison | 43-40 48TH OWNERS CORP. | 43-30 48TH OWNERS CP | 1651 CONEY ISLAND AVE BROOKLYN, NY 11230 (40.617134059024586, -73.96362996399334) | CA032499L | 7/6/05 | FEDERAL FST-150 | 1 | 5.81 | 1999 | 2034 | DUAL FUEL | 11 to 15 years old | INDUSTRIAL COMB. | #6 | 45443 | 31810 | 6816 | 4772 | Yes | 2020 | Elevator Apartments | 26 | 79896 | 1 | 6 | 91 | 92 | 1927 |  | YES
4001660006 | 45 35 44 STREET Queens, NY 11104 (40.74489336663561, -73.92054134530679) | Con Edison | 45-35 REALTY LLC | PINNACLE HOLDING COMP | 1 PENN PLAZA NEW YORK, NY 10119 (40.75031429723709, -73.99106818036508) | CB574403M | 7/6/05 | (NEW) FEDERAL FST-150 | 1 | 5.02 | 2003 | 2038 | DUAL FUEL | 5 to 10 years old | (NEW) ICI DEG-63P (NEW) | #6 | 45443 | 31810 | 6816 | 4772 | Yes | 2016 | Walk-Up Apartments | 26 | 79450 | 1 | 6 | 100 | 100 | 1931
4092450240 | 84 50 AUSTIN STREET Queens, NY 11415 (40.708286075142325, -73.82855612156771) | National Grid | ARIZONA HLDG. CORP. % RCR MGMT. | ARIZONA HOLDING CORP | 155 RIVERSIDE DRIVE NEW YORK, NY 10029 (40.791046441115554, -73.97955859578195) | CB144607R | 7/6/05 | FST 150 (NEW) | 1 | 5 | 2007 | 2042 | DUAL FUEL | Fewer than 5 years old | ICI DEG - 63P (NEW) | #6 | 45443 | 31810 | 6816 | 4772 | Yes | 2015 | Elevator Apartments | 29 | 74928 | 1 | 6 | 75 | 75 | 1955
4001370020 | 41 15 46 STREET Queens, NY 11104 (40.74489336663561, -73.92054134530679) | Con Edison | AV SUNNYSIDE ASSOCIATES, L.P. | AV SUNNYSIDE ASSOCIAT |  | CB401803Z | 7/5/05 | FEDERAL FST-150 (NEW) | 1 | 5.02 | 2003 | 2038 | DUAL FUEL | 5 to 10 years old | INDUSTRIAL COMBUSTION DEG-63P (NEW) | #6 | 45443 | 31810 | 6816 | 4772 | Yes | 2017 | Elevator Apartments | 26 | 73197 | 1 | 6 | 96 | 96 | 1931
4012730044 | 35 55 73 STREET Queens, NY 11372 (40.75163073936716, -73.88361254528269) | National Grid | CRESTWOOD CONST. CO. % DAVID MINKIN MGT. CO. | 35-55 73RD STREET LLC | 95 25 QUEENS BLVD REGO PARK, NY 11374 (40.72646491702238, -73.86148084756303) | CB500005R | 7/4/05 | BEST 5C-150 (EXSTG) | 1 | 5.02 | 2005 | 2040 | DUAL FUEL | 5 to 10 years old | ICI DEG-63P (NEW) | #6 | 45443 | 31810 | 6816 | 4772 | Yes | 2013 | Elevator Apartments | 25 | 123600 | 1 | 6 | 107 | 107 | 1939
4015277502 | 42 10 82 STREET Queens, NY 11373 (40.73871040256307, -73.87835115518163) | National Grid | RESIDENTIAL MANAGEMENT |  | 1651 CONEY ISLAND AVE BROOKLYN, NY 11230 (40.617134059024586, -73.96362996399334) | CA299095H | 7/6/05 | ROCKMILLS MP-150 | 1 | 5.81 | 1995 | 2030 | DUAL FUEL | 11 to 15 years old | INDUSTRIAL COMB. DEG-63 (P) | #6 | 45443 | 31810 | 6816 | 4772 | Yes | 2017 | Elevator Apartments | 25 | 18207 | 1 | 6 | 88 | 89 | 1939 | YES
4050400019 | 132 35 SANFORD AVENUE Queens, NY 11355 (40.7512997969481, -73.82147854789662) | Con Edison | SANFORD AVE REALTY CO. LLC(WEST WING) | SANFORD AVENUE REALTY | 1920 NEW N Y 10116 (40.8110019996426, -73.95309800037239) | CB062002H | 7/6/05 | FEDERAL FST 150 | 1 | 6.3 | 2002 | 2037 | DUAL FUEL | 5 to 10 years old | INDUSTRIAL COMB. DEG-63 P | #4 | 45443 | 31810 | 6589 | 4612 | Yes | 2020 | Walk-Up Apartments | 20 | 190882 | 2 | 6 | 204 | 204 | 1958
4050400019 | 132 35 SANFORD AVENUE Queens, NY 11355 (40.7512997969481, -73.82147854789662) | Con Edison | SANFORD AVE REALTY.CO.(EAST WING) | SANFORD AVENUE REALTY | 1920 NEW N Y 10116 (40.8110019996426, -73.95309800037239) | CB062402K | 7/6/05 | FEDERAL FST-150 | 1 | 6.3 | 2002 | 2037 | DUAL FUEL | 5 to 10 years old | INDUSTRIAL COMB. DEG 63 P | #4 | 45443 | 31810 | 6589 | 4612 | Yes | 2020 | Walk-Up Apartments | 20 | 190882 | 2 | 6 | 204 | 204 | 1958
4001617501 | 43 42 45 STREET Queens, NY 11104 (40.74489336663561, -73.92054134530679) | Con Edison | 43-42 45 STREET OWNERS CORP. |  | 76 27X 37th AVE JACKSON HEIGHTS, NY 11372 (40.75163073936716, -73.88361254528269) | CA163098K | 7/6/05 | ROCKMILLS MP-150 | 1 | 5.8 | 1998 | 2033 | DUAL FUEL | 11 to 15 years old | ICI DEG-63 P | #6 | 45442 | 31810 | 6816 | 4771 | Yes | 2021 | Elevator Apartments | 26 | 51600 | 2 | 6 | 88 | 95 | 1936 | YES
4001370013 | 41 29 46 STREET Queens, NY 11104 (40.74489336663561, -73.92054134530679) | Con Edison | A. V. QUEENS ASSOCIATES, L.P. | AV 4129, LLC | 125 10 QUEENS BLVD KEW GARDENS, NJ 11415 (40.708286075142325, -73.82855612156771) | CB017506M | 7/4/05 | (EXISTING) ROCKMILLS MP-150 | 1 | 5 | 2006 | 2041 | DUAL FUEL | Fewer than 5 years old | (REPLACEMENT) ICI DEG-63P | #6 | 45442 | 31809 | 6816 | 4771 | Yes | 2017 | Elevator Apartments | 26 | 72700 | 1 | 6 | 96 | 96 | 1931
4050420066 | 133 17 SANFORD AVENUE Queens, NY 11355 (40.7512997969481, -73.82147854789662) | Con Edison | ALGIN MANAGEMENT CORP | 133-17 SANFORD AVENUE | 64 35 YELLOWSTONE BOULEVARD N Y 11375 (40.720707263029794, -73.84628429608335) | CB137001Y | 7/5/05 | ROCKMILLS MP 150 | 1 | 6.3 | 2001 | 2036 | DUAL FUEL | 5 to 10 years old | I.C.I. DEG 63 P | #6 | 45442 | 31809 | 6816 | 4771 | Yes | 2022 | Elevator Apartments | 20 | 68257 | 1 | 6 | 88 | 88 | 1963
4014510001 | 90 10 34 AVENUE Queens, NY 11372 (40.75163073936716, -73.88361254528269) | National Grid | JACKSON MANOR/STELLAR MGMT. | JACKSON MANOR INC | 156 WILLIAM STREET MANHATTAN, NY 10038 (40.70999054661479, -74.0060256431043) | CA278993R | 7/7/05 | ROCKMILLS MP-125 | 1 | 5.25 | 1993 | 2028 |  | 16 to 20 years old | INDUSTRIAL COMB. MMG-54 (P) | #4 | 45169 | 31618 | 6549 | 4585 | Yes | 2021 | Office Buildings | 25 | 89340 | 1 | 6 | 111 | 111 | 1958 |  | YES
4012790035 | 35 64 80 STREET Queens, NY 11372 (40.75163073936716, -73.88361254528269) | National Grid | 37TH AVE REALTY CO | 79-01 37TH AVENUE REA |  | CB203901P | 7/6/05 | ROCKMILLS MP 150 | 1 | 6.3 | 2001 | 2036 | DUAL FUEL | 5 to 10 years old | ICI DEG-63P | #6 | 45000 | 31500 | 6750 | 4725 | Yes | 2019 | Elevator Apartments | 25 | 102803 | 2 | 6 | 76 | 88 | 1929
4062810001 | 210 04 43 AVENUE Queens, NY 11361 (40.76418884813688, -73.77232552860022) | Con Edison | A B K APARTMENTS | ABK APARTMENTS INC | 155 RIVERSIDE DRIVE MANHATTAN, NY 10024 (40.791046441115554, -73.97955859578195) | CA014482X | 7/7/05 | ROCKMILLS MP100 | 1 | 4.2 | 1982 | 2017 |  | 26 to 30 years old | ICI DEG 42P | #6 | 45000 | 31500 | 6750 | 4725 |  |  | Elevator Apartments | 19 | 46476 | 4 | 3 | 63 | 63 | 1951
4006120069 | 32 86 33 STREET Queens, NY 11106 (40.761699790013324, -73.9316632529567) | Con Edison | ASTORIA TOWERS CO. | 33 STREET REALTY CO | 1920 NEW YORK, NY 10116 (40.8110019996426, -73.95309800037239) | CA079887L | 7/6/05 | ROCKMILLS MP 100 | 1 | 4.21 | 1987 | 2022 |  | 21 to 26 years old | ICI MEG 42 P | #6 | 45000 | 31500 | 6750 | 4725 |  |  | Condominiums | 22 | 48500 | 1 | 6 | 65 | 65 | 1930
4075290001 | 57 00 223 STREET Queens, NY 11364 (40.745924680379744, -73.75790275560763) | National Grid | CARDOZO HIGH SCHOOL | BOARD OF EDUCATION | 44 36 VERNON BLVD LONG ISL CITY, NY 11101 (40.74570244980828, -73.93866902925225) | CB047806K | #N/A | FEDERAL / NY PS 3643 | 1 | 0 | 2006 | 2041 | DUAL FUEL | Fewer than 5 years old | PREFERRED UTILITIES /BHE 8V3A4 | #6 | 45000 | 31500 | 6750 | 4725 |  |  | Elevator Apartments | 23 | 454536 | 1 | 3 | 0 | 1 | 1966
4001610033 | 43 22 45 STREET Queens, NY 11104 (40.74489336663561, -73.92054134530679) | Con Edison | JOPIN REALTY & D. EISENSTEIN | JOPIN REALTY | 244 54 ST MANHATTAN, NY 10019 (40.76433809589014, -73.9833074894785) | CA248681K | 7/7/05 | ROCKMILLS MP100 | 1 | 4.2 | 1981 | 2016 |  | 26 to 30 years old | ICI DEG42P | #6 | 45000 | 31500 | 6750 | 4725 | Yes | 2021 | Factory & Industrial Buildings | 26 | 53100 | 1 | 6 | 70 | 70 | 1928
4050490001 | 143 07 SANFORD AVENUE Queens, NY 11355 (40.7512997969481, -73.82147854789662) | Con Edison | SANFORD-BOWNE OWNERS CORP. | SANFORD-BOWNE OWNERS | 76 27 37TH AVE QUEENS, NY 11372 (40.75163073936716, -73.88361254528269) | CA307284Y | 7/6/05 | ROCKMILLS #MP 125 | 1 | 4.96 | 1984 | 2019 |  | 26 to 30 years old | ICI DEG 54 PI | #6 | 45000 | 31500 | 6750 | 4725 | Yes | 2019 | Elevator Apartments | 20 | 77205 | 1 | 6 | 78 | 80 | 1940 |  | YES
4077320002 | 213 08 73 AVENUE Queens, NY 11364 (40.745924680379744, -73.75790275560763) | National Grid | WINDSOR PARK OWNERS CORP. | W P OWNERS CORP | 213 05 75 AVENUE BAYSIDE, NY 11364 (40.745924680379744, -73.75790275560763) | CA156771X | 7/6/05 | PACIFIC 5282 | 2 | 4.9 | 1971 | 2010 |  | 36 - 40 year old | RAY AR 141-SIZE 5 | #6 | 45000 | 31500 | 6750 | 4725 | Yes | 2022 | Elevator Apartments | 23 | 486792 | 14 | 6 | 583 | 583 | 1952 |  | YES
4033400036 | 111 39 76 ROAD Queens, NY 11375 (40.720707263029794, -73.84628429608335) | National Grid | H.S.C. MANAGEMENT CORP. | STANWIX APT CORP | 180 80 STREET NEW YORK, NY 10024 (40.78367079966, -73.97751099800468) | CA360984H | 7/7/05 | ROCKMILLS MP125 | 1 | 5 | 1984 | 2019 |  | 26 to 30 years old | S.T. JOHNSON FD68 CAHM SIZE 125 | #6 | 44968 | 31478 | 6745 | 4722 | Yes | 2020 | Elevator Apartments | 29 | 52182 | 1 | 6 | 61 | 61 | 1938 |  | YES
Note on A1: There are more rows or columns in this dataset that aren't displayed. To view all the data, re-download the dataset from Socrata in CSV format.